## Cover
NOTICE
This report and workbook were prepared as an account of work sponsored by an agency of the United States Government. Neither the United States Government, nor any agency thereof, nor any of their employees, nor any of their contractors, subcontractors, or their employees, makes any warranty, express or implied, or assumes any legal liability or responsibility for the accuracy, completeness, or usefulness of any information, apparatus, product, or process disclosed, or represents that its use would not infringe privately owned rights. Reference herein to any specific commercial product, process, or service by trade name, trademark, manufacturer, or otherwise does not necessarily constitute or imply its endorsement, recommendation, or favoring by the United States Government or any agency, contractor, or subcontractor thereof. The views and opinions of authors expressed herein do not necessarily state or reflect those of the United States Government or any agency thereof.

## Table of Contents
Residential Fuel Switching Costs
Table of Contents
Tab Number | Tab Name | Description | Link
1 | Methodology | This tab provides an overview of the methodology for capturing residential appliance switching costs and how they are separated by census division.
2 | National Average Costs | This tab presents national average residential fuel switching cost matrices, separately for space heating, water heating, clothes drying and cooking stoves.
3 | New England Costs | This tab presents residential fuel switching cost matrices, separately for space heating, water heating, clothes drying and cooking stoves, for the New England Census Division.
4 | Middle Atlantic Costs | This tab presents residential fuel switching cost matrices, separately for space heating, water heating, clothes drying and cooking stoves, for the Middle Atlantic Census Division.
5 | East North Central Costs | This tab presents residential fuel switching cost matrices, separately for space heating, water heating, clothes drying and cooking stoves, for the East North Central Census Division.
6 | West North Central Costs | This tab presents residential fuel switching cost matrices, separately for space heating, water heating, clothes drying and cooking stoves, for the West North Central Census Division.
7 | South Atlantic Costs | This tab presents residential fuel switching cost matrices, separately for space heating, water heating, clothes drying and cooking stoves, for the South Atlantic Census Division.
8 | East South Central Costs | This tab presents residential fuel switching cost matrices, separately for space heating, water heating, clothes drying and cooking stoves, for the East South Central Census Division.
9 | West South Central Costs | This tab presents residential fuel switching cost matrices, separately for space heating, water heating, clothes drying and cooking stoves, for the West South Central Census Division.
10 | Mountain Costs | This tab presents residential fuel switching cost matrices, separately for space heating, water heating, clothes drying and cooking stoves, for the Mountain Census Division.
11 | Pacific Costs | This tab presents residential fuel switching cost matrices, separately for space heating, water heating, clothes drying and cooking stoves, for the Pacific Census Division.
12 | Space Heating Subcomponents | This tab outlines how the subcomponent inputs are included or excluded for each scenario when considering residential space heating fuel and technology switching costs.
13 | Space Heating Costs | This tab contains the underlying data used for residential space heating switching cost scenarios.
14 | Space Heating Detailed Costs | This tab contains the residential space heating switching costs for the subcomponents for each census division.
15 | Space Heating Demo and Permit | This tab contains the decommissioning costs for each residential space heating technology that cannot be reused, and associated permit and inspection costs.
16 | Water Heating Costs | This tab contains the detailed switching costs related to residential water heaters.
17 | Cooking Costs | This tab outlines how the subcomponent Costs and inputs included or excluded for each scenario when considering residential cooking fuel and technology switching costs.
18 | Clothes Drying Costs | This tab outlines the subcomponent costs and inputs included or excluded for each scenario when considering residential clothes drying fuel and technology switching costs.
19 | General Wages | This tab contains wages for plumbers, electricians, and HVAC technicians broken down by state and census division.
20 | Excavation Wages | This tab contains wages for excavators technicians broken down by state and census division.
21 | Sales Taxes | This tab contains taxes broken down by state and census division and by labor and materials.
22 | Credits & Trends | This tab describes relevant federal tax credits and state-level trends.
23 | Venting Notes | This tab contains notes on venting and expected costs.
24 | Mini-Split Air Handler Notes | This tab includes a description of assumptions and sources used for number of Mini-Split Air Handler units needed per home, by census division.
25 | Markup Notes | This tab documents the estimates used for markup rates, separately for labor and for materials.
26 | Gas Dryer Notes | This tab contains notes on Gas Dryers.
Go to tab
Go to tab
Go to tab
Go to tab
Go to tab
Go to tab
Go to tab
Go to tab
Go to tab
Go to tab
Go to tab
Go to tab
Go to tab
Go to tab
Go to tab
Go to tab
Go to tab
Go to tab
Go to tab
Go to tab
Go to tab
Go to tab
Go to tab
Go to tab
Go to tab
Go to tab

## 1 Methodology
General Assumptions:
Cost estimates assume that the previous and new fuel systems are not for one appliance only. The cooking, clothes drying, water heating, and space heating fuels will often be switched together. All estimates are presented in 2022 Dollars.
In these cases, the incremental costs associated with switching the clothes dryer fuel are generally minimal. Supply lines and outdoor fuel storage tanks are captured in the heating detailed costs.
The costs of connecting fuels to outdoor storage tanks and removing/decommissioning those tanks will be incorporated into heating only.
In other cases, the incremental costs of switching the cooking, clothes drying, and water heating fuels will typically be smaller, and those smaller costs are captured.
Existing chimneys or flues, if no longer used, are typically abandoned in place.
In most cases, ductwork not reused will be closed off instead of removed.
| Appliance Type |  | General Summary of Methods (see matrices for specific details) |  | Cost Formula
| Space Heating |  | Includes subsystem installation costs, demolition costs, and permit costs. Subsystem installation costs include labor (priced at an average hourly rate, and allowing for a wage markup factor and a labor tax) and materials costs. Materials include: ductwork, electrical lines, fuel line, duct closure, venting, ventilation modification, piping and hydronic system, fuel lines and pipes to outdoor tanks, electrical wiring, refrigerant, and horizontal loop system. Material cost includes the sum of the above mentioned costs, net of a material tax and a materials markup estimate. The total subsystem installation costs are calculated using the following formula: |  | Cost = [(Labor Hours x LaborCategoryWage) x (1 + Labor Sales Tax + Benefit Percentage) x (1 + Labor Markup Percent)] + [Material Cost x (1 + Material Sales Tax) x (1 + Material Markup Percent)]
| Water Heating |  | Includes removal costs, labor and materials, and permitting. Depending on the fuel type, there are electrical work costs (for electrical), or piping and fuel line (for propane or natural gas), and venting and capping. The total costs are calculated using the following formula, which incorporates both labor and materials costs: |  | Cost = [(Labor Hours x LaborCategoryWage) x (1 + Labor Sales Tax + Benefit Percentage) x (1 + Labor Markup Percent)] + [Material Cost x (1 + Material Sales Tax) x (1 + Material Markup Percent)]
| Clothes Drying |  | Includes removal costs, venting, permitting, capping, electrical work (for electric), gas line (for propane or natural gas), and labor. The total subsystem installation costs are calculated using the following formula: |  | Cost = [(Labor Hours x LaborCategoryWage) x (1 + Labor Sales Tax + Benefit Percentage) x (1 + Labor Markup Percent)] + [Material Cost x (1 + Material Sales Tax) x (1 + Material Markup Percent)]
| Cooking |  | Costs include materials (including the sum of the mentioned costs in the relevant cell of the cost matrix, net of a materials tax and a materials markup estimate) and labor (priced at an average hourly rate, and allowing for a wage markup factor and a labor tax). The total costs are calculated using the following formula: |  | Cost = [(Labor Hours x LaborCategoryWage) x (1 + Labor Sales Tax + Benefit Percentage) x (1 + Labor Markup Percent)] + [Material Cost x (1 + Material Sales Tax) x (1 + Material Markup Percent)]
| National and Regional Estimates |  | Estimates are presented for the overall national level, as well as separate estimates for each census division that are derived as described in the corresponding tabs in this workbook: |  | Cost = [(Labor Hours x LaborCategoryWage) x (1 + Labor Sales Tax + Benefit Percentage) x (1 + Labor Markup Percent)] + [Material Cost x (1 + Material Sales Tax) x (1 + Material Markup Percent)] + Decommissioning Costs + Permit Fees
| Like-in-Kind |  | Replacement for residential equipment swapping refers to replacing an existing piece of equipment with a new one that is functionally similar in terms of fuel type, technology, and capacity. The key aspects of a like-in-kind replacement include same fuel type and similar technology.
Options to Add or Remove Costs
Steps to Remove a Subcomponent: |  | To remove a subcomponent cost, remove the item in the subcomponent matrix in the relevant cell.
Steps to Add a Subcomponent:
1. Identify the Appliance & Subcomponent Table:
Determine which appliance the subcomponent belongs to.
Locate the "Subcomponent Costs by Census Division" table for that appliance.
2. Assign a Unique Cost Name:
In the subcomponent title, give the new cost a short and unique descriptive name.
3. Enter Known Labor & Material Costs (If Available):
If labor hours and material costs are known: Add them to the relevant cells in the table.
Use example formula and change terms as needed. |  |  | Example Formula:
=($H$8*'19 General Wages'!K9)*(1+'21 Sales Taxes'!G8+'19 General Wages'!L9)*(1+'14 Space Heating Detailed Costs'!$I$5) + $H$9*(1+'21 Sales Taxes'!H8)*(1+'14 Space Heating Detailed Costs'!$I$6)
|  |  | Term | Function
|  |  | $H$8 | References the Labor Cost
|  |  | '19 General Wages'!K9 | References the Relevant Labor Category for the Census Division
|  |  | (1+'21 Sales Taxes'!G8+'19 General Wages'!L9) | References the Sales Tax on Labor (G8 in this instance for New England) and the Benefits (L9)
|  |  | (1+'14 Space Heating Detailed Costs'!$I$5) | References the Markup on Labor
|  |  | $H$9 | References the Material Costs
|  |  | (1+'21 Sales Taxes'!H8) | References the Sales Tax on Materials(H8 in this instance for New England)
|  |  | (1+'14 Space Heating Detailed Costs'!$I$6) | References the Markup on Materials
Add the updated equation into the New England row in the new subcomponent column.
Left-click on the cell and again on the bottom right corner and drag down to repeat for all of the census divisions and national costs.
4. Use Simplified Cost Addition (If Necessary):
If labor and material costs are not available, use a simplified method:
Reference the average cost from the "General Wages" tab.
Multiply the cost by the national index in the "19 General Wages" Tab for the relevant census division for each division required.
5. Update the Subcomponent Matrix:
Add the new cost name to the next available row in the relevant subcomponent matrix cell.
Example Formula:
6. Update the Cost Matrix: |  |  | =SUMPRODUCT(ISNUMBER( SEARCH('13 Space Heating Costs'!$C$7:$AW$7,'12 Space Heating Subcomponents'!H28)) *'13 Space Heating Costs'!$C$11:$AW$11)
Add new rows in the cost matrix to include the newly added costs. |  |  | Term |  | Function
In this example, cells C7 through AW7 are all of the subcomponent cost names. |  |  | $C$7:$AW$7 |  | Represents all Subcomponent names in the "Subcomponent Costs by Census Division Matrix"
In this example, cells C11 through AW11 are all of the subcomponent costs for New England. |  |  | $C$11:$AW$11 |  | Represents all Subcomponent costs by the row number of the census division in the "Subcomponent Costs by Census Division Matrix"
Simplified Example:
Adding an upgraded 200 Amp subpanel cost for Space Heating for National Average Costs.
In tab "13 Space Heating Costs" add a name such as "PanelUpgrade" in cell AX7.
Add the average cost multiplied by the wage index for New England in tab "19 General Wages" (cell T9) into cell AX11.
Copy and drag the costs down to the national costs from the bottom right of the cell.
Put "PanelUpgrade" in to the next row of the interested Subcomponent matrix cell in tab "12 Space Heating Subcomponents".
Update the matching cell in the interested national or census division cost matrix subcomponent name term to include $C$7:AX$7, and the cost term to $C$20:$AX$20.
The costs aggregated in the cell will now update.
The formula can now be dragged across all of the other cells in the same matrix.
For other census divisions, simply change the row number to match the same census division.
For National, choose row 20 and change $C$11:$AX$11 to $C$20:$AX$20.

## 2 National Average Costs
| Color Key | [8 empty] | Back to Table of Contents
The technology swap is the same or virtually non-existent
National Average Residential Fuel Switching Costs
Residential Space Heating Switching Costs: Standard Fuels and Technologies Including Average Venting Switching Costs | [13 empty] | Residential Space Heating Switching Costs: Standard Fuels and Technologies Including Switching Costs From a Non-Existent or Standard-Efficiency (B-Vent) to a High-Efficiency (Condensing) Direct Vent | [13 empty] | Residential Space Heating Switching Costs: Standard Fuels and Technologies Including Switching Costs From Non-Existent or High-Efficiency (Condensing) Direct Vent to a Standard-Efficiency (B-Vent)
FROM → TO ↓ |  | Switching From Fuel or Technology 2022 $ | [11 empty] | FROM → TO ↓ |  | Switching From Fuel or Technology 2022 $ | [11 empty] | FROM → TO ↓ |  | Switching From Fuel or Technology 2022 $
|  | Fuel | Natural Gas | Distillate Fuel Oil/Kerosene | Natural Gas | Distillate Fuel Oil/Kerosene | Electricity | Electricity | Electricity | Electricity | Electricity | Propane | Wood |  |  | Fuel | Natural Gas | Distillate Fuel Oil/Kerosene | Natural Gas | Distillate Fuel Oil/Kerosene | Electricity | Electricity | Electricity | Electricity | Electricity | Propane | Wood |  |  | Fuel | Natural Gas | Distillate Fuel Oil/Kerosene | Natural Gas | Distillate Fuel Oil/Kerosene | Electricity | Electricity | Electricity | Electricity | Electricity | Propane | Wood
Switching To Fuel or Technology | Fuel | Technology | Furnaces | Furnaces | Boilers | Boilers | Furnaces | Unit Heaters | Air-Source Heat Pumps | Mini-Split Heat Pump | Ground-Source Heat Pump | Furnaces | Stove | Switching To Fuel or Technology | Fuel | Technology | Furnaces | Furnaces | Boilers | Boilers | Furnaces | Unit Heaters | Air-Source Heat Pumps | Mini-Split Heat Pump | Ground-Source Heat Pump | Furnaces | Stove | Switching To Fuel or Technology | Fuel | Technology | Furnaces | Furnaces | Boilers | Boilers | Furnaces | Unit Heaters | Air-Source Heat Pumps | Mini-Split Heat Pump | Ground-Source Heat Pump | Furnaces | Stove
| Natural Gas | Furnaces |  | 4464.7477 | 6004.5602 | 7879.5602 | 3649.0015 | 7013.8139 | 4199.0015 | 7788.7181 | 4199.0015 | 4114.7477 | 9863.8139 |  | Natural Gas | Furnaces |  | 5187.9937 | 6727.8062 | 8602.8062 | 4372.2474 | 7737.0599 | 4922.2474 | 8511.9641 | 4922.2474 | 4837.9937 | 10587.0599 |  | Natural Gas | Furnaces |  | 3873.1054 | 5412.9179 | 7287.9179 | 3057.3592 | 6422.1716 | 3607.3592 | 7197.0758 | 3607.3592 | 3523.1054 | 9272.1716
| Distillate Fuel Oil/Kerosene | Furnaces | 3511.9641 |  | 6920.11 | 7237.5904 | 4014.5512 | 7379.3637 | 4564.5512 | 8154.2679 | 4564.5512 | 4480.2975 | 6814.5512 |  | Distillate Fuel Oil/Kerosene | Furnaces | 4452.1799 |  | 7860.3257 | 8177.8062 | 4954.7669 | 8319.5794 | 5504.7669 | 9094.4836 | 5504.7669 | 5420.5132 | 7754.7669 |  | Distillate Fuel Oil/Kerosene | Furnaces | 3137.2916 |  | 6545.4375 | 6862.9179 | 3639.8787 | 7004.6912 | 4189.8787 | 7779.5954 | 4189.8787 | 4105.625 | 6439.8787
| Natural Gas | Boilers | 8968.4245 | 10836.7578 |  | 3939.6339 | 9095.2247 | 9045.2247 | 10571.0115 | 9820.1288 | 10571.0115 | 10486.7578 | 15310.0371 |  | Natural Gas | Boilers | 9441.7842 | 11310.1176 |  | 4412.9937 | 9568.5844 | 9518.5844 | 11044.3713 | 10293.4886 | 11044.3713 | 10960.1176 | 15783.3969 |  | Natural Gas | Boilers | 8126.896 | 9995.2293 |  | 3098.1054 | 8253.6962 | 8203.6962 | 9729.483 | 8978.6004 | 9729.483 | 9645.2293 | 14468.5087
| Distillate Fuel Oil/Kerosene | Boilers | 10551.2772 | 10862.091 | 3647.4867 |  | 10128.0774 | 10078.0774 | 10678.0774 | 10852.9816 | 10678.0774 | 11519.6105 | 12928.0774 |  | Distillate Fuel Oil/Kerosene | Boilers | 10624.3038 | 10935.1176 | 3720.5132 |  | 10201.104 | 10151.104 | 10751.104 | 10926.0081 | 10751.104 | 11592.6371 | 13001.104 |  | Distillate Fuel Oil/Kerosene | Boilers | 9309.4155 | 9620.2293 | 2405.625 |  | 8886.2157 | 8836.2157 | 9436.2157 | 9611.1199 | 9436.2157 | 10277.7489 | 11686.2157
| Electricity | Furnaces | 2034.2767 | 3352.6101 | 5442.4226 | 6767.4226 |  | 5242.4226 | 2427.6101 | 6017.3267 | 2427.6101 | 3002.6101 | 7289.8125 |  | Electricity | Furnaces | 2034.2767 | 3352.6101 | 5442.4226 | 6767.4226 |  | 5242.4226 | 2427.6101 | 6017.3267 | 2427.6101 | 3002.6101 | 7289.8125 |  | Electricity | Furnaces | 2034.2767 | 3352.6101 | 5442.4226 | 6767.4226 |  | 5242.4226 | 2427.6101 | 6017.3267 | 2427.6101 | 3002.6101 | 7289.8125
| Electricity | Unit Heaters | 2435.0636 | 3753.3969 | 1502.6101 | 2827.6101 | 2278.3969 |  | 2828.3969 | 2077.5143 | 2828.3969 | 3403.3969 | 4152.6101 |  | Electricity | Unit Heaters | 2435.0636 | 3753.3969 | 1502.6101 | 2827.6101 | 2278.3969 |  | 2828.3969 | 2077.5143 | 2828.3969 | 3403.3969 | 4152.6101 |  | Electricity | Unit Heaters | 2435.0636 | 3753.3969 | 1502.6101 | 2827.6101 | 2278.3969 |  | 2828.3969 | 2077.5143 | 2828.3969 | 3403.3969 | 4152.6101
| Electricity | Air-Source Heat Pumps | 1334.2767 | 2652.6101 | 4742.4226 | 6067.4226 | 1177.6101 | 4542.4226 |  | 4514.7167 | 925 | 2302.6101 | 6589.8125 |  | Electricity | Air-Source Heat Pumps | 1334.2767 | 2652.6101 | 4742.4226 | 6067.4226 | 1177.6101 | 4542.4226 |  | 4514.7167 | 925 | 2302.6101 | 6589.8125 |  | Electricity | Air-Source Heat Pumps | 1334.2767 | 2652.6101 | 4742.4226 | 6067.4226 | 1177.6101 | 4542.4226 |  | 4514.7167 | 925 | 2302.6101 | 6589.8125
| Electricity | Mini-Split Heat Pump | 4218.8151 | 5537.1484 | 3286.3616 | 4611.3616 | 4062.1484 | 4012.1484 | 3809.5384 |  | 3809.5384 | 5187.1484 | 5936.3616 |  | Electricity | Mini-Split Heat Pump | 4218.8151 | 5537.1484 | 3286.3616 | 4611.3616 | 4062.1484 | 4012.1484 | 3809.5384 |  | 3809.5384 | 5187.1484 | 5936.3616 |  | Electricity | Mini-Split Heat Pump | 4218.8151 | 5537.1484 | 3286.3616 | 4611.3616 | 4062.1484 | 4012.1484 | 3809.5384 |  | 3809.5384 | 5187.1484 | 5936.3616
| Electricity | Ground-Source Heat Pump | 17182.7302 | 21915.876 | 17176.0635 | 21915.876 | 17026.0635 | 21050.1297 | 16773.4535 | 20363.1701 |  | 21565.876 | 19682.7072 |  | Electricity | Ground-Source Heat Pump | 17182.7302 | 21915.876 | 17176.0635 | 21915.876 | 17026.0635 | 21050.1297 | 16773.4535 | 20363.1701 |  | 21565.876 | 19682.7072 |  | Electricity | Ground-Source Heat Pump | 17182.7302 | 21915.876 | 17176.0635 | 21915.876 | 17026.0635 | 21050.1297 | 16773.4535 | 20363.1701 |  | 21565.876 | 19682.7072
| Propane | Furnaces | 2778.9339 | 4097.2673 | 6187.0798 | 7512.0798 | 3281.521 | 6646.3335 | 3831.521 | 7421.2377 | 3831.521 |  | 9496.3335 |  | Propane | Furnaces | 3502.1799 | 4820.5132 | 6910.3257 | 8235.3257 | 4004.7669 | 7369.5794 | 4554.7669 | 8144.4836 | 4554.7669 |  | 10219.5794 |  | Propane | Furnaces | 2187.2916 | 3505.625 | 5595.4375 | 6920.4375 | 2689.8787 | 6054.6912 | 3239.8787 | 6829.5954 | 3239.8787 |  | 8904.6912
| Wood | Stove | 3876.4672 | 5194.8005 | 3869.8005 | 5194.8005 | 3719.8005 | 3669.8005 | 4269.8005 | 4444.7047 | 4269.8005 | 4844.8005 |  |  | Wood | Stove | 3876.4672 | 5194.8005 | 3869.8005 | 5194.8005 | 3719.8005 | 3669.8005 | 4269.8005 | 4444.7047 | 4269.8005 | 4844.8005 |  |  | Wood | Stove | 3876.4672 | 5194.8005 | 3869.8005 | 5194.8005 | 3719.8005 | 3669.8005 | 4269.8005 | 4444.7047 | 4269.8005 | 4844.8005
Residential Water Heating Switching Costs: Standard Fuels and Technologies Switching from Tank Systems to Instantaneous (Tankless) Water Heaters Including Average Venting | [13 empty] | Residential Water Heating Switching Costs: Standard Fuels and Technologies Switching from Tank Systems to Instantaneous (Tankless) Water Heaters Including Switching From a Non-Existent or Standard-Efficiency B-Vent to a High-Efficiency Direct Vent | [13 empty] | Residential Water Heating Switching Costs: Standard Fuels and Technologies Switching from Tank Systems to Instantaneous (Tankless) Water Heaters Including Switching From a Non-Existent or High-Efficiency Direct Vent to a Standard-Efficiency B-Vent
FROM → TO ↓ |  | Switching From Fuel or Technology 2022 $ Storage Tanks | [11 empty] | FROM → TO ↓ |  | Switching From Fuel or Technology 2022 $ Storage Tanks | [11 empty] | FROM → TO ↓ |  | Switching From Fuel or Technology 2022 $ Storage Tanks
|  | Electricity | Distillate Fuel Oil/Kerosene | Propane | Natural Gas | Solar | [9 empty] | Electricity | Distillate Fuel Oil/Kerosene | Propane | Natural Gas | Solar | [9 empty] | Electricity | Distillate Fuel Oil/Kerosene | Propane | Natural Gas | Solar
Switching To Fuel or Technology Instantaneous (Tankless) | Electricity | 0 | 1115.565 | 1115.565 | 1115.565 | 882.6101 | [7 empty] | Switching To Fuel or Technology Instantaneous (Tankless) | Electricity | 0 | 1115.565 | 1115.565 | 1115.565 | 882.6101 | [7 empty] | Switching To Fuel or Technology Instantaneous (Tankless) | Electricity | 0 | 1115.565 | 1115.565 | 1115.565 | 882.6101
| Distillate Fuel Oil/Kerosene | [13 empty] | Distillate Fuel Oil/Kerosene | [13 empty] | Distillate Fuel Oil/Kerosene
| Propane | 3683.4746 | 3177.1758 | 2261.7013 | 3177.1758 | 3683.4746 | [8 empty] | Propane | 4296.7733 | 3790.4745 | 2875 | 3790.4745 | 4296.7733 | [8 empty] | Propane | 3181.7733 | 2675.4745 | 1760 | 2675.4745 | 3181.7733
| Natural Gas | 3683.4746 | 3177.1758 | 3177.1758 | 2261.7013 | 3683.4746 | [8 empty] | Natural Gas | 4296.7733 | 3790.4745 | 3790.4745 | 2875 | 4296.7733 | [8 empty] | Natural Gas | 3181.7733 | 2675.4745 | 2675.4745 | 1760 | 3181.7733
| Solar | [13 empty] | Solar | [13 empty] | Solar
Residential Water Heating Switching Costs: Standard Fuels and Technologies Switching with Tank Systems to Alternate Fuels Including Average Venting | [13 empty] | Residential Water Heating Switching Costs: Standard Fuels and Technologies Switching with Tank Systems to Alternate Fuels Including Switching From a Non-Existent or Standard-Efficiency B-Vent to a High-Efficiency Direct Vent | [13 empty] | Residential Water Heating Switching Costs: Standard Fuels and Technologies Switching with Tank Systems to Alternate Fuels Including Switching From a Non-Existent or High-Efficiency Direct Vent to a Standard-Efficiency B-Vent
FROM → TO ↓ |  | Switching From Fuel or Technology 2022 $ Storage Tanks | [11 empty] | FROM → TO ↓ |  | Switching From Fuel or Technology 2022 $ Storage Tanks | [11 empty] | FROM → TO ↓ |  | Switching From Fuel or Technology 2022 $ Storage Tanks
|  | Electricity | Distillate Fuel Oil/Kerosene | Propane | Natural Gas | Solar | [9 empty] | Electricity | Distillate Fuel Oil/Kerosene | Propane | Natural Gas | Solar | [9 empty] | Electricity | Distillate Fuel Oil/Kerosene | Propane | Natural Gas | Solar
Switching To Fuel or Technology Storage Tanks | Electricity |  | 1115.565 | 1115.565 | 1115.565 | 882.6101 | [7 empty] | Switching To Fuel or Technology Storage Tanks | Electricity |  | 1115.565 | 1115.565 | 1115.565 | 882.6101 | [7 empty] | Switching To Fuel or Technology Storage Tanks | Electricity |  | 1115.565 | 1115.565 | 1115.565 | 882.6101
| Distillate Fuel Oil/Kerosene | 2373.4432 |  | 1867.1444 | 1867.1444 | 2373.4432 | [8 empty] | Distillate Fuel Oil/Kerosene | 2984.5681 |  | 2478.2694 | 2478.2694 | 2984.5681 | [8 empty] | Distillate Fuel Oil/Kerosene | 2180.4563 |  | 1674.1576 | 1674.1576 | 2180.4563
| Propane | 1826.7428 | 1320.4441 |  | 1320.4441 | 1826.7428 | [8 empty] | Propane | 1964.2537 | 1457.955 |  | 1457.955 | 1964.2537 | [8 empty] | Propane | 1714.2537 | 1207.955 |  | 1207.955 | 1714.2537
| Natural Gas | 1826.7428 | 1320.4441 | 1320.4441 |  | 1826.7428 | [8 empty] | Natural Gas | 1964.2537 | 1457.955 | 1457.955 |  | 1964.2537 | [8 empty] | Natural Gas | 1714.2537 | 1207.955 | 1207.955 |  | 1714.2537
| Solar | 80 | 1115.565 | 1115.565 | 1115.565 | [9 empty] | Solar | 80 | 1115.565 | 1115.565 | 1115.565 | [9 empty] | Solar | 80 | 1115.565 | 1115.565 | 1115.565
Residential Water Heating Switching Costs: Standard Fuels and Technologies for Instantaneous (Tankless) Technology Switching to Alternate Fuels Including Average Venting | [13 empty] | Residential Water Heating Switching Costs: Standard Fuels and Technologies for Instantaneous (Tankless) Technology Switching to Alternate Fuels Including Switching From a Non-Existent or Standard-Efficiency B-Vent to a High-Efficiency Direct Vent | [13 empty] | Residential Water Heating Switching Costs: Standard Fuels and Technologies for Instantaneous (Tankless) Technology Switching to Alternate Fuels Including Switching From a Non-Existent or High-Efficiency Direct Vent to a Standard-Efficiency B-Vent
FROM → TO ↓ |  | Switching From Fuel or Technology 2022 $ Instantaneous (Tankless) | [11 empty] | FROM → TO ↓ |  | Switching From Fuel or Technology 2022 $ Instantaneous (Tankless) | [11 empty] | FROM → TO ↓ |  | Switching From Fuel or Technology 2022 $ Instantaneous (Tankless)
|  | Electricity | Distillate Fuel Oil/Kerosene | Propane | Natural Gas | Solar | [9 empty] | Electricity | Distillate Fuel Oil/Kerosene | Propane | Natural Gas | Solar | [9 empty] | Electricity | Distillate Fuel Oil/Kerosene | Propane | Natural Gas | Solar
Switching To Fuel or Technology Instantaneous (Tankless) | Electricity |  | 1115.565 | 1115.565 | 1115.565 | 882.6101 | [7 empty] | Switching To Fuel or Technology Instantaneous (Tankless) | Electricity |  | 1115.565 | 1115.565 | 1115.565 | 882.6101 | [7 empty] | Switching To Fuel or Technology Instantaneous (Tankless) | Electricity |  | 1115.565 | 1115.565 | 1115.565 | 882.6101
| Distillate Fuel Oil/Kerosene | [13 empty] | Distillate Fuel Oil/Kerosene | [13 empty] | Distillate Fuel Oil/Kerosene
| Propane | 3683.4746 | 2169.6563 |  | 3177.1758 | 3683.4746 | [8 empty] | Propane | 4296.7733 | 2782.955 |  | 3790.4745 | 4296.7733 | [8 empty] | Propane | 3181.7733 | 2782.955 |  | 2675.4745 | 3181.7733
| Natural Gas | 3683.4746 | 3177.1758 | 3177.1758 |  | 3683.4746 | [8 empty] | Natural Gas | 4296.7733 | 3790.4745 | 3790.4745 |  | 4296.7733 | [8 empty] | Natural Gas | 3181.7733 | 2675.4745 | 2675.4745 |  | 3181.7733
| Solar | [13 empty] | Solar | [13 empty] | Solar
Residential Clothes Drying Switching Costs: Standard Fuels and Technologies
FROM → TO ↓ |  | Switching From Fuel or Technology 2022 $
|  | Electricity | Electric Heat Pump (Ventless) | Propane | Natural Gas
Switching To Fuel or Technology | Electricity |  | 723.1683 | 1010.4152 | 1010.4152
| Electric Heat Pump (Ventless) | 100 |  | 1110.4152 | 1160.4152
| Propane | 1029.5379 | 1702.7062 |  | 1343.2618
| Natural Gas | 1029.5379 | 1752.7062 | 1231.7206
Residential Cooking Switching Costs: Standard Fuels and Technologies
FROM → TO ↓ |  | Switching From Fuel or Technology 2022 $
|  | Electricity | Natural Gas | Propane
Switching To Fuel or Technology | Electricity |  | 926.3809 | 926.3809
| Natural Gas | 1029.5379 |  | 1210.8959
| Propane | 1029.5379 | 1210.8959
Go to tab

## 3 New England Costs
| Color Key | [8 empty] | Back to Table of Contents
The technology swap is the same or virtually non-existent
New England Residential Fuel Switching Costs
Residential Space Heating Switching Costs: Standard Fuels and Technologies Including Average Venting Switching Costs | [13 empty] | Residential Space Heating Switching Costs: Standard Fuels and Technologies Including Switching Costs From a Non-Existent or Standard-Efficiency (B-Vent) to a High-Efficiency (Condensing) Direct Vent | [13 empty] | Residential Space Heating Switching Costs: Standard Fuels and Technologies Including Switching Costs From Non-Existent or High-Efficiency (Condensing) Direct Vent to a Standard-Efficiency (B-Vent)
FROM → TO ↓ |  | Switching From Fuel or Technology 2022 $ | [11 empty] | FROM → TO ↓ |  | Switching From Fuel or Technology 2022 $ | [11 empty] | FROM → TO ↓ |  | Switching From Fuel or Technology 2022 $
|  | Fuel | Natural Gas | Distillate Fuel Oil/Kerosene | Natural Gas | Distillate Fuel Oil/Kerosene | Electricity | Electricity | Electricity | Electricity | Electricity | Propane | Wood |  |  | Fuel | Natural Gas | Distillate Fuel Oil/Kerosene | Natural Gas | Distillate Fuel Oil/Kerosene | Electricity | Electricity | Electricity | Electricity | Electricity | Propane | Wood |  |  | Fuel | Natural Gas | Distillate Fuel Oil/Kerosene | Natural Gas | Distillate Fuel Oil/Kerosene | Electricity | Electricity | Electricity | Electricity | Electricity | Propane | Wood
Switching To Fuel or Technology | Fuel | Technology | Furnaces | Furnaces | Boilers | Boilers | Furnaces | Unit Heaters | Air-Source Heat Pumps | Mini-Split Heat Pump | Ground-Source Heat Pump | Furnaces | Stove | Switching To Fuel or Technology | Fuel | Technology | Furnaces | Furnaces | Boilers | Boilers | Furnaces | Unit Heaters | Air-Source Heat Pumps | Mini-Split Heat Pump | Ground-Source Heat Pump | Furnaces | Stove | Switching To Fuel or Technology | Fuel | Technology | Furnaces | Furnaces | Boilers | Boilers | Furnaces | Unit Heaters | Air-Source Heat Pumps | Mini-Split Heat Pump | Ground-Source Heat Pump | Furnaces | Stove
| Natural Gas | Furnaces |  | 5210.3925 | 6576.3721 | 8715.8183 | 4237.2667 | 7685.6406 | 4864.8376 | 8751.0849 | 4864.8376 | 4811.0292 | 10937.5989 |  | Natural Gas | Furnaces |  | 5715.6716 | 7081.6512 | 9221.0974 | 4742.5458 | 8190.9197 | 5370.1167 | 9256.364 | 5370.1167 | 5316.3083 | 11442.878 |  | Natural Gas | Furnaces |  | 4219.0306 | 5585.0102 | 7724.4565 | 3245.9048 | 6694.2788 | 3873.4757 | 7759.723 | 3873.4757 | 3819.6673 | 9946.2371
| Distillate Fuel Oil/Kerosene | Furnaces | 3600.116 |  | 7097.9349 | 7581.0794 | 4131.2586 | 7579.6326 | 4758.8295 | 8645.0768 | 4758.8295 | 4705.0211 | 7326.165 |  | Distillate Fuel Oil/Kerosene | Furnaces | 4737.5631 |  | 8235.3821 | 8718.5265 | 5268.7057 | 8717.0797 | 5896.2766 | 9782.5239 | 5896.2766 | 5842.4683 | 8463.6121 |  | Distillate Fuel Oil/Kerosene | Furnaces | 3240.9222 |  | 6738.7411 | 7221.8856 | 3772.0648 | 7220.4388 | 4399.6357 | 8285.883 | 4399.6357 | 4345.8273 | 6966.9712
| Natural Gas | Boilers | 10648.7505 | 12780.5899 |  | 4461.7465 | 10797.5372 | 10740.4853 | 12435.035 | 11805.9295 | 12435.035 | 12381.2266 | 17497.8694 |  | Natural Gas | Boilers | 11127.6756 | 13259.515 |  | 4940.6716 | 11276.4623 | 11219.4104 | 12913.9601 | 12284.8546 | 12913.9601 | 12860.1517 | 17976.7945 |  | Natural Gas | Boilers | 9631.0347 | 11762.874 |  | 3444.0306 | 9779.8213 | 9722.7694 | 11417.3191 | 10788.2137 | 11417.3191 | 11363.5107 | 16480.1536
| Distillate Fuel Oil/Kerosene | Boilers | 12078.85 | 12554.3875 | 3752.3996 |  | 11600.0657 | 11543.0138 | 12227.6366 | 12608.458 | 12227.6366 | 13183.7551 | 14794.9721 |  | Distillate Fuel Oil/Kerosene | Boilers | 12331.4065 | 12806.9441 | 4004.9562 |  | 11852.6223 | 11795.5704 | 12480.1932 | 12861.0146 | 12480.1932 | 13436.3116 | 15047.5287 |  | Distillate Fuel Oil/Kerosene | Boilers | 10834.7656 | 11310.3031 | 2508.3153 |  | 10355.9813 | 10298.9294 | 10983.5522 | 11364.3737 | 10983.5522 | 11939.6707 | 13550.8877
| Electricity | Furnaces | 2138.6278 | 3642.8963 | 5636.4468 | 7148.3221 |  | 5408.2392 | 2587.4361 | 6473.6834 | 2587.4361 | 3243.533 | 7803.5399 |  | Electricity | Furnaces | 2138.6278 | 3642.8963 | 5636.4468 | 7148.3221 |  | 5408.2392 | 2587.4361 | 6473.6834 | 2587.4361 | 3243.533 | 7803.5399 |  | Electricity | Furnaces | 2138.6278 | 3642.8963 | 5636.4468 | 7148.3221 |  | 5408.2392 | 2587.4361 | 6473.6834 | 2587.4361 | 3243.533 | 7803.5399
| Electricity | Unit Heaters | 2623.5547 | 4127.8231 | 1606.0209 | 3117.8963 | 2444.7921 |  | 3072.363 | 2443.2575 | 3072.363 | 3728.4598 | 4629.7716 |  | Electricity | Unit Heaters | 2623.5547 | 4127.8231 | 1606.0209 | 3117.8963 | 2444.7921 |  | 3072.363 | 2443.2575 | 3072.363 | 3728.4598 | 4629.7716 |  | Electricity | Unit Heaters | 2623.5547 | 4127.8231 | 1606.0209 | 3117.8963 | 2444.7921 |  | 3072.363 | 2443.2575 | 3072.363 | 3728.4598 | 4629.7716
| Electricity | Air-Source Heat Pumps | 1438.6278 | 2942.8963 | 4936.4468 | 6448.3221 | 1259.8652 | 4708.2392 |  | 4917.0258 | 1030.7785 | 2543.533 | 7103.5399 |  | Electricity | Air-Source Heat Pumps | 1438.6278 | 2942.8963 | 4936.4468 | 6448.3221 | 1259.8652 | 4708.2392 |  | 4917.0258 | 1030.7785 | 2543.533 | 7103.5399 |  | Electricity | Air-Source Heat Pumps | 1438.6278 | 2942.8963 | 4936.4468 | 6448.3221 | 1259.8652 | 4708.2392 |  | 4917.0258 | 1030.7785 | 2543.533 | 7103.5399
| Electricity | Mini-Split Heat Pump | 4549.6026 | 6053.871 | 3532.0688 | 5043.9441 | 4370.8399 | 4313.788 | 4141.7532 |  | 4141.7532 | 5654.5077 | 6555.8195 |  | Electricity | Mini-Split Heat Pump | 4549.6026 | 6053.871 | 3532.0688 | 5043.9441 | 4370.8399 | 4313.788 | 4141.7532 |  | 4141.7532 | 5654.5077 | 6555.8195 |  | Electricity | Mini-Split Heat Pump | 4549.6026 | 6053.871 | 3532.0688 | 5043.9441 | 4370.8399 | 4313.788 | 4141.7532 |  | 4141.7532 | 5654.5077 | 6555.8195
| Electricity | Ground-Source Heat Pump | 18536.3438 | 23546.0381 | 18528.7369 | 23546.0381 | 18357.5812 | 22515.8604 | 18128.4945 | 22014.7417 |  | 23146.6748 | 21405.7352 |  | Electricity | Ground-Source Heat Pump | 18536.3438 | 23546.0381 | 18528.7369 | 23546.0381 | 18357.5812 | 22515.8604 | 18128.4945 | 22014.7417 |  | 23146.6748 | 21405.7352 |  | Electricity | Ground-Source Heat Pump | 18536.3438 | 23546.0381 | 18528.7369 | 23546.0381 | 18357.5812 | 22515.8604 | 18128.4945 | 22014.7417 |  | 23146.6748 | 21405.7352
| Propane | Furnaces | 3282.284 | 4786.5524 | 6780.103 | 8291.9783 | 3813.4266 | 7261.8006 | 4440.9975 | 8327.2448 | 4440.9975 |  | 10513.7589 |  | Propane | Furnaces | 3787.5631 | 5291.8316 | 7285.3821 | 8797.2574 | 4318.7057 | 7767.0797 | 4946.2766 | 8832.5239 | 4946.2766 |  | 11019.038 |  | Propane | Furnaces | 2290.9222 | 3795.1906 | 5788.7411 | 7300.6165 | 2822.0648 | 6270.4388 | 3449.6357 | 7335.883 | 3449.6357 |  | 9522.3971
| Wood | Stove | 3982.6742 | 5486.9426 | 3975.0672 | 5486.9426 | 3803.9115 | 3746.8596 | 4431.4824 | 4812.3039 | 4431.4824 | 5087.5793 |  |  | Wood | Stove | 3982.6742 | 5486.9426 | 3975.0672 | 5486.9426 | 3803.9115 | 3746.8596 | 4431.4824 | 4812.3039 | 4431.4824 | 5087.5793 |  |  | Wood | Stove | 3982.6742 | 5486.9426 | 3975.0672 | 5486.9426 | 3803.9115 | 3746.8596 | 4431.4824 | 4812.3039 | 4431.4824 | 5087.5793
Residential Water Heating Switching Costs: Standard Fuels and Technologies Switching from Tank Systems to Instantaneous (Tankless) Water Heaters Including Average Venting | [13 empty] | Residential Water Heating Switching Costs: Standard Fuels and Technologies Switching from Tank Systems to Instantaneous (Tankless) Water Heaters Including Switching From a Non-Existent or Standard-Efficiency B-Vent to a High-Efficiency Direct Vent | [13 empty] | Residential Water Heating Switching Costs: Standard Fuels and Technologies Switching from Tank Systems to Instantaneous (Tankless) Water Heaters Including Switching From a Non-Existent or High-Efficiency Direct Vent to a Standard-Efficiency B-Vent
FROM → TO ↓ |  | Switching From Fuel or Technology 2022 $ Storage Tanks | [11 empty] | FROM → TO ↓ |  | Switching From Fuel or Technology 2022 $ Storage Tanks | [11 empty] | FROM → TO ↓ |  | Switching From Fuel or Technology 2022 $ Storage Tanks
|  | Electricity | Distillate Fuel Oil/Kerosene | Propane | Natural Gas | Solar | [9 empty] | Electricity | Distillate Fuel Oil/Kerosene | Propane | Natural Gas | Solar | [9 empty] | Electricity | Distillate Fuel Oil/Kerosene | Propane | Natural Gas | Solar
Switching To Fuel or Technology Instantaneous (Tankless) | Electricity | 0 | 1206.163 | 1206.163 | 1206.163 | 936.6576 | [7 empty] | Switching To Fuel or Technology Instantaneous (Tankless) | Electricity | 0 | 1206.163 | 1206.163 | 1206.163 | 936.6576 | [7 empty] | Switching To Fuel or Technology Instantaneous (Tankless) | Electricity | 0 | 1206.163 | 1206.163 | 1206.163 | 936.6576
| Distillate Fuel Oil/Kerosene | [13 empty] | Distillate Fuel Oil/Kerosene | [13 empty] | Distillate Fuel Oil/Kerosene
| Propane | 4284.654 | 3764.2541 | 2850.4021 | 3764.2541 | 4284.654 | [8 empty] | Propane | 4714.1792 | 4193.7794 | 3279.9273 | 4193.7794 | 4714.1792 | [8 empty] | Propane | 3441.9219 | 2921.522 | 2007.67 | 2921.522 | 3441.9219
| Natural Gas | 4284.654 | 3764.2541 | 3764.2541 | 2850.4021 | 4284.654 | [8 empty] | Natural Gas | 4714.1792 | 4193.7794 | 4193.7794 | 3279.9273 | 4714.1792 | [8 empty] | Natural Gas | 3441.9219 | 2921.522 | 2921.522 | 2007.67 | 3441.9219
| Solar | [13 empty] | Solar | [13 empty] | Solar
Residential Water Heating Switching Costs: Standard Fuels and Technologies Switching with Tank Systems to Alternate Fuels Including Average Venting | [13 empty] | Residential Water Heating Switching Costs: Standard Fuels and Technologies Switching with Tank Systems to Alternate Fuels Including Switching From a Non-Existent or Standard-Efficiency B-Vent to a High-Efficiency Direct Vent | [13 empty] | Residential Water Heating Switching Costs: Standard Fuels and Technologies Switching with Tank Systems to Alternate Fuels Including Switching From a Non-Existent or High-Efficiency Direct Vent to a Standard-Efficiency B-Vent
FROM → TO ↓ |  | Switching From Fuel or Technology 2022 $ Storage Tanks | [11 empty] | FROM → TO ↓ |  | Switching From Fuel or Technology 2022 $ Storage Tanks | [11 empty] | FROM → TO ↓ |  | Switching From Fuel or Technology 2022 $ Storage Tanks
|  | Electricity | Distillate Fuel Oil/Kerosene | Propane | Natural Gas | Solar | [9 empty] | Electricity | Distillate Fuel Oil/Kerosene | Propane | Natural Gas | Solar | [9 empty] | Electricity | Distillate Fuel Oil/Kerosene | Propane | Natural Gas | Solar
Switching To Fuel or Technology Storage Tanks | Electricity |  | 1206.163 | 1206.163 | 1206.163 | 936.6576 | [7 empty] | Switching To Fuel or Technology Storage Tanks | Electricity |  | 1206.163 | 1206.163 | 1206.163 | 936.6576 | [7 empty] | Switching To Fuel or Technology Storage Tanks | Electricity |  | 1206.163 | 1206.163 | 1206.163 | 936.6576
| Distillate Fuel Oil/Kerosene | 2502.3634 |  | 1981.9635 | 1981.9635 | 2502.3634 | [8 empty] | Distillate Fuel Oil/Kerosene | 3110.0896 |  | 2589.6897 | 2589.6897 | 3110.0896 | [8 empty] | Distillate Fuel Oil/Kerosene | 2310.4498 |  | 1790.05 | 1790.05 | 2310.4498
| Propane | 2083.7619 | 1563.362 |  | 1563.362 | 2083.7619 | [8 empty] | Propane | 2180.068 | 1659.6681 |  | 1659.6681 | 2180.068 | [8 empty] | Propane | 1894.8085 | 1374.4086 |  | 1374.4086 | 1894.8085
| Natural Gas | 2083.7619 | 1563.362 | 1563.362 |  | 2083.7619 | [8 empty] | Natural Gas | 2180.068 | 1659.6681 | 1659.6681 |  | 2180.068 | [8 empty] | Natural Gas | 1894.8085 | 1374.4086 | 1374.4086 |  | 1894.8085
| Solar | 80 | 1206.163 | 1206.163 | 1206.163 | [9 empty] | Solar | 80 | 1206.163 | 1206.163 | 1206.163 | [9 empty] | Solar | 80 | 1206.163 | 1206.163 | 1206.163
Residential Water Heating Switching Costs: Standard Fuels and Technologies for Instantaneous (Tankless) Technology Switching to Alternate Fuels Including Average Venting | [13 empty] | Residential Water Heating Switching Costs: Standard Fuels and Technologies for Instantaneous (Tankless) Technology Switching to Alternate Fuels Including Switching From a Non-Existent or Standard-Efficiency B-Vent to a High-Efficiency Direct Vent | [13 empty] | Residential Water Heating Switching Costs: Standard Fuels and Technologies for Instantaneous (Tankless) Technology Switching to Alternate Fuels Including Switching From a Non-Existent or High-Efficiency Direct Vent to a Standard-Efficiency B-Vent
FROM → TO ↓ |  | Switching From Fuel or Technology 2022 $ Instantaneous (Tankless) | [11 empty] | FROM → TO ↓ |  | Switching From Fuel or Technology 2022 $ Instantaneous (Tankless) | [11 empty] | FROM → TO ↓ |  | Switching From Fuel or Technology 2022 $ Instantaneous (Tankless)
|  | Electricity | Distillate Fuel Oil/Kerosene | Propane | Natural Gas | Solar | [9 empty] | Electricity | Distillate Fuel Oil/Kerosene | Propane | Natural Gas | Solar | [9 empty] | Electricity | Distillate Fuel Oil/Kerosene | Propane | Natural Gas | Solar
Switching To Fuel or Technology Instantaneous (Tankless) | Electricity |  | 1206.163 | 1206.163 | 1206.163 | 936.6576 | [7 empty] | Switching To Fuel or Technology Instantaneous (Tankless) | Electricity |  | 1206.163 | 1206.163 | 1206.163 | 936.6576 | [7 empty] | Switching To Fuel or Technology Instantaneous (Tankless) | Electricity |  | 1206.163 | 1206.163 | 1206.163 | 936.6576
| Distillate Fuel Oil/Kerosene | [13 empty] | Distillate Fuel Oil/Kerosene | [13 empty] | Distillate Fuel Oil/Kerosene
| Propane | 4284.654 | 2735.5232 |  | 3764.2541 | 4284.654 | [8 empty] | Propane | 4714.1792 | 3165.0485 |  | 4193.7794 | 4714.1792 | [8 empty] | Propane | 3441.9219 | 3165.0485 |  | 2921.522 | 3441.9219
| Natural Gas | 4284.654 | 3764.2541 | 3764.2541 |  | 4284.654 | [8 empty] | Natural Gas | 4714.1792 | 4193.7794 | 4193.7794 |  | 4714.1792 | [8 empty] | Natural Gas | 3441.9219 | 2921.522 | 2921.522 |  | 3441.9219
| Solar | [13 empty] | Solar | [13 empty] | Solar
Residential Clothes Drying Switching Costs: Standard Fuels and Technologies
FROM → TO ↓ |  | Switching From Fuel or Technology 2022 $
|  | Electricity | Electric Heat Pump (Ventless) | Propane | Natural Gas
Switching To Fuel or Technology | Electricity |  | 734.328 | 1112.2344 | 1112.2344
| Electric Heat Pump (Ventless) | 100 |  | 1212.2344 | 1262.2344
| Propane | 1043.1787 | 1727.5067 |  | 1390.974
| Natural Gas | 1043.1787 | 1777.5067 | 1273.5863
Residential Cooking Switching Costs: Standard Fuels and Technologies
FROM → TO ↓ |  | Switching From Fuel or Technology 2022 $
|  | Electricity | Natural Gas | Propane
Switching To Fuel or Technology | Electricity |  | 986.9979 | 986.9979
| Natural Gas | 1043.1787 |  | 1250.3443
| Propane | 1043.1787 | 1250.3443
Go to tab
Go to tab

## 4 Middle Atlantic Costs
| Color Key | [8 empty] | Back to Table of Contents
The technology swap is the same or virtually non-existent
Middle Atlantic Residential Fuel Switching Costs
Residential Space Heating Switching Costs: Standard Fuels and Technologies Including Average Venting Switching Costs | [13 empty] | Residential Space Heating Switching Costs: Standard Fuels and Technologies Including Switching Costs From a Non-Existent or Standard-Efficiency (B-Vent) to a High-Efficiency (Condensing) Direct Vent | [13 empty] | Residential Space Heating Switching Costs: Standard Fuels and Technologies Including Switching Costs From Non-Existent or High-Efficiency (Condensing) Direct Vent to a Standard-Efficiency (B-Vent)
FROM → TO ↓ |  | Switching From Fuel or Technology 2022 $ | [11 empty] | FROM → TO ↓ |  | Switching From Fuel or Technology 2022 $ | [11 empty] | FROM → TO ↓ |  | Switching From Fuel or Technology 2022 $
|  | Fuel | Natural Gas | Distillate Fuel Oil/Kerosene | Natural Gas | Distillate Fuel Oil/Kerosene | Electricity | Electricity | Electricity | Electricity | Electricity | Propane | Wood |  |  | Fuel | Natural Gas | Distillate Fuel Oil/Kerosene | Natural Gas | Distillate Fuel Oil/Kerosene | Electricity | Electricity | Electricity | Electricity | Electricity | Propane | Wood |  |  | Fuel | Natural Gas | Distillate Fuel Oil/Kerosene | Natural Gas | Distillate Fuel Oil/Kerosene | Electricity | Electricity | Electricity | Electricity | Electricity | Propane | Wood
Switching To Fuel or Technology | Fuel | Technology | Furnaces | Furnaces | Boilers | Boilers | Furnaces | Unit Heaters | Air-Source Heat Pumps | Mini-Split Heat Pump | Ground-Source Heat Pump | Furnaces | Stove | Switching To Fuel or Technology | Fuel | Technology | Furnaces | Furnaces | Boilers | Boilers | Furnaces | Unit Heaters | Air-Source Heat Pumps | Mini-Split Heat Pump | Ground-Source Heat Pump | Furnaces | Stove | Switching To Fuel or Technology | Fuel | Technology | Furnaces | Furnaces | Boilers | Boilers | Furnaces | Unit Heaters | Air-Source Heat Pumps | Mini-Split Heat Pump | Ground-Source Heat Pump | Furnaces | Stove
| Natural Gas | Furnaces |  | 4985.5111 | 6387.9148 | 8429.0029 | 4136.4307 | 7525.4934 | 4735.1499 | 8541.9553 | 4735.1499 | 4604.508 | 10627.9473 |  | Natural Gas | Furnaces |  | 5513.5273 | 6915.931 | 8957.019 | 4664.4469 | 8053.5096 | 5263.1661 | 9069.9715 | 5263.1661 | 5132.5242 | 11155.9635 |  | Natural Gas | Furnaces |  | 4085.5073 | 5487.911 | 7528.999 | 3236.4269 | 6625.4896 | 3835.1461 | 7641.9515 | 3835.1461 | 3704.5042 | 9727.9435
| Distillate Fuel Oil/Kerosene | Furnaces | 3557.9287 |  | 6994.1633 | 7398.0047 | 4143.96 | 7533.0227 | 4742.6792 | 8549.4846 | 4742.6792 | 4612.0373 | 7191.9848 |  | Distillate Fuel Oil/Kerosene | Furnaces | 4643.2239 |  | 8079.4584 | 8483.2999 | 5229.2552 | 8618.3179 | 5827.9744 | 9634.7798 | 5827.9744 | 5697.3325 | 8277.28 |  | Distillate Fuel Oil/Kerosene | Furnaces | 3215.2039 |  | 6651.4385 | 7055.2799 | 3801.2352 | 7190.2979 | 4399.9544 | 8206.7598 | 4399.9544 | 4269.3125 | 6849.26
| Natural Gas | Boilers | 9862.8308 | 11896.6617 |  | 4281.5609 | 10072.6073 | 10018.1783 | 11646.3004 | 11034.6401 | 11646.3004 | 11515.6586 | 16564.1238 |  | Natural Gas | Boilers | 10319.7972 | 12353.6281 |  | 4738.5273 | 10529.5737 | 10475.1447 | 12103.2668 | 11491.6065 | 12103.2668 | 11972.625 | 17021.0902 |  | Natural Gas | Boilers | 8891.7772 | 10925.6081 |  | 3310.5073 | 9101.5537 | 9047.1247 | 10675.2468 | 10063.5865 | 10675.2468 | 10544.605 | 15593.0702
| Distillate Fuel Oil/Kerosene | Boilers | 11297.5173 | 11694.1015 | 3675.1593 |  | 10908.5746 | 10854.1456 | 11507.2937 | 11870.6074 | 11507.2937 | 12351.6259 | 13956.5994 |  | Distillate Fuel Oil/Kerosene | Boilers | 11533.3247 | 11929.9089 | 3910.9667 |  | 11144.382 | 11089.953 | 11743.1011 | 12106.4148 | 11743.1011 | 12587.4333 | 14192.4068 |  | Distillate Fuel Oil/Kerosene | Boilers | 10105.3047 | 10501.8889 | 2482.9467 |  | 9716.362 | 9661.933 | 10315.0811 | 10678.3948 | 10315.0811 | 11159.4133 | 12764.3868
| Electricity | Furnaces | 2170.4203 | 3605.5319 | 5606.6548 | 7049.0237 |  | 5388.9387 | 2598.5952 | 6405.4006 | 2598.5952 | 3224.5288 | 7584.2326 |  | Electricity | Furnaces | 2170.4203 | 3605.5319 | 5606.6548 | 7049.0237 |  | 5388.9387 | 2598.5952 | 6405.4006 | 2598.5952 | 3224.5288 | 7584.2326 |  | Electricity | Furnaces | 2170.4203 | 3605.5319 | 5606.6548 | 7049.0237 |  | 5388.9387 | 2598.5952 | 6405.4006 | 2598.5952 | 3224.5288 | 7584.2326
| Electricity | Unit Heaters | 2620.3942 | 4055.5059 | 1638.1631 | 3080.5319 | 2449.85 |  | 3048.5692 | 2436.9088 | 3048.5692 | 3674.5028 | 4522.9008 |  | Electricity | Unit Heaters | 2620.3942 | 4055.5059 | 1638.1631 | 3080.5319 | 2449.85 |  | 3048.5692 | 2436.9088 | 3048.5692 | 3674.5028 | 4522.9008 |  | Electricity | Unit Heaters | 2620.3942 | 4055.5059 | 1638.1631 | 3080.5319 | 2449.85 |  | 3048.5692 | 2436.9088 | 3048.5692 | 3674.5028 | 4522.9008
| Electricity | Air-Source Heat Pumps | 1470.4203 | 2905.5319 | 4906.6548 | 6349.0237 | 1299.876 | 4688.9387 |  | 4798.2406 | 991.4352 | 2524.5288 | 6884.2326 |  | Electricity | Air-Source Heat Pumps | 1470.4203 | 2905.5319 | 4906.6548 | 6349.0237 | 1299.876 | 4688.9387 |  | 4798.2406 | 991.4352 | 2524.5288 | 6884.2326 |  | Electricity | Air-Source Heat Pumps | 1470.4203 | 2905.5319 | 4906.6548 | 6349.0237 | 1299.876 | 4688.9387 |  | 4798.2406 | 991.4352 | 2524.5288 | 6884.2326
| Electricity | Mini-Split Heat Pump | 4553.6239 | 5988.7356 | 3571.3927 | 5013.7616 | 4383.0796 | 4328.6506 | 4074.6389 |  | 4074.6389 | 5607.7325 | 6456.1305 |  | Electricity | Mini-Split Heat Pump | 4553.6239 | 5988.7356 | 3571.3927 | 5013.7616 | 4383.0796 | 4328.6506 | 4074.6389 |  | 4074.6389 | 5607.7325 | 6456.1305 |  | Electricity | Mini-Split Heat Pump | 4553.6239 | 5988.7356 | 3571.3927 | 5013.7616 | 4383.0796 | 4328.6506 | 4074.6389 |  | 4074.6389 | 5607.7325 | 6456.1305
| Electricity | Ground-Source Heat Pump | 18047.0581 | 22925.6615 | 18039.8009 | 22925.6615 | 17876.5138 | 22022.1521 | 17568.073 | 21374.8785 |  | 22544.6584 | 20773.9543 |  | Electricity | Ground-Source Heat Pump | 18047.0581 | 22925.6615 | 18039.8009 | 22925.6615 | 17876.5138 | 22022.1521 | 17568.073 | 21374.8785 |  | 22544.6584 | 20773.9543 |  | Electricity | Ground-Source Heat Pump | 18047.0581 | 22925.6615 | 18039.8009 | 22925.6615 | 17876.5138 | 22022.1521 | 17568.073 | 21374.8785 |  | 22544.6584 | 20773.9543
| Propane | Furnaces | 3165.2077 | 4600.3194 | 6601.4423 | 8043.8112 | 3751.239 | 7140.3017 | 4349.9582 | 8156.7636 | 4349.9582 |  | 10242.7556 |  | Propane | Furnaces | 3693.2239 | 5128.3356 | 7129.4584 | 8571.8273 | 4279.2552 | 7668.3179 | 4877.9744 | 8684.7798 | 4877.9744 |  | 10770.7718 |  | Propane | Furnaces | 2265.2039 | 3700.3156 | 5701.4385 | 7143.8073 | 2851.2352 | 6240.2979 | 3449.9544 | 7256.7598 | 3449.9544 |  | 9342.7518
| Wood | Stove | 3990.4239 | 5425.5356 | 3983.1667 | 5425.5356 | 3819.8796 | 3765.4506 | 4418.5988 | 4781.9125 | 4418.5988 | 5044.5325 |  |  | Wood | Stove | 3990.4239 | 5425.5356 | 3983.1667 | 5425.5356 | 3819.8796 | 3765.4506 | 4418.5988 | 4781.9125 | 4418.5988 | 5044.5325 |  |  | Wood | Stove | 3990.4239 | 5425.5356 | 3983.1667 | 5425.5356 | 3819.8796 | 3765.4506 | 4418.5988 | 4781.9125 | 4418.5988 | 5044.5325
Residential Water Heating Switching Costs: Standard Fuels and Technologies Switching from Tank Systems to Instantaneous (Tankless) Water Heaters Including Average Venting | [13 empty] | Residential Water Heating Switching Costs: Standard Fuels and Technologies Switching from Tank Systems to Instantaneous (Tankless) Water Heaters Including Switching From a Non-Existent or Standard-Efficiency B-Vent to a High-Efficiency Direct Vent | [13 empty] | Residential Water Heating Switching Costs: Standard Fuels and Technologies Switching from Tank Systems to Instantaneous (Tankless) Water Heaters Including Switching From a Non-Existent or High-Efficiency Direct Vent to a Standard-Efficiency B-Vent
FROM → TO ↓ |  | Switching From Fuel or Technology 2022 $ Storage Tanks | [11 empty] | FROM → TO ↓ |  | Switching From Fuel or Technology 2022 $ Storage Tanks | [11 empty] | FROM → TO ↓ |  | Switching From Fuel or Technology 2022 $ Storage Tanks
|  | Electricity | Distillate Fuel Oil/Kerosene | Propane | Natural Gas | Solar | [9 empty] | Electricity | Distillate Fuel Oil/Kerosene | Propane | Natural Gas | Solar | [9 empty] | Electricity | Distillate Fuel Oil/Kerosene | Propane | Natural Gas | Solar
Switching To Fuel or Technology Instantaneous (Tankless) | Electricity | 0 | 1272.1992 | 1272.1992 | 1272.1992 | 987.16 | [7 empty] | Switching To Fuel or Technology Instantaneous (Tankless) | Electricity | 0 | 1272.1992 | 1272.1992 | 1272.1992 | 987.16 | [7 empty] | Switching To Fuel or Technology Instantaneous (Tankless) | Electricity | 0 | 1272.1992 | 1272.1992 | 1272.1992 | 987.16
| Distillate Fuel Oil/Kerosene | [13 empty] | Distillate Fuel Oil/Kerosene | [13 empty] | Distillate Fuel Oil/Kerosene
| Propane | 4193.3294 | 3641.7932 | 2727.7388 | 3641.7932 | 4193.3294 | [8 empty] | Propane | 4642.1247 | 4090.5884 | 3176.5341 | 4090.5884 | 4642.1247 | [8 empty] | Propane | 3428.3577 | 2876.8214 | 1962.767 | 2876.8214 | 3428.3577
| Natural Gas | 4193.3294 | 3641.7932 | 3641.7932 | 2727.7388 | 4193.3294 | [8 empty] | Natural Gas | 4642.1247 | 4090.5884 | 4090.5884 | 3176.5341 | 4642.1247 | [8 empty] | Natural Gas | 3428.3577 | 2876.8214 | 2876.8214 | 1962.767 | 3428.3577
| Solar | [13 empty] | Solar | [13 empty] | Solar
Residential Water Heating Switching Costs: Standard Fuels and Technologies Switching with Tank Systems to Alternate Fuels Including Average Venting | [13 empty] | Residential Water Heating Switching Costs: Standard Fuels and Technologies Switching with Tank Systems to Alternate Fuels Including Switching From a Non-Existent or Standard-Efficiency B-Vent to a High-Efficiency Direct Vent | [13 empty] | Residential Water Heating Switching Costs: Standard Fuels and Technologies Switching with Tank Systems to Alternate Fuels Including Switching From a Non-Existent or High-Efficiency Direct Vent to a Standard-Efficiency B-Vent
FROM → TO ↓ |  | Switching From Fuel or Technology 2022 $ Storage Tanks | [11 empty] | FROM → TO ↓ |  | Switching From Fuel or Technology 2022 $ Storage Tanks | [11 empty] | FROM → TO ↓ |  | Switching From Fuel or Technology 2022 $ Storage Tanks
|  | Electricity | Distillate Fuel Oil/Kerosene | Propane | Natural Gas | Solar | [9 empty] | Electricity | Distillate Fuel Oil/Kerosene | Propane | Natural Gas | Solar | [9 empty] | Electricity | Distillate Fuel Oil/Kerosene | Propane | Natural Gas | Solar
Switching To Fuel or Technology Storage Tanks | Electricity |  | 1272.1992 | 1272.1992 | 1272.1992 | 987.16 | [7 empty] | Switching To Fuel or Technology Storage Tanks | Electricity |  | 1272.1992 | 1272.1992 | 1272.1992 | 987.16 | [7 empty] | Switching To Fuel or Technology Storage Tanks | Electricity |  | 1272.1992 | 1272.1992 | 1272.1992 | 987.16
| Distillate Fuel Oil/Kerosene | 2556.758 |  | 2005.2217 | 2005.2217 | 2556.758 | [8 empty] | Distillate Fuel Oil/Kerosene | 3159.3802 |  | 2607.844 | 2607.844 | 3159.3802 | [8 empty] | Distillate Fuel Oil/Kerosene | 2366.4562 |  | 1814.9199 | 1814.9199 | 2366.4562
| Propane | 2111.8964 | 1560.3601 |  | 1560.3601 | 2111.8964 | [8 empty] | Propane | 2212.5231 | 1660.9868 |  | 1660.9868 | 2212.5231 | [8 empty] | Propane | 1940.378 | 1388.8418 |  | 1388.8418 | 1940.378
| Natural Gas | 2111.8964 | 1560.3601 | 1560.3601 |  | 2111.8964 | [8 empty] | Natural Gas | 2212.5231 | 1660.9868 | 1660.9868 |  | 2212.5231 | [8 empty] | Natural Gas | 1940.378 | 1388.8418 | 1388.8418 |  | 1940.378
| Solar | 80 | 1272.1992 | 1272.1992 | 1272.1992 | [9 empty] | Solar | 80 | 1272.1992 | 1272.1992 | 1272.1992 | [9 empty] | Solar | 80 | 1272.1992 | 1272.1992 | 1272.1992
Residential Water Heating Switching Costs: Standard Fuels and Technologies for Instantaneous (Tankless) Technology Switching to Alternate Fuels Including Average Venting | [13 empty] | Residential Water Heating Switching Costs: Standard Fuels and Technologies for Instantaneous (Tankless) Technology Switching to Alternate Fuels Including Switching From a Non-Existent or Standard-Efficiency B-Vent to a High-Efficiency Direct Vent | [13 empty] | Residential Water Heating Switching Costs: Standard Fuels and Technologies for Instantaneous (Tankless) Technology Switching to Alternate Fuels Including Switching From a Non-Existent or High-Efficiency Direct Vent to a Standard-Efficiency B-Vent
FROM → TO ↓ |  | Switching From Fuel or Technology 2022 $ Instantaneous (Tankless) | [11 empty] | FROM → TO ↓ |  | Switching From Fuel or Technology 2022 $ Instantaneous (Tankless) | [11 empty] | FROM → TO ↓ |  | Switching From Fuel or Technology 2022 $ Instantaneous (Tankless)
|  | Electricity | Distillate Fuel Oil/Kerosene | Propane | Natural Gas | Solar | [9 empty] | Electricity | Distillate Fuel Oil/Kerosene | Propane | Natural Gas | Solar | [9 empty] | Electricity | Distillate Fuel Oil/Kerosene | Propane | Natural Gas | Solar
Switching To Fuel or Technology Instantaneous (Tankless) | Electricity |  | 1272.1992 | 1272.1992 | 1272.1992 | 987.16 | [7 empty] | Switching To Fuel or Technology Instantaneous (Tankless) | Electricity |  | 1272.1992 | 1272.1992 | 1272.1992 | 987.16 | [7 empty] | Switching To Fuel or Technology Instantaneous (Tankless) | Electricity |  | 1272.1992 | 1272.1992 | 1272.1992 | 987.16
| Distillate Fuel Oil/Kerosene | [13 empty] | Distillate Fuel Oil/Kerosene | [13 empty] | Distillate Fuel Oil/Kerosene
| Propane | 4193.3294 | 2603.2657 |  | 3641.7932 | 4193.3294 | [8 empty] | Propane | 4642.1247 | 3052.061 |  | 4090.5884 | 4642.1247 | [8 empty] | Propane | 3428.3577 | 3052.061 |  | 2876.8214 | 3428.3577
| Natural Gas | 4193.3294 | 3641.7932 | 3641.7932 |  | 4193.3294 | [8 empty] | Natural Gas | 4642.1247 | 4090.5884 | 4090.5884 |  | 4642.1247 | [8 empty] | Natural Gas | 3428.3577 | 2876.8214 | 2876.8214 |  | 3428.3577
| Solar | [13 empty] | Solar | [13 empty] | Solar
Residential Clothes Drying Switching Costs: Standard Fuels and Technologies
FROM → TO ↓ |  | Switching From Fuel or Technology 2022 $
|  | Electricity | Electric Heat Pump (Ventless) | Propane | Natural Gas
Switching To Fuel or Technology | Electricity |  | 724.1624 | 1071.8453 | 1071.8453
| Electric Heat Pump (Ventless) | 100 |  | 1171.8453 | 1221.8453
| Propane | 1029.1785 | 1703.3409 |  | 1363.0621
| Natural Gas | 1029.1785 | 1753.3409 | 1248.95
Residential Cooking Switching Costs: Standard Fuels and Technologies
FROM → TO ↓ |  | Switching From Fuel or Technology 2022 $
|  | Electricity | Natural Gas | Propane
Switching To Fuel or Technology | Electricity |  | 1035.1908 | 1035.1908
| Natural Gas | 1029.1785 |  | 1247.6273
| Propane | 1029.1785 | 1247.6273
Go to tab
Go to tab
Go to tab

## 5 East North Central Costs
| Color Key | [8 empty] | Back to Table of Contents
The technology swap is the same or virtually non-existent
East North Central Residential Fuel Switching Costs
Residential Space Heating Switching Costs: Standard Fuels and Technologies Including Average Venting Switching Costs | [13 empty] | Residential Space Heating Switching Costs: Standard Fuels and Technologies Including Switching Costs From a Non-Existent or Standard-Efficiency (B-Vent) to a High-Efficiency (Condensing) Direct Vent | [13 empty] | Residential Space Heating Switching Costs: Standard Fuels and Technologies Including Switching Costs From Non-Existent or High-Efficiency (Condensing) Direct Vent to a Standard-Efficiency (B-Vent)
FROM → TO ↓ |  | Switching From Fuel or Technology 2022 $ | [11 empty] | FROM → TO ↓ |  | Switching From Fuel or Technology 2022 $ | [11 empty] | FROM → TO ↓ |  | Switching From Fuel or Technology 2022 $
|  | Fuel | Natural Gas | Distillate Fuel Oil/Kerosene | Natural Gas | Distillate Fuel Oil/Kerosene | Electricity | Electricity | Electricity | Electricity | Electricity | Propane | Wood |  |  | Fuel | Natural Gas | Distillate Fuel Oil/Kerosene | Natural Gas | Distillate Fuel Oil/Kerosene | Electricity | Electricity | Electricity | Electricity | Electricity | Propane | Wood |  |  | Fuel | Natural Gas | Distillate Fuel Oil/Kerosene | Natural Gas | Distillate Fuel Oil/Kerosene | Electricity | Electricity | Electricity | Electricity | Electricity | Propane | Wood
Switching To Fuel or Technology | Fuel | Technology | Furnaces | Furnaces | Boilers | Boilers | Furnaces | Unit Heaters | Air-Source Heat Pumps | Mini-Split Heat Pump | Ground-Source Heat Pump | Furnaces | Stove | Switching To Fuel or Technology | Fuel | Technology | Furnaces | Furnaces | Boilers | Boilers | Furnaces | Unit Heaters | Air-Source Heat Pumps | Mini-Split Heat Pump | Ground-Source Heat Pump | Furnaces | Stove | Switching To Fuel or Technology | Fuel | Technology | Furnaces | Furnaces | Boilers | Boilers | Furnaces | Unit Heaters | Air-Source Heat Pumps | Mini-Split Heat Pump | Ground-Source Heat Pump | Furnaces | Stove
| Natural Gas | Furnaces |  | 4690.4059 | 6208.3128 | 8126.3616 | 3878.3989 | 7263.2066 | 4441.0265 | 8005.4915 | 4441.0265 | 4332.3701 | 10178.6407 |  | Natural Gas | Furnaces |  | 5290.0407 | 6807.9476 | 8725.9963 | 4478.0337 | 7862.8414 | 5040.6613 | 8605.1263 | 5040.6613 | 4932.0049 | 10778.2755 |  | Natural Gas | Furnaces |  | 3931.7734 | 5449.6803 | 7367.7291 | 3119.7664 | 6504.5741 | 3682.3941 | 7246.859 | 3682.3941 | 3573.7377 | 9420.0083
| Distillate Fuel Oil/Kerosene | Furnaces | [12 empty] | Distillate Fuel Oil/Kerosene | Furnaces | [12 empty] | Distillate Fuel Oil/Kerosene | Furnaces
| Natural Gas | Boilers | 8417.5264 | 10328.7555 |  | 4080.3952 | 8570.9354 | 8519.7875 | 10079.3761 | 9262.0723 | 10079.3761 | 9970.7197 | 14871.1773 |  | Natural Gas | Boilers | 8852.1719 | 10763.401 |  | 4515.0407 | 9005.581 | 8954.433 | 10514.0216 | 9696.7179 | 10514.0216 | 10405.3652 | 15305.8228 |  | Natural Gas | Boilers | 7493.9047 | 9405.1337 |  | 3156.7734 | 7647.3137 | 7596.1657 | 9155.7544 | 8338.4506 | 9155.7544 | 9047.098 | 13947.5556
| Distillate Fuel Oil/Kerosene | Boilers | [12 empty] | Distillate Fuel Oil/Kerosene | Boilers | [12 empty] | Distillate Fuel Oil/Kerosene | Boilers
| Electricity | Furnaces | 2083.2058 | 3431.8072 | 5512.3417 | 6867.7629 |  | 5307.7499 | 2485.5698 | 6050.0348 | 2485.5698 | 3073.7714 | 7379.8337 |  | Electricity | Furnaces | 2083.2058 | 3431.8072 | 5512.3417 | 6867.7629 |  | 5307.7499 | 2485.5698 | 6050.0348 | 2485.5698 | 3073.7714 | 7379.8337 |  | Electricity | Furnaces | 2083.2058 | 3431.8072 | 5512.3417 | 6867.7629 |  | 5307.7499 | 2485.5698 | 6050.0348 | 2485.5698 | 3073.7714 | 7379.8337
| Electricity | Unit Heaters | 2504.0188 | 3852.6203 | 1551.3861 | 2906.8072 | 2343.7552 |  | 2906.3829 | 2089.0791 | 2906.3829 | 3494.5845 | 4262.2284 |  | Electricity | Unit Heaters | 2504.0188 | 3852.6203 | 1551.3861 | 2906.8072 | 2343.7552 |  | 2906.3829 | 2089.0791 | 2906.3829 | 3494.5845 | 4262.2284 |  | Electricity | Unit Heaters | 2504.0188 | 3852.6203 | 1551.3861 | 2906.8072 | 2343.7552 |  | 2906.3829 | 2089.0791 | 2906.3829 | 3494.5845 | 4262.2284
| Electricity | Air-Source Heat Pumps | 1383.2058 | 2731.8072 | 4812.3417 | 6167.7629 | 1222.9422 | 4607.7499 |  | 4506.6845 | 942.2195 | 2373.7714 | 6679.8337 |  | Electricity | Air-Source Heat Pumps | 1383.2058 | 2731.8072 | 4812.3417 | 6167.7629 | 1222.9422 | 4607.7499 |  | 4506.6845 | 942.2195 | 2373.7714 | 6679.8337 |  | Electricity | Air-Source Heat Pumps | 1383.2058 | 2731.8072 | 4812.3417 | 6167.7629 | 1222.9422 | 4607.7499 |  | 4506.6845 | 942.2195 | 2373.7714 | 6679.8337
| Electricity | Mini-Split Heat Pump | 4347.1623 | 5695.7637 | 3394.5296 | 4749.9507 | 4186.8987 | 4135.7507 | 3906.176 |  | 3906.176 | 5337.728 | 6105.3718 |  | Electricity | Mini-Split Heat Pump | 4347.1623 | 5695.7637 | 3394.5296 | 4749.9507 | 4186.8987 | 4135.7507 | 3906.176 |  | 3906.176 | 5337.728 | 6105.3718 |  | Electricity | Mini-Split Heat Pump | 4347.1623 | 5695.7637 | 3394.5296 | 4749.9507 | 4186.8987 | 4135.7507 | 3906.176 |  | 3906.176 | 5337.728 | 6105.3718
| Electricity | Ground-Source Heat Pump | 17528.9593 | 22313.5164 | 17522.1396 | 22313.5164 | 17368.6957 | 21450.3615 | 17087.9731 | 20652.438 |  | 21955.4807 | 20086.4896 |  | Electricity | Ground-Source Heat Pump | 17528.9593 | 22313.5164 | 17522.1396 | 22313.5164 | 17368.6957 | 21450.3615 | 17087.9731 | 20652.438 |  | 21955.4807 | 20086.4896 |  | Electricity | Ground-Source Heat Pump | 17528.9593 | 22313.5164 | 17522.1396 | 22313.5164 | 17368.6957 | 21450.3615 | 17087.9731 | 20652.438 |  | 21955.4807 | 20086.4896
| Propane | Furnaces | 2984.235 | 4332.8364 | 6413.371 | 7768.7921 | 3520.8294 | 6905.6371 | 4083.4571 | 7647.922 | 4083.4571 |  | 9821.0713 |  | Propane | Furnaces | 3583.8698 | 4932.4712 | 7013.0058 | 8368.4269 | 4120.4642 | 7505.2719 | 4683.0919 | 8247.5568 | 4683.0919 |  | 10420.7061 |  | Propane | Furnaces | 2225.6026 | 3574.204 | 5654.7385 | 7010.1597 | 2762.197 | 6147.0047 | 3324.8246 | 6889.2896 | 3324.8246 |  | 9062.4389
| Wood | Stove | 3949.1552 | 5297.7566 | 3942.3354 | 5297.7566 | 3788.8915 | 3737.7436 | 4351.5192 | 4480.0284 | 4351.5192 | 4939.7208 |  |  | Wood | Stove | 3949.1552 | 5297.7566 | 3942.3354 | 5297.7566 | 3788.8915 | 3737.7436 | 4351.5192 | 4480.0284 | 4351.5192 | 4939.7208 |  |  | Wood | Stove | 3949.1552 | 5297.7566 | 3942.3354 | 5297.7566 | 3788.8915 | 3737.7436 | 4351.5192 | 4480.0284 | 4351.5192 | 4939.7208
Residential Water Heating Switching Costs: Standard Fuels and Technologies Switching from Tank Systems to Instantaneous (Tankless) Water Heaters Including Average Venting | [13 empty] | Residential Water Heating Switching Costs: Standard Fuels and Technologies Switching from Tank Systems to Instantaneous (Tankless) Water Heaters Including Switching From a Non-Existent or Standard-Efficiency B-Vent to a High-Efficiency Direct Vent | [13 empty] | Residential Water Heating Switching Costs: Standard Fuels and Technologies Switching from Tank Systems to Instantaneous (Tankless) Water Heaters Including Switching From a Non-Existent or High-Efficiency Direct Vent to a Standard-Efficiency B-Vent
FROM → TO ↓ |  | Switching From Fuel or Technology 2022 $ Storage Tanks | [11 empty] | FROM → TO ↓ |  | Switching From Fuel or Technology 2022 $ Storage Tanks | [11 empty] | FROM → TO ↓ |  | Switching From Fuel or Technology 2022 $ Storage Tanks
|  | Electricity | Distillate Fuel Oil/Kerosene | Propane | Natural Gas | Solar | [9 empty] | Electricity | Distillate Fuel Oil/Kerosene | Propane | Natural Gas | Solar | [9 empty] | Electricity | Distillate Fuel Oil/Kerosene | Propane | Natural Gas | Solar
Switching To Fuel or Technology Instantaneous (Tankless) | Electricity | 0 | 1184.4179 | 1184.4179 | 1184.4179 | 923.3503 | [7 empty] | Switching To Fuel or Technology Instantaneous (Tankless) | Electricity | 0 | 1184.4179 | 1184.4179 | 1184.4179 | 923.3503 | [7 empty] | Switching To Fuel or Technology Instantaneous (Tankless) | Electricity | 0 | 1184.4179 | 1184.4179 | 1184.4179 | 923.3503
| Distillate Fuel Oil/Kerosene | [13 empty] | Distillate Fuel Oil/Kerosene | [13 empty] | Distillate Fuel Oil/Kerosene
| Propane | 3909.6257 | 3393.8352 | 2468.75 | 3393.8352 | 3909.6257 | [8 empty] | Propane | 4413.1667 | 3897.3762 | 2972.291 | 3897.3762 | 4413.1667 | [8 empty] | Propane | 3272.567 | 2756.7765 | 1831.6913 | 2756.7765 | 3272.567
| Natural Gas | 3909.6257 | 3393.8352 | 3393.8352 | 2468.75 | 3909.6257 | [8 empty] | Natural Gas | 4413.1667 | 3897.3762 | 3897.3762 | 2972.291 | 4413.1667 | [8 empty] | Natural Gas | 3272.567 | 2756.7765 | 2756.7765 | 1831.6913 | 3272.567
| Solar | [13 empty] | Solar | [13 empty] | Solar
Residential Water Heating Switching Costs: Standard Fuels and Technologies Switching with Tank Systems to Alternate Fuels Including Average Venting | [13 empty] | Residential Water Heating Switching Costs: Standard Fuels and Technologies Switching with Tank Systems to Alternate Fuels Including Switching From a Non-Existent or Standard-Efficiency B-Vent to a High-Efficiency Direct Vent | [13 empty] | Residential Water Heating Switching Costs: Standard Fuels and Technologies Switching with Tank Systems to Alternate Fuels Including Switching From a Non-Existent or High-Efficiency Direct Vent to a Standard-Efficiency B-Vent
FROM → TO ↓ |  | Switching From Fuel or Technology 2022 $ Storage Tanks | [11 empty] | FROM → TO ↓ |  | Switching From Fuel or Technology 2022 $ Storage Tanks | [11 empty] | FROM → TO ↓ |  | Switching From Fuel or Technology 2022 $ Storage Tanks
|  | Electricity | Distillate Fuel Oil/Kerosene | Propane | Natural Gas | Solar | [9 empty] | Electricity | Distillate Fuel Oil/Kerosene | Propane | Natural Gas | Solar | [9 empty] | Electricity | Distillate Fuel Oil/Kerosene | Propane | Natural Gas | Solar
Switching To Fuel or Technology Storage Tanks | Electricity |  | 1184.4179 | 1184.4179 | 1184.4179 | 923.3503 | [7 empty] | Switching To Fuel or Technology Storage Tanks | Electricity |  | 1184.4179 | 1184.4179 | 1184.4179 | 923.3503 | [7 empty] | Switching To Fuel or Technology Storage Tanks | Electricity |  | 1184.4179 | 1184.4179 | 1184.4179 | 923.3503
| Distillate Fuel Oil/Kerosene | 1292.8986 |  | 777.1082 | 777.1082 | 1292.8986 | [8 empty] | Distillate Fuel Oil/Kerosene | 1292.8986 |  | 777.1082 | 777.1082 | 1292.8986 | [8 empty] | Distillate Fuel Oil/Kerosene | 1292.8986 |  | 777.1082 | 777.1082 | 1292.8986
| Propane | 1947.2165 | 1431.4261 |  | 1431.4261 | 1947.2165 | [8 empty] | Propane | 2060.1181 | 1544.3277 |  | 1544.3277 | 2060.1181 | [8 empty] | Propane | 1804.3783 | 1288.5878 |  | 1288.5878 | 1804.3783
| Natural Gas | 1947.2165 | 1431.4261 | 1431.4261 |  | 1947.2165 | [8 empty] | Natural Gas | 2060.1181 | 1544.3277 | 1544.3277 |  | 2060.1181 | [8 empty] | Natural Gas | 1804.3783 | 1288.5878 | 1288.5878 |  | 1804.3783
| Solar | 80 | 1184.4179 | 1184.4179 | 1184.4179 | [9 empty] | Solar | 80 | 1184.4179 | 1184.4179 | 1184.4179 | [9 empty] | Solar | 80 | 1184.4179 | 1184.4179 | 1184.4179
Residential Water Heating Switching Costs: Standard Fuels and Technologies for Instantaneous (Tankless) Technology Switching to Alternate Fuels Including Average Venting | [13 empty] | Residential Water Heating Switching Costs: Standard Fuels and Technologies for Instantaneous (Tankless) Technology Switching to Alternate Fuels Including Switching From a Non-Existent or Standard-Efficiency B-Vent to a High-Efficiency Direct Vent | [13 empty] | Residential Water Heating Switching Costs: Standard Fuels and Technologies for Instantaneous (Tankless) Technology Switching to Alternate Fuels Including Switching From a Non-Existent or High-Efficiency Direct Vent to a Standard-Efficiency B-Vent
FROM → TO ↓ |  | Switching From Fuel or Technology 2022 $ Instantaneous (Tankless) | [11 empty] | FROM → TO ↓ |  | Switching From Fuel or Technology 2022 $ Instantaneous (Tankless) | [11 empty] | FROM → TO ↓ |  | Switching From Fuel or Technology 2022 $ Instantaneous (Tankless)
|  | Electricity | Distillate Fuel Oil/Kerosene | Propane | Natural Gas | Solar | [9 empty] | Electricity | Distillate Fuel Oil/Kerosene | Propane | Natural Gas | Solar | [9 empty] | Electricity | Distillate Fuel Oil/Kerosene | Propane | Natural Gas | Solar
Switching To Fuel or Technology Instantaneous (Tankless) | Electricity |  | 1184.4179 | 1184.4179 | 1184.4179 | 923.3503 | [7 empty] | Switching To Fuel or Technology Instantaneous (Tankless) | Electricity |  | 1184.4179 | 1184.4179 | 1184.4179 | 923.3503 | [7 empty] | Switching To Fuel or Technology Instantaneous (Tankless) | Electricity |  | 1184.4179 | 1184.4179 | 1184.4179 | 923.3503
| Distillate Fuel Oil/Kerosene | [13 empty] | Distillate Fuel Oil/Kerosene | [13 empty] | Distillate Fuel Oil/Kerosene
| Propane | 3909.6257 | 2363.777 |  | 3393.8352 | 3909.6257 | [8 empty] | Propane | 4413.1667 | 2867.318 |  | 3897.3762 | 4413.1667 | [8 empty] | Propane | 3272.567 | 2867.318 |  | 2756.7765 | 3272.567
| Natural Gas | 3909.6257 | 3393.8352 | 3393.8352 |  | 3909.6257 | [8 empty] | Natural Gas | 4413.1667 | 3897.3762 | 3897.3762 |  | 4413.1667 | [8 empty] | Natural Gas | 3272.567 | 2756.7765 | 2756.7765 |  | 3272.567
| Solar | [13 empty] | Solar | [13 empty] | Solar
Residential Clothes Drying Switching Costs: Standard Fuels and Technologies
FROM → TO ↓ |  | Switching From Fuel or Technology 2022 $
|  | Electricity | Electric Heat Pump (Ventless) | Propane | Natural Gas
Switching To Fuel or Technology | Electricity |  | 725.728 | 1034.6825 | 1034.6825
| Electric Heat Pump (Ventless) | 100 |  | 1134.6825 | 1184.6825
| Propane | 1032.6392 | 1708.3671 |  | 1363.5198
| Natural Gas | 1032.6392 | 1758.3671 | 1241.5587
Residential Cooking Switching Costs: Standard Fuels and Technologies
FROM → TO ↓ |  | Switching From Fuel or Technology 2022 $
|  | Electricity | Natural Gas | Propane
Switching To Fuel or Technology | Electricity |  | 971.7898 | 971.7898
| Natural Gas | 1032.6392 |  | 1233.6106
| Propane | 1032.6392 | 1233.6106
Go to tab
Go to tab
Go to tab

## 6 West North Central Costs
| Color Key | [8 empty] | Back to Table of Contents
The technology swap is the same or virtually non-existent
West North Central Residential Fuel Switching Costs
Residential Space Heating Switching Costs: Standard Fuels and Technologies Including Average Venting Switching Costs | [13 empty] | Residential Space Heating Switching Costs: Standard Fuels and Technologies Including Switching Costs From a Non-Existent or Standard-Efficiency (B-Vent) to a High-Efficiency (Condensing) Direct Vent | [13 empty] | Residential Space Heating Switching Costs: Standard Fuels and Technologies Including Switching Costs From Non-Existent or High-Efficiency (Condensing) Direct Vent to a Standard-Efficiency (B-Vent)
FROM → TO ↓ |  | Switching From Fuel or Technology 2022 $ | [11 empty] | FROM → TO ↓ |  | Switching From Fuel or Technology 2022 $ | [11 empty] | FROM → TO ↓ |  | Switching From Fuel or Technology 2022 $
|  | Fuel | Natural Gas | Distillate Fuel Oil/Kerosene | Natural Gas | Distillate Fuel Oil/Kerosene | Electricity | Electricity | Electricity | Electricity | Electricity | Propane | Wood |  |  | Fuel | Natural Gas | Distillate Fuel Oil/Kerosene | Natural Gas | Distillate Fuel Oil/Kerosene | Electricity | Electricity | Electricity | Electricity | Electricity | Propane | Wood |  |  | Fuel | Natural Gas | Distillate Fuel Oil/Kerosene | Natural Gas | Distillate Fuel Oil/Kerosene | Electricity | Electricity | Electricity | Electricity | Electricity | Propane | Wood
Switching To Fuel or Technology | Fuel | Technology | Furnaces | Furnaces | Boilers | Boilers | Furnaces | Unit Heaters | Air-Source Heat Pumps | Mini-Split Heat Pump | Ground-Source Heat Pump | Furnaces | Stove | Switching To Fuel or Technology | Fuel | Technology | Furnaces | Furnaces | Boilers | Boilers | Furnaces | Unit Heaters | Air-Source Heat Pumps | Mini-Split Heat Pump | Ground-Source Heat Pump | Furnaces | Stove | Switching To Fuel or Technology | Fuel | Technology | Furnaces | Furnaces | Boilers | Boilers | Furnaces | Unit Heaters | Air-Source Heat Pumps | Mini-Split Heat Pump | Ground-Source Heat Pump | Furnaces | Stove
| Natural Gas | Furnaces |  | 4763.4508 | 6311.4155 | 8232.2967 | 3928.0306 | 7345.653 | 4491.4891 | 8089.034 | 4491.4891 | 4404.8863 | 10265.3924 |  | Natural Gas | Furnaces |  | 5328.3959 | 6876.3607 | 8797.2418 | 4492.9758 | 7910.5982 | 5056.4342 | 8653.9792 | 5056.4342 | 4969.8314 | 10830.3375 |  | Natural Gas | Furnaces |  | 3943.1803 | 5491.1451 | 7412.0262 | 3107.7601 | 6525.3825 | 3671.2186 | 7268.7635 | 3671.2186 | 3584.6158 | 9445.1219
| Distillate Fuel Oil/Kerosene | Furnaces | [12 empty] | Distillate Fuel Oil/Kerosene | Furnaces | [12 empty] | Distillate Fuel Oil/Kerosene | Furnaces
| Natural Gas | Boilers | 9796.7264 | 11710.7778 |  | 4110.1269 | 9914.8335 | 9863.61 | 11438.8161 | 10606.991 | 11438.8161 | 11352.2133 | 16252.1953 |  | Natural Gas | Boilers | 10239.9954 | 12154.0468 |  | 4553.3959 | 10358.1025 | 10306.879 | 11882.0851 | 11050.26 | 11882.0851 | 11795.4823 | 16695.4643 |  | Natural Gas | Boilers | 8854.7798 | 10768.8311 |  | 3168.1803 | 8972.8869 | 8921.6634 | 10496.8694 | 9665.0444 | 10496.8694 | 10410.2667 | 15310.2487
| Distillate Fuel Oil/Kerosene | Boilers | [12 empty] | Distillate Fuel Oil/Kerosene | Boilers | [12 empty] | Distillate Fuel Oil/Kerosene | Boilers
| Electricity | Furnaces | 2061.0779 | 3411.6708 | 5523.094 | 6880.5167 |  | 5318.2 | 2464.0361 | 6061.581 | 2464.0361 | 3053.1063 | 7417.2558 |  | Electricity | Furnaces | 2061.0779 | 3411.6708 | 5523.094 | 6880.5167 |  | 5318.2 | 2464.0361 | 6061.581 | 2464.0361 | 3053.1063 | 7417.2558 |  | Electricity | Furnaces | 2061.0779 | 3411.6708 | 5523.094 | 6880.5167 |  | 5318.2 | 2464.0361 | 6061.581 | 2464.0361 | 3053.1063 | 7417.2558
| Electricity | Unit Heaters | 2496.602 | 3847.1948 | 1529.2481 | 2886.6708 | 2336.1017 |  | 2899.5601 | 2067.7351 | 2899.5601 | 3488.6304 | 4244.0934 |  | Electricity | Unit Heaters | 2496.602 | 3847.1948 | 1529.2481 | 2886.6708 | 2336.1017 |  | 2899.5601 | 2067.7351 | 2899.5601 | 3488.6304 | 4244.0934 |  | Electricity | Unit Heaters | 2496.602 | 3847.1948 | 1529.2481 | 2886.6708 | 2336.1017 |  | 2899.5601 | 2067.7351 | 2899.5601 | 3488.6304 | 4244.0934
| Electricity | Air-Source Heat Pumps | 1361.0779 | 2711.6708 | 4823.094 | 6180.5167 | 1200.5776 | 4618.2 |  | 4540.8974 | 943.3525 | 2353.1063 | 6717.2558 |  | Electricity | Air-Source Heat Pumps | 1361.0779 | 2711.6708 | 4823.094 | 6180.5167 | 1200.5776 | 4618.2 |  | 4540.8974 | 943.3525 | 2353.1063 | 6717.2558 |  | Electricity | Air-Source Heat Pumps | 1361.0779 | 2711.6708 | 4823.094 | 6180.5167 | 1200.5776 | 4618.2 |  | 4540.8974 | 943.3525 | 2353.1063 | 6717.2558
| Electricity | Mini-Split Heat Pump | 4335.5787 | 5686.1716 | 3368.2248 | 4725.6475 | 4175.0784 | 4123.8549 | 3917.8533 |  | 3917.8533 | 5327.6071 | 6083.0702 |  | Electricity | Mini-Split Heat Pump | 4335.5787 | 5686.1716 | 3368.2248 | 4725.6475 | 4175.0784 | 4123.8549 | 3917.8533 |  | 3917.8533 | 5327.6071 | 6083.0702 |  | Electricity | Mini-Split Heat Pump | 4335.5787 | 5686.1716 | 3368.2248 | 4725.6475 | 4175.0784 | 4123.8549 | 3917.8533 |  | 3917.8533 | 5327.6071 | 6083.0702
| Electricity | Ground-Source Heat Pump | 17726.7386 | 22546.1774 | 17719.9088 | 22546.1774 | 17566.2383 | 21659.5338 | 17309.0132 | 20906.5582 |  | 22187.6129 | 20289.7436 |  | Electricity | Ground-Source Heat Pump | 17726.7386 | 22546.1774 | 17719.9088 | 22546.1774 | 17566.2383 | 21659.5338 | 17309.0132 | 20906.5582 |  | 22187.6129 | 20289.7436 |  | Electricity | Ground-Source Heat Pump | 17726.7386 | 22546.1774 | 17719.9088 | 22546.1774 | 17566.2383 | 21659.5338 | 17309.0132 | 20906.5582 |  | 22187.6129 | 20289.7436
| Propane | Furnaces | 3044.1727 | 4394.7656 | 6506.1888 | 7863.6115 | 3559.3454 | 6976.9679 | 4122.8039 | 7720.3489 | 4122.8039 |  | 9896.7072 |  | Propane | Furnaces | 3609.1179 | 4959.7108 | 7071.134 | 8428.5567 | 4124.2906 | 7541.913 | 4687.7491 | 8285.294 | 4687.7491 |  | 10461.6524 |  | Propane | Furnaces | 2223.9022 | 3574.4951 | 5685.9184 | 7043.341 | 2739.075 | 6156.6974 | 3302.5334 | 6900.0784 | 3302.5334 |  | 9076.4367
| Wood | Stove | 3921.8612 | 5272.4541 | 3915.0314 | 5272.4541 | 3761.361 | 3710.1375 | 4324.8194 | 4453.5185 | 4324.8194 | 4913.8896 |  |  | Wood | Stove | 3921.8612 | 5272.4541 | 3915.0314 | 5272.4541 | 3761.361 | 3710.1375 | 4324.8194 | 4453.5185 | 4324.8194 | 4913.8896 |  |  | Wood | Stove | 3921.8612 | 5272.4541 | 3915.0314 | 5272.4541 | 3761.361 | 3710.1375 | 4324.8194 | 4453.5185 | 4324.8194 | 4913.8896
Residential Water Heating Switching Costs: Standard Fuels and Technologies Switching from Tank Systems to Instantaneous (Tankless) Water Heaters Including Average Venting | [13 empty] | Residential Water Heating Switching Costs: Standard Fuels and Technologies Switching from Tank Systems to Instantaneous (Tankless) Water Heaters Including Switching From a Non-Existent or Standard-Efficiency B-Vent to a High-Efficiency Direct Vent | [13 empty] | Residential Water Heating Switching Costs: Standard Fuels and Technologies Switching from Tank Systems to Instantaneous (Tankless) Water Heaters Including Switching From a Non-Existant or High-Efficiency Direct Vent to a Standard-Efficiency B-Vent
FROM → TO ↓ |  | Switching From Fuel or Technology 2022 $ Storage Tanks | [11 empty] | FROM → TO ↓ |  | Switching From Fuel or Technology 2022 $ Storage Tanks | [11 empty] | FROM → TO ↓ |  | Switching From Fuel or Technology 2022 $ Storage Tanks
|  | Electricity | Distillate Fuel Oil/Kerosene | Propane | Natural Gas | Solar | [9 empty] | Electricity | Distillate Fuel Oil/Kerosene | Propane | Natural Gas | Solar | [9 empty] | Electricity | Distillate Fuel Oil/Kerosene | Propane | Natural Gas | Solar
Switching To Fuel or Technology Instantaneous (Tankless) | Electricity | 0 | 1145.557 | 1145.557 | 1145.557 | 900.6836 | [7 empty] | Switching To Fuel or Technology Instantaneous (Tankless) | Electricity | 0 | 1145.557 | 1145.557 | 1145.557 | 900.6836 | [7 empty] | Switching To Fuel or Technology Instantaneous (Tankless) | Electricity | 0 | 1145.557 | 1145.557 | 1145.557 | 900.6836
| Distillate Fuel Oil/Kerosene | [13 empty] | Distillate Fuel Oil/Kerosene | [13 empty] | Distillate Fuel Oil/Kerosene
| Propane | 3919.5296 | 3408.73 | 2477.2437 | 3408.73 | 3919.5296 | [8 empty] | Propane | 4385.3977 | 3874.5981 | 2943.1118 | 3874.5981 | 4385.3977 | [8 empty] | Propane | 3243.1137 | 2732.3141 | 1800.8278 | 2732.3141 | 3243.1137
| Natural Gas | 3919.5296 | 3408.73 | 3408.73 | 2477.2437 | 3919.5296 | [8 empty] | Natural Gas | 4385.3977 | 3874.5981 | 3874.5981 | 2943.1118 | 4385.3977 | [8 empty] | Natural Gas | 3243.1137 | 2732.3141 | 2732.3141 | 1800.8278 | 3243.1137
| Solar | [13 empty] | Solar | [13 empty] | Solar
Residential Water Heating Switching Costs: Standard Fuels and Technologies Switching with Tank Systems to Alternate Fuels Including Average Venting | [13 empty] | Residential Water Heating Switching Costs: Standard Fuels and Technologies Switching with Tank Systems to Alternate Fuels Including Switching From a Non-Existent or Standard-Efficiency B-Vent to a High-Efficiency Direct Vent | [13 empty] | Residential Water Heating Switching Costs: Standard Fuels and Technologies Switching with Tank Systems to Alternate Fuels Including Switching From a Non-Existant or High-Efficiency Direct Vent to a Standard-Efficiency B-Vent
FROM → TO ↓ |  | Switching From Fuel or Technology 2022 $ Storage Tanks | [11 empty] | FROM → TO ↓ |  | Switching From Fuel or Technology 2022 $ Storage Tanks | [11 empty] | FROM → TO ↓ |  | Switching From Fuel or Technology 2022 $ Storage Tanks
|  | Electricity | Distillate Fuel Oil/Kerosene | Propane | Natural Gas | Solar | [9 empty] | Electricity | Distillate Fuel Oil/Kerosene | Propane | Natural Gas | Solar | [9 empty] | Electricity | Distillate Fuel Oil/Kerosene | Propane | Natural Gas | Solar
Switching To Fuel or Technology Storage Tanks | Electricity |  | 1145.557 | 1145.557 | 1145.557 | 900.6836 | [7 empty] | Switching To Fuel or Technology Storage Tanks | Electricity |  | 1145.557 | 1145.557 | 1145.557 | 900.6836 | [7 empty] | Switching To Fuel or Technology Storage Tanks | Electricity |  | 1145.557 | 1145.557 | 1145.557 | 900.6836
| Distillate Fuel Oil/Kerosene | 1238.8334 |  | 728.0338 | 728.0338 | 1238.8334 | [8 empty] | Distillate Fuel Oil/Kerosene | 1238.8334 |  | 728.0338 | 728.0338 | 1238.8334 | [8 empty] | Distillate Fuel Oil/Kerosene | 1238.8334 |  | 728.0338 | 728.0338 | 1238.8334
| Propane | 1902.7311 | 1391.9315 |  | 1391.9315 | 1902.7311 | [8 empty] | Propane | 2007.1859 | 1496.3863 |  | 1496.3863 | 2007.1859 | [8 empty] | Propane | 1751.0684 | 1240.2688 |  | 1240.2688 | 1751.0684
| Natural Gas | 1902.7311 | 1391.9315 | 1391.9315 |  | 1902.7311 | [8 empty] | Natural Gas | 2007.1859 | 1496.3863 | 1496.3863 |  | 2007.1859 | [8 empty] | Natural Gas | 1751.0684 | 1240.2688 | 1240.2688 |  | 1751.0684
| Solar | 80 | 1145.557 | 1145.557 | 1145.557 | [9 empty] | Solar | 80 | 1145.557 | 1145.557 | 1145.557 | [9 empty] | Solar | 80 | 1145.557 | 1145.557 | 1145.557
Residential Water Heating Switching Costs: Standard Fuels and Technologies for Instantaneous (Tankless) Technology Switching to Alternate Fuels Including Average Venting | [13 empty] | Residential Water Heating Switching Costs: Standard Fuels and Technologies for Instantaneous (Tankless) Technology Switching to Alternate Fuels Including Switching From a Non-Existent or Standard-Efficiency B-Vent to a High-Efficiency Direct Vent | [13 empty] | Residential Water Heating Switching Costs: Standard Fuels and Technologies for Instantaneous (Tankless) Technology Switching to Alternate Fuels Including Switching From a Non-Existent or High-Efficiency Direct Vent to a Standard-Efficiency B-Vent
FROM → TO ↓ |  | Switching From Fuel or Technology 2022 $ Instantaneous (Tankless) | [11 empty] | FROM → TO ↓ |  | Switching From Fuel or Technology 2022 $ Instantaneous (Tankless) | [11 empty] | FROM → TO ↓ |  | Switching From Fuel or Technology 2022 $ Instantaneous (Tankless)
|  | Electricity | Distillate Fuel Oil/Kerosene | Propane | Natural Gas | Solar | [9 empty] | Electricity | Distillate Fuel Oil/Kerosene | Propane | Natural Gas | Solar | [9 empty] | Electricity | Distillate Fuel Oil/Kerosene | Propane | Natural Gas | Solar
Switching To Fuel or Technology Instantaneous (Tankless) | Electricity |  | 1145.557 | 1145.557 | 1145.557 | 900.6836 | [7 empty] | Switching To Fuel or Technology Instantaneous (Tankless) | Electricity |  | 1145.557 | 1145.557 | 1145.557 | 900.6836 | [7 empty] | Switching To Fuel or Technology Instantaneous (Tankless) | Electricity |  | 1145.557 | 1145.557 | 1145.557 | 900.6836
| Distillate Fuel Oil/Kerosene | [13 empty] | Distillate Fuel Oil/Kerosene | [13 empty] | Distillate Fuel Oil/Kerosene
| Propane | 3919.5296 | 2388.9567 |  | 3408.73 | 3919.5296 | [8 empty] | Propane | 4385.3977 | 2854.8248 |  | 3874.5981 | 4385.3977 | [8 empty] | Propane | 3243.1137 | 2854.8248 |  | 2732.3141 | 3243.1137
| Natural Gas | 3919.5296 | 3408.73 | 3408.73 |  | 3919.5296 | [8 empty] | Natural Gas | 4385.3977 | 3874.5981 | 3874.5981 |  | 4385.3977 | [8 empty] | Natural Gas | 3243.1137 | 2732.3141 | 2732.3141 |  | 3243.1137
| Solar | [13 empty] | Solar | [13 empty] | Solar
Residential Clothes Drying Switching Costs: Standard Fuels and Technologies
FROM → TO ↓ |  | Switching From Fuel or Technology 2022 $
|  | Electricity | Electric Heat Pump (Ventless) | Propane | Natural Gas
Switching To Fuel or Technology | Electricity |  | 731.5597 | 1051.1457 | 1051.1457
| Electric Heat Pump (Ventless) | 100 |  | 1151.1457 | 1201.1457
| Propane | 1040.8724 | 1722.4321 |  | 1368.0136
| Natural Gas | 1040.8724 | 1772.4321 | 1253.9627
Residential Cooking Switching Costs: Standard Fuels and Technologies
FROM → TO ↓ |  | Switching From Fuel or Technology 2022 $
|  | Electricity | Natural Gas | Propane
Switching To Fuel or Technology | Electricity |  | 943.8556 | 943.8556
| Natural Gas | 1040.8724 |  | 1229.8617
| Propane | 1040.8724 | 1229.8617
Go to tab
Go to tab
Go to tab

## 7 South Atlantic Costs
| Color Key | [8 empty] | Back to Table of Contents
The technology swap is the same or virtually non-existent
South Atlantic Residential Fuel Switching Costs
Residential Space Heating Switching Costs: Standard Fuels and Technologies Including Average Venting Switching Costs | [13 empty] | Residential Space Heating Switching Costs: Standard Fuels and Technologies Including Switching Costs From a Non-Existent or Standard-Efficiency (B-Vent) to a High-Efficiency (Condensing) Direct Vent | [13 empty] | Residential Space Heating Switching Costs: Standard Fuels and Technologies Including Switching Costs From Non-Existent or High-Efficiency (Condensing) Direct Vent to a Standard-Efficiency (B-Vent)
FROM → TO ↓ |  | Switching From Fuel or Technology 2022 $ | [11 empty] | FROM → TO ↓ |  | Switching From Fuel or Technology 2022 $ | [11 empty] | FROM → TO ↓ |  | Switching From Fuel or Technology 2022 $
|  | Fuel | Natural Gas | Distillate Fuel Oil/Kerosene | Natural Gas | Distillate Fuel Oil/Kerosene | Electricity | Electricity | Electricity | Electricity | Electricity | Propane | Wood |  |  | Fuel | Natural Gas | Distillate Fuel Oil/Kerosene | Natural Gas | Distillate Fuel Oil/Kerosene | Electricity | Electricity | Electricity | Electricity | Electricity | Propane | Wood |  |  | Fuel | Natural Gas | Distillate Fuel Oil/Kerosene | Natural Gas | Distillate Fuel Oil/Kerosene | Electricity | Electricity | Electricity | Electricity | Electricity | Propane | Wood
Switching To Fuel or Technology | Fuel | Technology | Furnaces | Furnaces | Boilers | Boilers | Furnaces | Unit Heaters | Air-Source Heat Pumps | Mini-Split Heat Pump | Ground-Source Heat Pump | Furnaces | Stove | Switching To Fuel or Technology | Fuel | Technology | Furnaces | Furnaces | Boilers | Boilers | Furnaces | Unit Heaters | Air-Source Heat Pumps | Mini-Split Heat Pump | Ground-Source Heat Pump | Furnaces | Stove | Switching To Fuel or Technology | Fuel | Technology | Furnaces | Furnaces | Boilers | Boilers | Furnaces | Unit Heaters | Air-Source Heat Pumps | Mini-Split Heat Pump | Ground-Source Heat Pump | Furnaces | Stove
| Natural Gas | Furnaces |  | 4040.0054 | 5614.9938 | 7335.4526 | 3249.9299 | 6499.4981 | 3754.5978 | 7356.2866 | 3754.5978 | 3718.8531 | 9114.5955 |  | Natural Gas | Furnaces |  | 4830.3464 | 6405.3347 | 8125.7935 | 4040.2708 | 7289.8391 | 4544.9387 | 8146.6275 | 4544.9387 | 4509.194 | 9904.9364 |  | Natural Gas | Furnaces |  | 3656.5138 | 5231.5022 | 6951.9609 | 2866.4383 | 6116.0065 | 3371.1062 | 6972.795 | 3371.1062 | 3335.3615 | 8731.1039
| Distillate Fuel Oil/Kerosene | Furnaces | [12 empty] | Distillate Fuel Oil/Kerosene | Furnaces | [12 empty] | Distillate Fuel Oil/Kerosene | Furnaces
| Natural Gas | Boilers | 7360.0807 | 9074.4223 |  | 3585.8133 | 7429.4953 | 7383.6164 | 8789.0147 | 8240.4049 | 8789.0147 | 8753.27 | 13294.1609 |  | Natural Gas | Boilers | 7829.6138 | 9543.9553 |  | 4055.3464 | 7899.0284 | 7853.1494 | 9258.5477 | 8709.9379 | 9258.5477 | 9222.803 | 13763.6939 |  | Natural Gas | Boilers | 6655.7812 | 8370.1228 |  | 2881.5138 | 6725.1958 | 6679.3169 | 8084.7152 | 7536.1054 | 8084.7152 | 8048.9705 | 12589.8614
| Distillate Fuel Oil/Kerosene | Boilers | [12 empty] | Distillate Fuel Oil/Kerosene | Boilers | [12 empty] | Distillate Fuel Oil/Kerosene | Boilers
| Electricity | Furnaces | 1899.5154 | 3109.1891 | 5188.8453 | 6404.6362 |  | 5005.3297 | 2260.4294 | 5862.1182 | 2260.4294 | 2788.0367 | 6923.1812 |  | Electricity | Furnaces | 1899.5154 | 3109.1891 | 5188.8453 | 6404.6362 |  | 5005.3297 | 2260.4294 | 5862.1182 | 2260.4294 | 2788.0367 | 6923.1812 |  | Electricity | Furnaces | 1899.5154 | 3109.1891 | 5188.8453 | 6404.6362 |  | 5005.3297 | 2260.4294 | 5862.1182 | 2260.4294 | 2788.0367 | 6923.1812
| Electricity | Unit Heaters | 2229.3668 | 3439.0405 | 1368.3982 | 2584.1891 | 2085.6129 |  | 2590.2809 | 2041.671 | 2590.2809 | 3117.8882 | 3799.9799 |  | Electricity | Unit Heaters | 2229.3668 | 3439.0405 | 1368.3982 | 2584.1891 | 2085.6129 |  | 2590.2809 | 2041.671 | 2590.2809 | 3117.8882 | 3799.9799 |  | Electricity | Unit Heaters | 2229.3668 | 3439.0405 | 1368.3982 | 2584.1891 | 2085.6129 |  | 2590.2809 | 2041.671 | 2590.2809 | 3117.8882 | 3799.9799
| Electricity | Air-Source Heat Pumps | 1199.5154 | 2409.1891 | 4488.8453 | 5704.6362 | 1055.7615 | 4305.3297 |  | 4464.8723 | 863.1835 | 2088.0367 | 6223.1812 |  | Electricity | Air-Source Heat Pumps | 1199.5154 | 2409.1891 | 4488.8453 | 5704.6362 | 1055.7615 | 4305.3297 |  | 4464.8723 | 863.1835 | 2088.0367 | 6223.1812 |  | Electricity | Air-Source Heat Pumps | 1199.5154 | 2409.1891 | 4488.8453 | 5704.6362 | 1055.7615 | 4305.3297 |  | 4464.8723 | 863.1835 | 2088.0367 | 6223.1812
| Electricity | Mini-Split Heat Pump | 3837.4457 | 5047.1194 | 2976.4771 | 4192.268 | 3693.6918 | 3647.8129 | 3501.1139 |  | 3501.1139 | 4725.9671 | 5408.0588 |  | Electricity | Mini-Split Heat Pump | 3837.4457 | 5047.1194 | 2976.4771 | 4192.268 | 3693.6918 | 3647.8129 | 3501.1139 |  | 3501.1139 | 4725.9671 | 5408.0588 |  | Electricity | Mini-Split Heat Pump | 3837.4457 | 5047.1194 | 2976.4771 | 4192.268 | 3693.6918 | 3647.8129 | 3501.1139 |  | 3501.1139 | 4725.9671 | 5408.0588
| Electricity | Ground-Source Heat Pump | 15991.0146 | 20496.1354 | 15984.8974 | 20496.1354 | 15847.2607 | 19660.181 | 15654.6827 | 19256.3715 |  | 20174.9831 | 18282.5853 |  | Electricity | Ground-Source Heat Pump | 15991.0146 | 20496.1354 | 15984.8974 | 20496.1354 | 15847.2607 | 19660.181 | 15654.6827 | 19256.3715 |  | 20174.9831 | 18282.5853 |  | Electricity | Ground-Source Heat Pump | 15991.0146 | 20496.1354 | 15984.8974 | 20496.1354 | 15847.2607 | 19660.181 | 15654.6827 | 19256.3715 |  | 20174.9831 | 18282.5853
| Propane | Furnaces | 2459.3356 | 3669.0093 | 5748.6656 | 6964.4564 | 2878.9338 | 6128.502 | 3383.6017 | 6985.2905 | 3383.6017 |  | 8743.5994 |  | Propane | Furnaces | 3249.6765 | 4459.3502 | 6539.0065 | 7754.7974 | 3669.2747 | 6918.8429 | 4173.9426 | 7775.6314 | 4173.9426 |  | 9533.9403 |  | Propane | Furnaces | 2075.844 | 3285.5177 | 5365.1739 | 6580.9648 | 2495.4422 | 5745.0104 | 3000.1101 | 6601.7989 | 3000.1101 |  | 8360.1077
| Wood | Stove | 3700.5332 | 4910.2069 | 3694.416 | 4910.2069 | 3556.7793 | 3510.9004 | 4061.4472 | 4367.6889 | 4061.4472 | 4589.0546 |  |  | Wood | Stove | 3700.5332 | 4910.2069 | 3694.416 | 4910.2069 | 3556.7793 | 3510.9004 | 4061.4472 | 4367.6889 | 4061.4472 | 4589.0546 |  |  | Wood | Stove | 3700.5332 | 4910.2069 | 3694.416 | 4910.2069 | 3556.7793 | 3510.9004 | 4061.4472 | 4367.6889 | 4061.4472 | 4589.0546
Residential Water Heating Switching Costs: Standard Fuels and Technologies Switching from Tank Systems to Instantaneous (Tankless) Water Heaters Including Average Venting | [13 empty] | Residential Water Heating Switching Costs: Standard Fuels and Technologies Switching from Tank Systems to Instantaneous (Tankless) Water Heaters Including Switching From a Non-Existent or Standard-Efficiency B-Vent to a High-Efficiency Direct Vent | [13 empty] | Residential Water Heating Switching Costs: Standard Fuels and Technologies Switching from Tank Systems to Instantaneous (Tankless) Water Heaters Including Switching From a Non-Existent or High-Efficiency Direct Vent to a Standard-Efficiency B-Vent
FROM → TO ↓ |  | Switching From Fuel or Technology 2022 $ Storage Tanks | [11 empty] | FROM → TO ↓ |  | Switching From Fuel or Technology 2022 $ Storage Tanks | [11 empty] | FROM → TO ↓ |  | Switching From Fuel or Technology 2022 $ Storage Tanks
|  | Electricity | Distillate Fuel Oil/Kerosene | Propane | Natural Gas | Solar | [9 empty] | Electricity | Distillate Fuel Oil/Kerosene | Propane | Natural Gas | Solar | [9 empty] | Electricity | Distillate Fuel Oil/Kerosene | Propane | Natural Gas | Solar
Switching To Fuel or Technology Instantaneous (Tankless) | Electricity | 0 | 963.4716 | 963.4716 | 963.4716 | 777.2459 | [7 empty] | Switching To Fuel or Technology Instantaneous (Tankless) | Electricity | 0 | 963.4716 | 963.4716 | 963.4716 | 777.2459 | [7 empty] | Switching To Fuel or Technology Instantaneous (Tankless) | Electricity | 0 | 963.4716 | 963.4716 | 963.4716 | 777.2459
| Distillate Fuel Oil/Kerosene | [13 empty] | Distillate Fuel Oil/Kerosene | [13 empty] | Distillate Fuel Oil/Kerosene
| Propane | 3261.2376 | 2804.1113 | 1917.6446 | 2804.1113 | 3261.2376 | [8 empty] | Propane | 3950.09 | 3492.9637 | 2606.497 | 3492.9637 | 3950.09 | [8 empty] | Propane | 2926.9905 | 2469.8642 | 1583.3975 | 2469.8642 | 2926.9905
| Natural Gas | 3261.2376 | 2804.1113 | 2804.1113 | 1917.6446 | 3261.2376 | [8 empty] | Natural Gas | 3950.09 | 3492.9637 | 3492.9637 | 2606.497 | 3950.09 | [8 empty] | Natural Gas | 2926.9905 | 2469.8642 | 2469.8642 | 1583.3975 | 2926.9905
| Solar | [13 empty] | Solar | [13 empty] | Solar
Residential Water Heating Switching Costs: Standard Fuels and Technologies Switching with Tank Systems to Alternate Fuels Including Average Venting | [13 empty] | Residential Water Heating Switching Costs: Standard Fuels and Technologies Switching with Tank Systems to Alternate Fuels Including Switching From a Non-Existent or Standard-Efficiency B-Vent to a High-Efficiency Direct Vent | [13 empty] | Residential Water Heating Switching Costs: Standard Fuels and Technologies Switching with Tank Systems to Alternate Fuels Including Switching From a Non-Existent or High-Efficiency Direct Vent to a Standard-Efficiency B-Vent
FROM → TO ↓ |  | Switching From Fuel or Technology 2022 $ Storage Tanks | [11 empty] | FROM → TO ↓ |  | Switching From Fuel or Technology 2022 $ Storage Tanks | [11 empty] | FROM → TO ↓ |  | Switching From Fuel or Technology 2022 $ Storage Tanks
|  | Electricity | Distillate Fuel Oil/Kerosene | Propane | Natural Gas | Solar | [9 empty] | Electricity | Distillate Fuel Oil/Kerosene | Propane | Natural Gas | Solar | [9 empty] | Electricity | Distillate Fuel Oil/Kerosene | Propane | Natural Gas | Solar
Switching To Fuel or Technology Storage Tanks | Electricity |  | 963.4716 | 963.4716 | 963.4716 | 777.2459 | [7 empty] | Switching To Fuel or Technology Storage Tanks | Electricity |  | 963.4716 | 963.4716 | 963.4716 | 777.2459 | [7 empty] | Switching To Fuel or Technology Storage Tanks | Electricity |  | 963.4716 | 963.4716 | 963.4716 | 777.2459
| Distillate Fuel Oil/Kerosene | 1051.7829 |  | 594.6566 | 594.6566 | 1051.7829 | [8 empty] | Distillate Fuel Oil/Kerosene | 1051.7829 |  | 594.6566 | 594.6566 | 1051.7829 | [8 empty] | Distillate Fuel Oil/Kerosene | 1051.7829 |  | 594.6566 | 594.6566 | 1051.7829
| Propane | 1585.5152 | 1128.3889 |  | 1128.3889 | 1585.5152 | [8 empty] | Propane | 1739.9664 | 1282.8402 |  | 1282.8402 | 1739.9664 | [8 empty] | Propane | 1510.5719 | 1053.4457 |  | 1053.4457 | 1510.5719
| Natural Gas | 1585.5152 | 1128.3889 | 1128.3889 |  | 1585.5152 | [8 empty] | Natural Gas | 1739.9664 | 1282.8402 | 1282.8402 |  | 1739.9664 | [8 empty] | Natural Gas | 1510.5719 | 1053.4457 | 1053.4457 |  | 1510.5719
| Solar | 80 | 963.4716 | 963.4716 | 963.4716 | [9 empty] | Solar | 80 | 963.4716 | 963.4716 | 963.4716 | [9 empty] | Solar | 80 | 963.4716 | 963.4716 | 963.4716
Residential Water Heating Switching Costs: Standard Fuels and Technologies for Instantaneous (Tankless) Technology Switching to Alternate Fuels Including Average Venting | [13 empty] | Residential Water Heating Switching Costs: Standard Fuels and Technologies for Instantaneous (Tankless) Technology Switching to Alternate Fuels Including Switching From a Non-Existent or Standard-Efficiency B-Vent to a High-Efficiency Direct Vent | [13 empty] | Residential Water Heating Switching Costs: Standard Fuels and Technologies for Instantaneous (Tankless) Technology Switching to Alternate Fuels Including Switching From a Non-Existent or High-Efficiency Direct Vent to a Standard-Efficiency B-Vent
FROM → TO ↓ |  | Switching From Fuel or Technology 2022 $ Instantaneous (Tankless) | [11 empty] | FROM → TO ↓ |  | Switching From Fuel or Technology 2022 $ Instantaneous (Tankless) | [11 empty] | FROM → TO ↓ |  | Switching From Fuel or Technology 2022 $ Instantaneous (Tankless)
|  | Electricity | Distillate Fuel Oil/Kerosene | Propane | Natural Gas | Solar | [9 empty] | Electricity | Distillate Fuel Oil/Kerosene | Propane | Natural Gas | Solar | [9 empty] | Electricity | Distillate Fuel Oil/Kerosene | Propane | Natural Gas | Solar
Switching To Fuel or Technology Instantaneous (Tankless) | Electricity |  | 963.4716 | 963.4716 | 963.4716 | 777.2459 | [7 empty] | Switching To Fuel or Technology Instantaneous (Tankless) | Electricity |  | 963.4716 | 963.4716 | 963.4716 | 777.2459 | [7 empty] | Switching To Fuel or Technology Instantaneous (Tankless) | Electricity |  | 963.4716 | 963.4716 | 963.4716 | 777.2459
| Distillate Fuel Oil/Kerosene | [13 empty] | Distillate Fuel Oil/Kerosene | [13 empty] | Distillate Fuel Oil/Kerosene
| Propane | 3261.2376 | 1845.4395 |  | 2804.1113 | 3261.2376 | [8 empty] | Propane | 3950.09 | 2534.2919 |  | 3492.9637 | 3950.09 | [8 empty] | Propane | 2926.9905 | 2534.2919 |  | 2469.8642 | 2926.9905
| Natural Gas | 3261.2376 | 2804.1113 | 2804.1113 |  | 3261.2376 | [8 empty] | Natural Gas | 3950.09 | 3492.9637 | 3492.9637 |  | 3950.09 | [8 empty] | Natural Gas | 2926.9905 | 2469.8642 | 2469.8642 |  | 2926.9905
| Solar | [13 empty] | Solar | [13 empty] | Solar
Residential Clothes Drying Switching Costs: Standard Fuels and Technologies
FROM → TO ↓ |  | Switching From Fuel or Technology 2022 $
|  | Electricity | Electric Heat Pump (Ventless) | Propane | Natural Gas
Switching To Fuel or Technology | Electricity |  | 703.9778 | 927.9502 | 927.9502
| Electric Heat Pump (Ventless) | 100 |  | 1027.9502 | 1077.9502
| Propane | 1003.2957 | 1657.2735 |  | 1289.3146
| Natural Gas | 1003.2957 | 1707.2735 | 1183.6092
Residential Cooking Switching Costs: Standard Fuels and Technologies
FROM → TO ↓ |  | Switching From Fuel or Technology 2022 $
|  | Electricity | Natural Gas | Propane
Switching To Fuel or Technology | Electricity |  | 812.5967 | 812.5967
| Natural Gas | 1003.2957 |  | 1149.5831
| Propane | 1003.2957 | 1149.5831
Go to tab
Go to tab
Go to tab

## 8 East South Central Costs
| Color Key | [8 empty] | Back to Table of Contents
The technology swap is the same or virtually non-existent
East South Central Residential Fuel Switching Costs
Residential Space Heating Switching Costs: Standard Fuels and Technologies Including Average Venting Switching Costs | [13 empty] | Residential Space Heating Switching Costs: Standard Fuels and Technologies Including Switching Costs From a Non-Existent or Standard-Efficiency (B-Vent) to a High-Efficiency (Condensing) Direct Vent | [13 empty] | Residential Space Heating Switching Costs: Standard Fuels and Technologies Including Switching Costs From Non-Existent or High-Efficiency (Condensing) Direct Vent to a Standard-Efficiency (B-Vent)
FROM → TO ↓ |  | Switching From Fuel or Technology 2022 $ | [11 empty] | FROM → TO ↓ |  | Switching From Fuel or Technology 2022 $ | [11 empty] | FROM → TO ↓ |  | Switching From Fuel or Technology 2022 $
|  | Fuel | Natural Gas | Distillate Fuel Oil/Kerosene | Natural Gas | Distillate Fuel Oil/Kerosene | Electricity | Electricity | Electricity | Electricity | Electricity | Propane | Wood |  |  | Fuel | Natural Gas | Distillate Fuel Oil/Kerosene | Natural Gas | Distillate Fuel Oil/Kerosene | Electricity | Electricity | Electricity | Electricity | Electricity | Propane | Wood |  |  | Fuel | Natural Gas | Distillate Fuel Oil/Kerosene | Natural Gas | Distillate Fuel Oil/Kerosene | Electricity | Electricity | Electricity | Electricity | Electricity | Propane | Wood
Switching To Fuel or Technology | Fuel | Technology | Furnaces | Furnaces | Boilers | Boilers | Furnaces | Unit Heaters | Air-Source Heat Pumps | Mini-Split Heat Pump | Ground-Source Heat Pump | Furnaces | Stove | Switching To Fuel or Technology | Fuel | Technology | Furnaces | Furnaces | Boilers | Boilers | Furnaces | Unit Heaters | Air-Source Heat Pumps | Mini-Split Heat Pump | Ground-Source Heat Pump | Furnaces | Stove | Switching To Fuel or Technology | Fuel | Technology | Furnaces | Furnaces | Boilers | Boilers | Furnaces | Unit Heaters | Air-Source Heat Pumps | Mini-Split Heat Pump | Ground-Source Heat Pump | Furnaces | Stove
| Natural Gas | Furnaces |  | 3835.2204 | 5532.3487 | 7125.9129 | 3150.5021 | 6398.6996 | 3617.9476 | 6956.447 | 3617.9476 | 3537.7551 | 8820.9171 |  | Natural Gas | Furnaces |  | 4618.0083 | 6315.1366 | 7908.7008 | 3933.29 | 7181.4875 | 4400.7355 | 7739.2349 | 4400.7355 | 4320.543 | 9603.705 |  | Natural Gas | Furnaces |  | 3499.9665 | 5197.0948 | 6790.659 | 2815.2482 | 6063.4457 | 3282.6937 | 6621.1931 | 3282.6937 | 3202.5012 | 8485.6632
| Distillate Fuel Oil/Kerosene | Furnaces | [12 empty] | Distillate Fuel Oil/Kerosene | Furnaces | [12 empty] | Distillate Fuel Oil/Kerosene | Furnaces
| Natural Gas | Boilers | 7273.3247 | 8861.2229 |  | 3395.7916 | 7344.8308 | 7302.3358 | 8643.9501 | 7860.0833 | 8643.9501 | 8563.7576 | 13015.2458 |  | Natural Gas | Boilers | 7720.5414 | 9308.4396 |  | 3843.0083 | 7792.0476 | 7749.5525 | 9091.1668 | 8307.3 | 9091.1668 | 9010.9743 | 13462.4625 |  | Natural Gas | Boilers | 6602.4996 | 8190.3978 |  | 2724.9665 | 6674.0058 | 6631.5107 | 7973.125 | 7189.2582 | 7973.125 | 7892.9325 | 12344.4207
| Distillate Fuel Oil/Kerosene | Boilers | [12 empty] | Distillate Fuel Oil/Kerosene | Boilers | [12 empty] | Distillate Fuel Oil/Kerosene | Boilers
| Electricity | Furnaces | 1882.571 | 3003.0237 | 5167.5975 | 6293.7162 |  | 4997.6173 | 2216.8654 | 5555.3648 | 2216.8654 | 2705.5584 | 6715.3951 |  | Electricity | Furnaces | 1882.571 | 3003.0237 | 5167.5975 | 6293.7162 |  | 4997.6173 | 2216.8654 | 5555.3648 | 2216.8654 | 2705.5584 | 6715.3951 |  | Electricity | Furnaces | 1882.571 | 3003.0237 | 5167.5975 | 6293.7162 |  | 4997.6173 | 2216.8654 | 5555.3648 | 2216.8654 | 2705.5584 | 6715.3951
| Electricity | Unit Heaters | 2189.2448 | 3309.6975 | 1351.905 | 2478.0237 | 2056.0936 |  | 2523.5391 | 1739.6723 | 2523.5391 | 3012.2321 | 3604.1424 |  | Electricity | Unit Heaters | 2189.2448 | 3309.6975 | 1351.905 | 2478.0237 | 2056.0936 |  | 2523.5391 | 1739.6723 | 2523.5391 | 3012.2321 | 3604.1424 |  | Electricity | Unit Heaters | 2189.2448 | 3309.6975 | 1351.905 | 2478.0237 | 2056.0936 |  | 2523.5391 | 1739.6723 | 2523.5391 | 3012.2321 | 3604.1424
| Electricity | Air-Source Heat Pumps | 1182.571 | 2303.0237 | 4467.5975 | 5593.7162 | 1049.4199 | 4297.6173 |  | 4150.9251 | 812.4257 | 2005.5584 | 6015.3951 |  | Electricity | Air-Source Heat Pumps | 1182.571 | 2303.0237 | 4467.5975 | 5593.7162 | 1049.4199 | 4297.6173 |  | 4150.9251 | 812.4257 | 2005.5584 | 6015.3951 |  | Electricity | Air-Source Heat Pumps | 1182.571 | 2303.0237 | 4467.5975 | 5593.7162 | 1049.4199 | 4297.6173 |  | 4150.9251 | 812.4257 | 2005.5584 | 6015.3951
| Electricity | Mini-Split Heat Pump | 3778.7917 | 4899.2443 | 2941.4519 | 4067.5706 | 3645.6405 | 3603.1455 | 3408.6463 |  | 3408.6463 | 4601.779 | 5193.6892 |  | Electricity | Mini-Split Heat Pump | 3778.7917 | 4899.2443 | 2941.4519 | 4067.5706 | 3645.6405 | 3603.1455 | 3408.6463 |  | 3408.6463 | 4601.779 | 5193.6892 |  | Electricity | Mini-Split Heat Pump | 3778.7917 | 4899.2443 | 2941.4519 | 4067.5706 | 3645.6405 | 3603.1455 | 3408.6463 |  | 3408.6463 | 4601.779 | 5193.6892
| Electricity | Ground-Source Heat Pump | 15631.7026 | 20042.8478 | 15626.0366 | 20042.8478 | 15498.5515 | 19315.6344 | 15261.5573 | 18600.0567 |  | 19745.3825 | 17742.7198 |  | Electricity | Ground-Source Heat Pump | 15631.7026 | 20042.8478 | 15626.0366 | 20042.8478 | 15498.5515 | 19315.6344 | 15261.5573 | 18600.0567 |  | 19745.3825 | 17742.7198 |  | Electricity | Ground-Source Heat Pump | 15631.7026 | 20042.8478 | 15626.0366 | 20042.8478 | 15498.5515 | 19315.6344 | 15261.5573 | 18600.0567 |  | 19745.3825 | 17742.7198
| Propane | Furnaces | 2397.3426 | 3517.7953 | 5682.3691 | 6808.4878 | 2833.077 | 6081.2744 | 3300.5225 | 6639.0219 | 3300.5225 |  | 8503.492 |  | Propane | Furnaces | 3180.1305 | 4300.5832 | 6465.157 | 7591.2757 | 3615.8649 | 6864.0624 | 4083.3104 | 7421.8098 | 4083.3104 |  | 9286.2799 |  | Propane | Furnaces | 2062.0887 | 3182.5414 | 5347.1152 | 6473.2339 | 2497.8231 | 5746.0206 | 2965.2686 | 6303.768 | 2965.2686 |  | 8168.2381
| Wood | Stove | 3730.1118 | 4850.5645 | 3724.4458 | 4850.5645 | 3596.9607 | 3554.4656 | 4064.4061 | 4112.2131 | 4064.4061 | 4553.0992 |  |  | Wood | Stove | 3730.1118 | 4850.5645 | 3724.4458 | 4850.5645 | 3596.9607 | 3554.4656 | 4064.4061 | 4112.2131 | 4064.4061 | 4553.0992 |  |  | Wood | Stove | 3730.1118 | 4850.5645 | 3724.4458 | 4850.5645 | 3596.9607 | 3554.4656 | 4064.4061 | 4112.2131 | 4064.4061 | 4553.0992
Residential Water Heating Switching Costs: Standard Fuels and Technologies Switching from Tank Systems to Instantaneous (Tankless) Water Heaters Including Average Venting | [13 empty] | Residential Water Heating Switching Costs: Standard Fuels and Technologies Switching from Tank Systems to Instantaneous (Tankless) Water Heaters Including Switching From a Non-Existent or Standard-Efficiency B-Vent to a High-Efficiency Direct Vent | [13 empty] | Residential Water Heating Switching Costs: Standard Fuels and Technologies Switching from Tank Systems to Instantaneous (Tankless) Water Heaters Including Switching From a Non-Existent or High-Efficiency Direct Vent to a Standard-Efficiency B-Vent
FROM → TO ↓ |  | Switching From Fuel or Technology 2022 $ Storage Tanks | [11 empty] | FROM → TO ↓ |  | Switching From Fuel or Technology 2022 $ Storage Tanks | [11 empty] | FROM → TO ↓ |  | Switching From Fuel or Technology 2022 $ Storage Tanks
|  | Electricity | Distillate Fuel Oil/Kerosene | Propane | Natural Gas | Solar | [9 empty] | Electricity | Distillate Fuel Oil/Kerosene | Propane | Natural Gas | Solar | [9 empty] | Electricity | Distillate Fuel Oil/Kerosene | Propane | Natural Gas | Solar
Switching To Fuel or Technology Instantaneous (Tankless) | Electricity | 0 | 976.4728 | 976.4728 | 976.4728 | 784.4397 | [7 empty] | Switching To Fuel or Technology Instantaneous (Tankless) | Electricity | 0 | 976.4728 | 976.4728 | 976.4728 | 784.4397 | [7 empty] | Switching To Fuel or Technology Instantaneous (Tankless) | Electricity | 0 | 976.4728 | 976.4728 | 976.4728 | 784.4397
| Distillate Fuel Oil/Kerosene | [13 empty] | Distillate Fuel Oil/Kerosene | [13 empty] | Distillate Fuel Oil/Kerosene
| Propane | 3142.681 | 2685.8286 | 1778.2657 | 2685.8286 | 3142.681 | [8 empty] | Propane | 3806.1631 | 3349.3107 | 2441.7478 | 3349.3107 | 3806.1631 | [8 empty] | Propane | 2858.5236 | 2401.6712 | 1494.1083 | 2401.6712 | 2858.5236
| Natural Gas | 3142.681 | 2685.8286 | 2685.8286 | 1778.2657 | 3142.681 | [8 empty] | Natural Gas | 3806.1631 | 3349.3107 | 3349.3107 | 2441.7478 | 3806.1631 | [8 empty] | Natural Gas | 2858.5236 | 2401.6712 | 2401.6712 | 1494.1083 | 2858.5236
| Solar | [13 empty] | Solar | [13 empty] | Solar
Residential Water Heating Switching Costs: Standard Fuels and Technologies Switching with Tank Systems to Alternate Fuels Including Average Venting | [13 empty] | Residential Water Heating Switching Costs: Standard Fuels and Technologies Switching with Tank Systems to Alternate Fuels Including Switching From a Non-Existent or Standard-Efficiency B-Vent to a High-Efficiency Direct Vent | [13 empty] | Residential Water Heating Switching Costs: Standard Fuels and Technologies Switching with Tank Systems to Alternate Fuels Including Switching From a Non-Existent or High-Efficiency Direct Vent to a Standard-Efficiency B-Vent
FROM → TO ↓ |  | Switching From Fuel or Technology 2022 $ Storage Tanks | [11 empty] | FROM → TO ↓ |  | Switching From Fuel or Technology 2022 $ Storage Tanks | [11 empty] | FROM → TO ↓ |  | Switching From Fuel or Technology 2022 $ Storage Tanks
|  | Electricity | Distillate Fuel Oil/Kerosene | Propane | Natural Gas | Solar | [9 empty] | Electricity | Distillate Fuel Oil/Kerosene | Propane | Natural Gas | Solar | [9 empty] | Electricity | Distillate Fuel Oil/Kerosene | Propane | Natural Gas | Solar
Switching To Fuel or Technology Storage Tanks | Electricity |  | 976.4728 | 976.4728 | 976.4728 | 784.4397 | [7 empty] | Switching To Fuel or Technology Storage Tanks | Electricity |  | 976.4728 | 976.4728 | 976.4728 | 784.4397 | [7 empty] | Switching To Fuel or Technology Storage Tanks | Electricity |  | 976.4728 | 976.4728 | 976.4728 | 784.4397
| Distillate Fuel Oil/Kerosene | 1058.3762 |  | 601.5238 | 601.5238 | 1058.3762 | [8 empty] | Distillate Fuel Oil/Kerosene | 1058.3762 |  | 601.5238 | 601.5238 | 1058.3762 | [8 empty] | Distillate Fuel Oil/Kerosene | 1058.3762 |  | 601.5238 | 601.5238 | 1058.3762
| Propane | 1547.039 | 1090.1866 |  | 1090.1866 | 1547.039 | [8 empty] | Propane | 1695.8018 | 1238.9494 |  | 1238.9494 | 1695.8018 | [8 empty] | Propane | 1483.3266 | 1026.4742 |  | 1026.4742 | 1483.3266
| Natural Gas | 1547.039 | 1090.1866 | 1090.1866 |  | 1547.039 | [8 empty] | Natural Gas | 1695.8018 | 1238.9494 | 1238.9494 |  | 1695.8018 | [8 empty] | Natural Gas | 1483.3266 | 1026.4742 | 1026.4742 |  | 1483.3266
| Solar | 80 | 976.4728 | 976.4728 | 976.4728 | [9 empty] | Solar | 80 | 976.4728 | 976.4728 | 976.4728 | [9 empty] | Solar | 80 | 976.4728 | 976.4728 | 976.4728
Residential Water Heating Switching Costs: Standard Fuels and Technologies for Instantaneous (Tankless) Technology Switching to Alternate Fuels Including Average Venting | [13 empty] | Residential Water Heating Switching Costs: Standard Fuels and Technologies for Instantaneous (Tankless) Technology Switching to Alternate Fuels Including Switching From a Non-Existent or Standard-Efficiency B-Vent to a High-Efficiency Direct Vent | [13 empty] | Residential Water Heating Switching Costs: Standard Fuels and Technologies for Instantaneous (Tankless) Technology Switching to Alternate Fuels Including Switching From a Non-Existent or High-Efficiency Direct Vent to a Standard-Efficiency B-Vent
FROM → TO ↓ |  | Switching From Fuel or Technology 2022 $ Instantaneous (Tankless) | [11 empty] | FROM → TO ↓ |  | Switching From Fuel or Technology 2022 $ Instantaneous (Tankless) | [11 empty] | FROM → TO ↓ |  | Switching From Fuel or Technology 2022 $ Instantaneous (Tankless)
|  | Electricity | Distillate Fuel Oil/Kerosene | Propane | Natural Gas | Solar | [9 empty] | Electricity | Distillate Fuel Oil/Kerosene | Propane | Natural Gas | Solar | [9 empty] | Electricity | Distillate Fuel Oil/Kerosene | Propane | Natural Gas | Solar
Switching To Fuel or Technology Instantaneous (Tankless) | Electricity |  | 976.4728 | 976.4728 | 976.4728 | 784.4397 | [7 empty] | Switching To Fuel or Technology Instantaneous (Tankless) | Electricity |  | 976.4728 | 976.4728 | 976.4728 | 784.4397 | [7 empty] | Switching To Fuel or Technology Instantaneous (Tankless) | Electricity |  | 976.4728 | 976.4728 | 976.4728 | 784.4397
| Distillate Fuel Oil/Kerosene | [13 empty] | Distillate Fuel Oil/Kerosene | [13 empty] | Distillate Fuel Oil/Kerosene
| Propane | 3142.681 | 1710.8082 |  | 2685.8286 | 3142.681 | [8 empty] | Propane | 3806.1631 | 2374.2903 |  | 3349.3107 | 3806.1631 | [8 empty] | Propane | 2858.5236 | 2374.2903 |  | 2401.6712 | 2858.5236
| Natural Gas | 3142.681 | 2685.8286 | 2685.8286 |  | 3142.681 | [8 empty] | Natural Gas | 3806.1631 | 3349.3107 | 3349.3107 |  | 3806.1631 | [8 empty] | Natural Gas | 2858.5236 | 2401.6712 | 2401.6712 |  | 2858.5236
| Solar | [13 empty] | Solar | [13 empty] | Solar
Residential Clothes Drying Switching Costs: Standard Fuels and Technologies
FROM → TO ↓ |  | Switching From Fuel or Technology 2022 $
|  | Electricity | Electric Heat Pump (Ventless) | Propane | Natural Gas
Switching To Fuel or Technology | Electricity |  | 705.5033 | 898.3155 | 898.3155
| Electric Heat Pump (Ventless) | 100 |  | 998.3155 | 1048.3155
| Propane | 1006.4701 | 1661.9734 |  | 1282.5376
| Natural Gas | 1006.4701 | 1711.9734 | 1178.1029
Residential Cooking Switching Costs: Standard Fuels and Technologies
FROM → TO ↓ |  | Switching From Fuel or Technology 2022 $
|  | Electricity | Natural Gas | Propane
Switching To Fuel or Technology | Electricity |  | 826.3954 | 826.3954
| Natural Gas | 1006.4701 |  | 1158.1382
| Propane | 1006.4701 | 1158.1382
Go to tab
Go to tab
Go to tab

## 9 West South Central Costs
| Color Key | [8 empty] | Back to Table of Contents
The technology swap is the same or virtually non-existent
West South Central Residential Fuel Switching Costs
Residential Space Heating Switching Costs: Standard Fuels and Technologies Including Average Venting Switching Costs | [13 empty] | Residential Space Heating Switching Costs: Standard Fuels and Technologies Including Switching Costs From a Non-Existent or Standard-Efficiency (B-Vent) to a High-Efficiency (Condensing) Direct Vent | [13 empty] | Residential Space Heating Switching Costs: Standard Fuels and Technologies Including Switching Costs From Non-Existent or High-Efficiency (Condensing) Direct Vent to a Standard-Efficiency (B-Vent)
FROM → TO ↓ |  | Switching From Fuel or Technology 2022 $ | [11 empty] | FROM → TO ↓ |  | Switching From Fuel or Technology 2022 $ | [11 empty] | FROM → TO ↓ |  | Switching From Fuel or Technology 2022 $
|  | Fuel | Natural Gas | Distillate Fuel Oil/Kerosene | Natural Gas | Distillate Fuel Oil/Kerosene | Electricity | Electricity | Electricity | Electricity | Electricity | Propane | Wood |  |  | Fuel | Natural Gas | Distillate Fuel Oil/Kerosene | Natural Gas | Distillate Fuel Oil/Kerosene | Electricity | Electricity | Electricity | Electricity | Electricity | Propane | Wood |  |  | Fuel | Natural Gas | Distillate Fuel Oil/Kerosene | Natural Gas | Distillate Fuel Oil/Kerosene | Electricity | Electricity | Electricity | Electricity | Electricity | Propane | Wood
Switching To Fuel or Technology | Fuel | Technology | Furnaces | Furnaces | Boilers | Boilers | Furnaces | Unit Heaters | Air-Source Heat Pumps | Mini-Split Heat Pump | Ground-Source Heat Pump | Furnaces | Stove | Switching To Fuel or Technology | Fuel | Technology | Furnaces | Furnaces | Boilers | Boilers | Furnaces | Unit Heaters | Air-Source Heat Pumps | Mini-Split Heat Pump | Ground-Source Heat Pump | Furnaces | Stove | Switching To Fuel or Technology | Fuel | Technology | Furnaces | Furnaces | Boilers | Boilers | Furnaces | Unit Heaters | Air-Source Heat Pumps | Mini-Split Heat Pump | Ground-Source Heat Pump | Furnaces | Stove
| Natural Gas | Furnaces |  | 3922.9033 | 5632.726 | 7325.8052 | 3168.5692 | 6526.3223 | 3665.2057 | 7118.9 | 3665.2057 | 3606.8619 | 9099.8027 |  | Natural Gas | Furnaces |  | 4868.0412 | 6577.8639 | 8270.9431 | 4113.707 | 7471.4601 | 4610.3436 | 8064.0379 | 4610.3436 | 4551.9998 | 10044.9406 |  | Natural Gas | Furnaces |  | 3646.5704 | 5356.3931 | 7049.4723 | 2892.2362 | 6249.9893 | 3388.8728 | 6842.567 | 3388.8728 | 3330.5289 | 8823.4697
| Distillate Fuel Oil/Kerosene | Furnaces | [12 empty] | Distillate Fuel Oil/Kerosene | Furnaces | [12 empty] | Distillate Fuel Oil/Kerosene | Furnaces
| Natural Gas | Boilers | 7437.6748 | 9124.7342 |  | 3604.4529 | 7483.8762 | 7438.7275 | 8867.0365 | 8031.3052 | 8867.0365 | 8808.6927 | 13415.1097 |  | Natural Gas | Boilers | 7926.2631 | 9613.3225 |  | 4093.0412 | 7972.4646 | 7927.3158 | 9355.6249 | 8519.8935 | 9355.6249 | 9297.281 | 13903.6981 |  | Natural Gas | Boilers | 6704.7923 | 8391.8517 |  | 2871.5704 | 6750.9937 | 6705.8449 | 8134.154 | 7298.4227 | 8134.154 | 8075.8102 | 12682.2272
| Distillate Fuel Oil/Kerosene | Boilers | [12 empty] | Distillate Fuel Oil/Kerosene | Boilers | [12 empty] | Distillate Fuel Oil/Kerosene | Boilers
| Electricity | Furnaces | 1912.2734 | 3102.6963 | 5309.1555 | 6505.5981 |  | 5128.5604 | 2267.4438 | 5721.1381 | 2267.4438 | 2786.6548 | 6986.8286 |  | Electricity | Furnaces | 1912.2734 | 3102.6963 | 5309.1555 | 6505.5981 |  | 5128.5604 | 2267.4438 | 5721.1381 | 2267.4438 | 2786.6548 | 6986.8286 |  | Electricity | Furnaces | 1912.2734 | 3102.6963 | 5309.1555 | 6505.5981 |  | 5128.5604 | 2267.4438 | 5721.1381 | 2267.4438 | 2786.6548 | 6986.8286
| Electricity | Unit Heaters | 2273.7972 | 3464.22 | 1381.2536 | 2577.6963 | 2132.331 |  | 2628.9676 | 1793.2362 | 2628.9676 | 3148.1785 | 3774.1389 |  | Electricity | Unit Heaters | 2273.7972 | 3464.22 | 1381.2536 | 2577.6963 | 2132.331 |  | 2628.9676 | 1793.2362 | 2628.9676 | 3148.1785 | 3774.1389 |  | Electricity | Unit Heaters | 2273.7972 | 3464.22 | 1381.2536 | 2577.6963 | 2132.331 |  | 2628.9676 | 1793.2362 | 2628.9676 | 3148.1785 | 3774.1389
| Electricity | Air-Source Heat Pumps | 1212.2734 | 2402.6963 | 4609.1555 | 5805.5981 | 1070.8073 | 4428.5604 |  | 4305.9259 | 852.2317 | 2086.6548 | 6286.8286 |  | Electricity | Air-Source Heat Pumps | 1212.2734 | 2402.6963 | 4609.1555 | 5805.5981 | 1070.8073 | 4428.5604 |  | 4305.9259 | 852.2317 | 2086.6548 | 6286.8286 |  | Electricity | Air-Source Heat Pumps | 1212.2734 | 2402.6963 | 4609.1555 | 5805.5981 | 1070.8073 | 4428.5604 |  | 4305.9259 | 852.2317 | 2086.6548 | 6286.8286
| Electricity | Mini-Split Heat Pump | 3934.8576 | 5125.2804 | 3042.314 | 4238.7566 | 3793.3914 | 3748.2426 | 3574.8158 |  | 3574.8158 | 4809.2389 | 5435.1993 |  | Electricity | Mini-Split Heat Pump | 3934.8576 | 5125.2804 | 3042.314 | 4238.7566 | 3793.3914 | 3748.2426 | 3574.8158 |  | 3574.8158 | 4809.2389 | 5435.1993 |  | Electricity | Mini-Split Heat Pump | 3934.8576 | 5125.2804 | 3042.314 | 4238.7566 | 3793.3914 | 3748.2426 | 3574.8158 |  | 3574.8158 | 4809.2389 | 5435.1993
| Electricity | Ground-Source Heat Pump | 16480.4184 | 21073.7431 | 16474.3985 | 21073.7431 | 16338.9522 | 20274.2601 | 16120.3766 | 19574.0709 |  | 20757.7016 | 18729.6265 |  | Electricity | Ground-Source Heat Pump | 16480.4184 | 21073.7431 | 16474.3985 | 21073.7431 | 16338.9522 | 20274.2601 | 16120.3766 | 19574.0709 |  | 20757.7016 | 18729.6265 |  | Electricity | Ground-Source Heat Pump | 16480.4184 | 21073.7431 | 16474.3985 | 21073.7431 | 16338.9522 | 20274.2601 | 16120.3766 | 19574.0709 |  | 20757.7016 | 18729.6265
| Propane | Furnaces | 2406.3247 | 3596.7475 | 5803.2067 | 6999.6494 | 2842.4133 | 6200.1664 | 3339.0499 | 6792.7441 | 3339.0499 |  | 8773.6468 |  | Propane | Furnaces | 3351.4626 | 4541.8854 | 6748.3446 | 7944.7873 | 3787.5512 | 7145.3043 | 4284.1878 | 7737.882 | 4284.1878 |  | 9718.7847 |  | Propane | Furnaces | 2129.9917 | 3320.4146 | 5526.8738 | 6723.3164 | 2566.0804 | 5923.8335 | 3062.7169 | 6516.4112 | 3062.7169 |  | 8497.3139
| Wood | Stove | 3815.5921 | 5006.0149 | 3809.5723 | 5006.0149 | 3674.126 | 3628.9772 | 4170.7625 | 4221.5549 | 4170.7625 | 4689.9735 |  |  | Wood | Stove | 3815.5921 | 5006.0149 | 3809.5723 | 5006.0149 | 3674.126 | 3628.9772 | 4170.7625 | 4221.5549 | 4170.7625 | 4689.9735 |  |  | Wood | Stove | 3815.5921 | 5006.0149 | 3809.5723 | 5006.0149 | 3674.126 | 3628.9772 | 4170.7625 | 4221.5549 | 4170.7625 | 4689.9735
Residential Water Heating Switching Costs: Standard Fuels and Technologies Switching from Tank Systems to Instantaneous (Tankless) Water Heaters Including Average Venting | [13 empty] | Residential Water Heating Switching Costs: Standard Fuels and Technologies Switching from Tank Systems to Instantaneous (Tankless) Water Heaters Including Switching From a Non-Existent or Standard-Efficiency B-Vent to a High-Efficiency Direct Vent | [13 empty] | Residential Water Heating Switching Costs: Standard Fuels and Technologies Switching from Tank Systems to Instantaneous (Tankless) Water Heaters Including Switching From a Non-Existent or High-Efficiency Direct Vent to a Standard-Efficiency B-Vent
FROM → TO ↓ |  | Switching From Fuel or Technology 2022 $ Storage Tanks | [11 empty] | FROM → TO ↓ |  | Switching From Fuel or Technology 2022 $ Storage Tanks | [11 empty] | FROM → TO ↓ |  | Switching From Fuel or Technology 2022 $ Storage Tanks
|  | Electricity | Distillate Fuel Oil/Kerosene | Propane | Natural Gas | Solar | [9 empty] | Electricity | Distillate Fuel Oil/Kerosene | Propane | Natural Gas | Solar | [9 empty] | Electricity | Distillate Fuel Oil/Kerosene | Propane | Natural Gas | Solar
Switching To Fuel or Technology Instantaneous (Tankless) | Electricity | 0 | 995.9366 | 995.9366 | 995.9366 | 795.2122 | [7 empty] | Switching To Fuel or Technology Instantaneous (Tankless) | Electricity | 0 | 995.9366 | 995.9366 | 995.9366 | 795.2122 | [7 empty] | Switching To Fuel or Technology Instantaneous (Tankless) | Electricity | 0 | 995.9366 | 995.9366 | 995.9366 | 795.2122
| Distillate Fuel Oil/Kerosene | [13 empty] | Distillate Fuel Oil/Kerosene | [13 empty] | Distillate Fuel Oil/Kerosene
| Propane | 3186.28 | 2729.4496 | 1797.6064 | 2729.4496 | 3186.28 | [8 empty] | Propane | 3965.3257 | 3508.4953 | 2576.6522 | 3508.4953 | 3965.3257 | [8 empty] | Propane | 2958.5079 | 2501.6776 | 1569.8344 | 2501.6776 | 2958.5079
| Natural Gas | 3186.28 | 2729.4496 | 2729.4496 | 1797.6064 | 3186.28 | [8 empty] | Natural Gas | 3965.3257 | 3508.4953 | 3508.4953 | 2576.6522 | 3965.3257 | [8 empty] | Natural Gas | 2958.5079 | 2501.6776 | 2501.6776 | 1569.8344 | 2958.5079
| Solar | [13 empty] | Solar | [13 empty] | Solar
Residential Water Heating Switching Costs: Standard Fuels and Technologies Switching with Tank Systems to Alternate Fuels Including Average Venting | [13 empty] | Residential Water Heating Switching Costs: Standard Fuels and Technologies Switching with Tank Systems to Alternate Fuels Including Switching From a Non-Existent or Standard-Efficiency B-Vent to a High-Efficiency Direct Vent | [13 empty] | Residential Water Heating Switching Costs: Standard Fuels and Technologies Switching with Tank Systems to Alternate Fuels Including Switching From a Non-Existent or High-Efficiency Direct Vent to a Standard-Efficiency B-Vent
FROM → TO ↓ |  | Switching From Fuel or Technology 2022 $ Storage Tanks | [11 empty] | FROM → TO ↓ |  | Switching From Fuel or Technology 2022 $ Storage Tanks | [11 empty] | FROM → TO ↓ |  | Switching From Fuel or Technology 2022 $ Storage Tanks
|  | Electricity | Distillate Fuel Oil/Kerosene | Propane | Natural Gas | Solar | [9 empty] | Electricity | Distillate Fuel Oil/Kerosene | Propane | Natural Gas | Solar | [9 empty] | Electricity | Distillate Fuel Oil/Kerosene | Propane | Natural Gas | Solar
Switching To Fuel or Technology Storage Tanks | Electricity |  | 995.9366 | 995.9366 | 995.9366 | 795.2122 | [7 empty] | Switching To Fuel or Technology Storage Tanks | Electricity |  | 995.9366 | 995.9366 | 995.9366 | 795.2122 | [7 empty] | Switching To Fuel or Technology Storage Tanks | Electricity |  | 995.9366 | 995.9366 | 995.9366 | 795.2122
| Distillate Fuel Oil/Kerosene | 1071.9168 |  | 615.0864 | 615.0864 | 1071.9168 | [8 empty] | Distillate Fuel Oil/Kerosene | 1071.9168 |  | 615.0864 | 615.0864 | 1071.9168 | [8 empty] | Distillate Fuel Oil/Kerosene | 1071.9168 |  | 615.0864 | 615.0864 | 1071.9168
| Propane | 1574.4745 | 1117.6442 |  | 1117.6442 | 1574.4745 | [8 empty] | Propane | 1749.1485 | 1292.3181 |  | 1292.3181 | 1749.1485 | [8 empty] | Propane | 1523.4046 | 1066.5742 |  | 1066.5742 | 1523.4046
| Natural Gas | 1574.4745 | 1117.6442 | 1117.6442 |  | 1574.4745 | [8 empty] | Natural Gas | 1749.1485 | 1292.3181 | 1292.3181 |  | 1749.1485 | [8 empty] | Natural Gas | 1523.4046 | 1066.5742 | 1066.5742 |  | 1523.4046
| Solar | 80 | 995.9366 | 995.9366 | 995.9366 | [9 empty] | Solar | 80 | 995.9366 | 995.9366 | 995.9366 | [9 empty] | Solar | 80 | 995.9366 | 995.9366 | 995.9366
Residential Water Heating Switching Costs: Standard Fuels and Technologies for Instantaneous (Tankless) Technology Switching to Alternate Fuels Including Average Venting | [13 empty] | Residential Water Heating Switching Costs: Standard Fuels and Technologies for Instantaneous (Tankless) Technology Switching to Alternate Fuels Including Switching From a Non-Existent or Standard-Efficiency B-Vent to a High-Efficiency Direct Vent | [13 empty] | Residential Water Heating Switching Costs: Standard Fuels and Technologies for Instantaneous (Tankless) Technology Switching to Alternate Fuels Including Switching From a Non-Existent or High-Efficiency Direct Vent to a Standard-Efficiency B-Vent
FROM → TO ↓ |  | Switching From Fuel or Technology 2022 $ Instantaneous (Tankless) | [11 empty] | FROM → TO ↓ |  | Switching From Fuel or Technology 2022 $ Instantaneous (Tankless) | [11 empty] | FROM → TO ↓ |  | Switching From Fuel or Technology 2022 $ Instantaneous (Tankless)
|  | Electricity | Distillate Fuel Oil/Kerosene | Propane | Natural Gas | Solar | [9 empty] | Electricity | Distillate Fuel Oil/Kerosene | Propane | Natural Gas | Solar | [9 empty] | Electricity | Distillate Fuel Oil/Kerosene | Propane | Natural Gas | Solar
Switching To Fuel or Technology Instantaneous (Tankless) | Electricity |  | 995.9366 | 995.9366 | 995.9366 | 795.2122 | [7 empty] | Switching To Fuel or Technology Instantaneous (Tankless) | Electricity |  | 995.9366 | 995.9366 | 995.9366 | 795.2122 | [7 empty] | Switching To Fuel or Technology Instantaneous (Tankless) | Electricity |  | 995.9366 | 995.9366 | 995.9366 | 795.2122
| Distillate Fuel Oil/Kerosene | [13 empty] | Distillate Fuel Oil/Kerosene | [13 empty] | Distillate Fuel Oil/Kerosene
| Propane | 3186.28 | 1733.9689 |  | 2729.4496 | 3186.28 | [8 empty] | Propane | 3965.3257 | 2513.0146 |  | 3508.4953 | 3965.3257 | [8 empty] | Propane | 2958.5079 | 2513.0146 |  | 2501.6776 | 2958.5079
| Natural Gas | 3186.28 | 2729.4496 | 2729.4496 |  | 3186.28 | [8 empty] | Natural Gas | 3965.3257 | 3508.4953 | 3508.4953 |  | 3965.3257 | [8 empty] | Natural Gas | 2958.5079 | 2501.6776 | 2501.6776 |  | 2958.5079
| Solar | [13 empty] | Solar | [13 empty] | Solar
Residential Clothes Drying Switching Costs: Standard Fuels and Technologies
FROM → TO ↓ |  | Switching From Fuel or Technology 2022 $
|  | Electricity | Electric Heat Pump (Ventless) | Propane | Natural Gas
Switching To Fuel or Technology | Electricity |  | 724.8747 | 960.5168 | 960.5168
| Electric Heat Pump (Ventless) | 100 |  | 1060.5168 | 1110.5168
| Propane | 1033.5924 | 1708.4671 |  | 1331.6592
| Natural Gas | 1033.5924 | 1758.4671 | 1221.2428
Residential Cooking Switching Costs: Standard Fuels and Technologies
FROM → TO ↓ |  | Switching From Fuel or Technology 2022 $
|  | Electricity | Natural Gas | Propane
Switching To Fuel or Technology | Electricity |  | 850.9856 | 850.9856
| Natural Gas | 1033.5924 |  | 1194.4921
| Propane | 1033.5924 | 1194.4921
Go to tab
Go to tab
Go to tab

## 10 Moutain Costs
| Color Key | [8 empty] | Back to Table of Contents
The technology swap is the same or virtually non-existent
Mountain Residential Fuel Switching Costs
Residential Space Heating Switching Costs: Standard Fuels and Technologies Including Average Venting Switching Costs | [13 empty] | Residential Space Heating Switching Costs: Standard Fuels and Technologies Including Switching Costs From a Non-Existent or Standard-Efficiency (B-Vent) to a High-Efficiency (Condensing) Direct Vent | [13 empty] | Residential Space Heating Switching Costs: Standard Fuels and Technologies Including Switching Costs From Non-Existent or High-Efficiency (Condensing) Direct Vent to a Standard-Efficiency (B-Vent)
FROM → TO ↓ |  | Switching From Fuel or Technology 2022 $ | [11 empty] | FROM → TO ↓ |  | Switching From Fuel or Technology 2022 $ | [11 empty] | FROM → TO ↓ |  | Switching From Fuel or Technology 2022 $
|  | Fuel | Natural Gas | Distillate Fuel Oil/Kerosene | Natural Gas | Distillate Fuel Oil/Kerosene | Electricity | Electricity | Electricity | Electricity | Electricity | Propane | Wood |  |  | Fuel | Natural Gas | Distillate Fuel Oil/Kerosene | Natural Gas | Distillate Fuel Oil/Kerosene | Electricity | Electricity | Electricity | Electricity | Electricity | Propane | Wood |  |  | Fuel | Natural Gas | Distillate Fuel Oil/Kerosene | Natural Gas | Distillate Fuel Oil/Kerosene | Electricity | Electricity | Electricity | Electricity | Electricity | Propane | Wood
Switching To Fuel or Technology | Fuel | Technology | Furnaces | Furnaces | Boilers | Boilers | Furnaces | Unit Heaters | Air-Source Heat Pumps | Mini-Split Heat Pump | Ground-Source Heat Pump | Furnaces | Stove | Switching To Fuel or Technology | Fuel | Technology | Furnaces | Furnaces | Boilers | Boilers | Furnaces | Unit Heaters | Air-Source Heat Pumps | Mini-Split Heat Pump | Ground-Source Heat Pump | Furnaces | Stove | Switching To Fuel or Technology | Fuel | Technology | Furnaces | Furnaces | Boilers | Boilers | Furnaces | Unit Heaters | Air-Source Heat Pumps | Mini-Split Heat Pump | Ground-Source Heat Pump | Furnaces | Stove
| Natural Gas | Furnaces |  | 4313.3483 | 5905.7249 | 7698.574 | 3512.1305 | 6849.547 | 4038.033 | 7477.0442 | 4038.033 | 3978.6831 | 9574.6776 |  | Natural Gas | Furnaces |  | 5028.6244 | 6621.001 | 8413.8501 | 4227.4066 | 7564.8231 | 4753.309 | 8192.3203 | 4753.309 | 4693.9592 | 10289.9537 |  | Natural Gas | Furnaces |  | 3765.8067 | 5358.1833 | 7151.0324 | 2964.5889 | 6302.0054 | 3490.4913 | 6929.5026 | 3490.4913 | 3431.1415 | 9027.136
| Distillate Fuel Oil/Kerosene | Furnaces | [12 empty] | Distillate Fuel Oil/Kerosene | Furnaces | [12 empty] | Distillate Fuel Oil/Kerosene | Furnaces
| Natural Gas | Boilers | 8935.6499 | 10722.1244 |  | 3849.5227 | 9019.642 | 8971.8327 | 10446.8091 | 9599.3299 | 10446.8091 | 10387.4593 | 15082.1891 |  | Natural Gas | Boilers | 9339.7516 | 11126.2261 |  | 4253.6244 | 9423.7436 | 9375.9343 | 10850.9108 | 10003.4315 | 10850.9108 | 10791.5609 | 15486.2907 |  | Natural Gas | Boilers | 8076.9339 | 9863.4084 |  | 2990.8067 | 8160.926 | 8113.1166 | 9588.0931 | 8740.6138 | 9588.0931 | 9528.7432 | 14223.473
| Distillate Fuel Oil/Kerosene | Boilers | [12 empty] | Distillate Fuel Oil/Kerosene | Boilers | [12 empty] | Distillate Fuel Oil/Kerosene | Boilers
| Electricity | Furnaces | 1964.1937 | 3224.7658 | 5343.0449 | 6609.9916 |  | 5151.8076 | 2340.2936 | 5779.3048 | 2340.2936 | 2890.1006 | 7128.7843 |  | Electricity | Furnaces | 1964.1937 | 3224.7658 | 5343.0449 | 6609.9916 |  | 5151.8076 | 2340.2936 | 5779.3048 | 2340.2936 | 2890.1006 | 7128.7843 |  | Electricity | Furnaces | 1964.1937 | 3224.7658 | 5343.0449 | 6609.9916 |  | 5151.8076 | 2340.2936 | 5779.3048 | 2340.2936 | 2890.1006 | 7128.7843
| Electricity | Unit Heaters | 2340.4584 | 3601.0305 | 1432.8191 | 2699.7658 | 2190.6559 |  | 2716.5583 | 1869.0791 | 2716.5583 | 3266.3654 | 3966.7125 |  | Electricity | Unit Heaters | 2340.4584 | 3601.0305 | 1432.8191 | 2699.7658 | 2190.6559 |  | 2716.5583 | 1869.0791 | 2716.5583 | 3266.3654 | 3966.7125 |  | Electricity | Unit Heaters | 2340.4584 | 3601.0305 | 1432.8191 | 2699.7658 | 2190.6559 |  | 2716.5583 | 1869.0791 | 2716.5583 | 3266.3654 | 3966.7125
| Electricity | Air-Source Heat Pumps | 1264.1937 | 2524.7658 | 4643.0449 | 5909.9916 | 1114.3912 | 4451.8076 |  | 4331.1509 | 892.1396 | 2190.1006 | 6428.7843 |  | Electricity | Air-Source Heat Pumps | 1264.1937 | 2524.7658 | 4643.0449 | 5909.9916 | 1114.3912 | 4451.8076 |  | 4331.1509 | 892.1396 | 2190.1006 | 6428.7843 |  | Electricity | Air-Source Heat Pumps | 1264.1937 | 2524.7658 | 4643.0449 | 5909.9916 | 1114.3912 | 4451.8076 |  | 4331.1509 | 892.1396 | 2190.1006 | 6428.7843
| Electricity | Mini-Split Heat Pump | 4047.2182 | 5307.7903 | 3139.5789 | 4406.5256 | 3897.4157 | 3849.6064 | 3675.1642 |  | 3675.1642 | 4973.1251 | 5673.4723 |  | Electricity | Mini-Split Heat Pump | 4047.2182 | 5307.7903 | 3139.5789 | 4406.5256 | 3897.4157 | 3849.6064 | 3675.1642 |  | 3675.1642 | 4973.1251 | 5673.4723 |  | Electricity | Mini-Split Heat Pump | 4047.2182 | 5307.7903 | 3139.5789 | 4406.5256 | 3897.4157 | 3849.6064 | 3675.1642 |  | 3675.1642 | 4973.1251 | 5673.4723
| Electricity | Ground-Source Heat Pump | 16748.2794 | 21394.0773 | 16741.9048 | 21394.0773 | 16598.4769 | 20545.0502 | 16376.2254 | 19815.2366 |  | 21059.4121 | 19136.8012 |  | Electricity | Ground-Source Heat Pump | 16748.2794 | 21394.0773 | 16741.9048 | 21394.0773 | 16598.4769 | 20545.0502 | 16376.2254 | 19815.2366 |  | 21059.4121 | 19136.8012 |  | Electricity | Ground-Source Heat Pump | 16748.2794 | 21394.0773 | 16741.9048 | 21394.0773 | 16598.4769 | 20545.0502 | 16376.2254 | 19815.2366 |  | 21059.4121 | 19136.8012
| Propane | Furnaces | 2695.4639 | 3956.036 | 6074.3151 | 7341.2618 | 3154.8183 | 6492.2348 | 3680.7207 | 7119.732 | 3680.7207 |  | 9217.3654 |  | Propane | Furnaces | 3410.74 | 4671.3121 | 6789.5912 | 8056.5379 | 3870.0944 | 7207.5108 | 4395.9968 | 7835.008 | 4395.9968 |  | 9932.6415 |  | Propane | Furnaces | 2147.9223 | 3408.4944 | 5526.7735 | 6793.7202 | 2607.2767 | 5944.6932 | 3133.1791 | 6572.1903 | 3133.1791 |  | 8669.8238
| Wood | Stove | 3821.1956 | 5081.7677 | 3814.821 | 5081.7677 | 3671.3931 | 3623.5838 | 4197.2955 | 4251.081 | 4197.2955 | 4747.1026 |  |  | Wood | Stove | 3821.1956 | 5081.7677 | 3814.821 | 5081.7677 | 3671.3931 | 3623.5838 | 4197.2955 | 4251.081 | 4197.2955 | 4747.1026 |  |  | Wood | Stove | 3821.1956 | 5081.7677 | 3814.821 | 5081.7677 | 3671.3931 | 3623.5838 | 4197.2955 | 4251.081 | 4197.2955 | 4747.1026
Residential Water Heating Switching Costs: Standard Fuels and Technologies Switching from Tank Systems to Instantaneous (Tankless) Water Heaters Including Average Venting | [13 empty] | Residential Water Heating Switching Costs: Standard Fuels and Technologies Switching from Tank Systems to Instantaneous (Tankless) Water Heaters Including Switching From a Non-Existent or Standard-Efficiency B-Vent to a High-Efficiency Direct Vent | [13 empty] | Residential Water Heating Switching Costs: Standard Fuels and Technologies Switching from Tank Systems to Instantaneous (Tankless) Water Heaters Including Switching From a Non-Existent or High-Efficiency Direct Vent to a Standard-Efficiency B-Vent
FROM → TO ↓ |  | Switching From Fuel or Technology 2022 $ Storage Tanks | [11 empty] | FROM → TO ↓ |  | Switching From Fuel or Technology 2022 $ Storage Tanks | [11 empty] | FROM → TO ↓ |  | Switching From Fuel or Technology 2022 $ Storage Tanks
|  | Electricity | Distillate Fuel Oil/Kerosene | Propane | Natural Gas | Solar | [9 empty] | Electricity | Distillate Fuel Oil/Kerosene | Propane | Natural Gas | Solar | [9 empty] | Electricity | Distillate Fuel Oil/Kerosene | Propane | Natural Gas | Solar
Switching To Fuel or Technology Instantaneous (Tankless) | Electricity | 0 | 1043.2778 | 1043.2778 | 1043.2778 | 828.1539 | [7 empty] | Switching To Fuel or Technology Instantaneous (Tankless) | Electricity | 0 | 1043.2778 | 1043.2778 | 1043.2778 | 828.1539 | [7 empty] | Switching To Fuel or Technology Instantaneous (Tankless) | Electricity | 0 | 1043.2778 | 1043.2778 | 1043.2778 | 828.1539
| Distillate Fuel Oil/Kerosene | [13 empty] | Distillate Fuel Oil/Kerosene | [13 empty] | Distillate Fuel Oil/Kerosene
| Propane | 3521.5236 | 3047.4906 | 2133.6905 | 3047.4906 | 3521.5236 | [8 empty] | Propane | 4125.4033 | 3651.3702 | 2737.5701 | 3651.3702 | 4125.4033 | [8 empty] | Propane | 3059.2557 | 2585.2226 | 1671.4225 | 2585.2226 | 3059.2557
| Natural Gas | 3521.5236 | 3047.4906 | 3047.4906 | 2133.6905 | 3521.5236 | [8 empty] | Natural Gas | 4125.4033 | 3651.3702 | 3651.3702 | 2737.5701 | 4125.4033 | [8 empty] | Natural Gas | 3059.2557 | 2585.2226 | 2585.2226 | 1671.4225 | 3059.2557
| Solar | [13 empty] | Solar | [13 empty] | Solar
Residential Water Heating Switching Costs: Standard Fuels and Technologies Switching with Tank Systems to Alternate Fuels Including Average Venting | [13 empty] | Residential Water Heating Switching Costs: Standard Fuels and Technologies Switching with Tank Systems to Alternate Fuels Including Switching From a Non-Existent or Standard-Efficiency B-Vent to a High-Efficiency Direct Vent | [13 empty] | Residential Water Heating Switching Costs: Standard Fuels and Technologies Switching with Tank Systems to Alternate Fuels Including Switching From a Non-Existent or High-Efficiency Direct Vent to a Standard-Efficiency B-Vent
FROM → TO ↓ |  | Switching From Fuel or Technology 2022 $ Storage Tanks | [11 empty] | FROM → TO ↓ |  | Switching From Fuel or Technology 2022 $ Storage Tanks | [11 empty] | FROM → TO ↓ |  | Switching From Fuel or Technology 2022 $ Storage Tanks
|  | Electricity | Distillate Fuel Oil/Kerosene | Propane | Natural Gas | Solar | [9 empty] | Electricity | Distillate Fuel Oil/Kerosene | Propane | Natural Gas | Solar | [9 empty] | Electricity | Distillate Fuel Oil/Kerosene | Propane | Natural Gas | Solar
Switching To Fuel or Technology Storage Tanks | Electricity |  | 1043.2778 | 1043.2778 | 1043.2778 | 828.1539 | [7 empty] | Switching To Fuel or Technology Storage Tanks | Electricity |  | 1043.2778 | 1043.2778 | 1043.2778 | 828.1539 | [7 empty] | Switching To Fuel or Technology Storage Tanks | Electricity |  | 1043.2778 | 1043.2778 | 1043.2778 | 828.1539
| Distillate Fuel Oil/Kerosene | 1134.0708 |  | 660.0378 | 660.0378 | 1134.0708 | [8 empty] | Distillate Fuel Oil/Kerosene | 1134.0708 |  | 660.0378 | 660.0378 | 1134.0708 | [8 empty] | Distillate Fuel Oil/Kerosene | 1134.0708 |  | 660.0378 | 660.0378 | 1134.0708
| Propane | 1715.8115 | 1241.7784 |  | 1241.7784 | 1715.8115 | [8 empty] | Propane | 1851.2105 | 1377.1775 |  | 1377.1775 | 1851.2105 | [8 empty] | Propane | 1612.1639 | 1138.1309 |  | 1138.1309 | 1612.1639
| Natural Gas | 1715.8115 | 1241.7784 | 1241.7784 |  | 1715.8115 | [8 empty] | Natural Gas | 1851.2105 | 1377.1775 | 1377.1775 |  | 1851.2105 | [8 empty] | Natural Gas | 1612.1639 | 1138.1309 | 1138.1309 |  | 1612.1639
| Solar | 80 | 1043.2778 | 1043.2778 | 1043.2778 | [9 empty] | Solar | 80 | 1043.2778 | 1043.2778 | 1043.2778 | [9 empty] | Solar | 80 | 1043.2778 | 1043.2778 | 1043.2778
Residential Water Heating Switching Costs: Standard Fuels and Technologies for Instantaneous (Tankless) Technology Switching to Alternate Fuels Including Average Venting | [13 empty] | Residential Water Heating Switching Costs: Standard Fuels and Technologies for Instantaneous (Tankless) Technology Switching to Alternate Fuels Including Switching From a Non-Existent or Standard-Efficiency B-Vent to a High-Efficiency Direct Vent | [13 empty] | Residential Water Heating Switching Costs: Standard Fuels and Technologies for Instantaneous (Tankless) Technology Switching to Alternate Fuels Including Switching From a Non-Existent or High-Efficiency Direct Vent to a Standard-Efficiency B-Vent
FROM → TO ↓ |  | Switching From Fuel or Technology 2022 $ Instantaneous (Tankless) | [11 empty] | FROM → TO ↓ |  | Switching From Fuel or Technology 2022 $ Instantaneous (Tankless) | [11 empty] | FROM → TO ↓ |  | Switching From Fuel or Technology 2022 $ Instantaneous (Tankless)
|  | Electricity | Distillate Fuel Oil/Kerosene | Propane | Natural Gas | Solar | [9 empty] | Electricity | Distillate Fuel Oil/Kerosene | Propane | Natural Gas | Solar | [9 empty] | Electricity | Distillate Fuel Oil/Kerosene | Propane | Natural Gas | Solar
Switching To Fuel or Technology Instantaneous (Tankless) | Electricity |  | 1043.2778 | 1043.2778 | 1043.2778 | 828.1539 | [7 empty] | Switching To Fuel or Technology Instantaneous (Tankless) | Electricity |  | 1043.2778 | 1043.2778 | 1043.2778 | 828.1539 | [7 empty] | Switching To Fuel or Technology Instantaneous (Tankless) | Electricity |  | 1043.2778 | 1043.2778 | 1043.2778 | 828.1539
| Distillate Fuel Oil/Kerosene | [13 empty] | Distillate Fuel Oil/Kerosene | [13 empty] | Distillate Fuel Oil/Kerosene
| Propane | 3521.5236 | 2053.9004 |  | 3047.4906 | 3521.5236 | [8 empty] | Propane | 4125.4033 | 2657.7801 |  | 3651.3702 | 4125.4033 | [8 empty] | Propane | 3059.2557 | 2657.7801 |  | 2585.2226 | 3059.2557
| Natural Gas | 3521.5236 | 3047.4906 | 3047.4906 |  | 3521.5236 | [8 empty] | Natural Gas | 4125.4033 | 3651.3702 | 3651.3702 |  | 4125.4033 | [8 empty] | Natural Gas | 3059.2557 | 2585.2226 | 2585.2226 |  | 3059.2557
| Solar | [13 empty] | Solar | [13 empty] | Solar
Residential Clothes Drying Switching Costs: Standard Fuels and Technologies
FROM → TO ↓ |  | Switching From Fuel or Technology 2022 $
|  | Electricity | Electric Heat Pump (Ventless) | Propane | Natural Gas
Switching To Fuel or Technology | Electricity |  | 719.1924 | 980.9902 | 980.9902
| Electric Heat Pump (Ventless) | 100 |  | 1080.9902 | 1130.9902
| Propane | 1024.4721 | 1693.6645 |  | 1328.3567
| Natural Gas | 1024.4721 | 1743.6645 | 1218.5713
Residential Cooking Switching Costs: Standard Fuels and Technologies
FROM → TO ↓ |  | Switching From Fuel or Technology 2022 $
|  | Electricity | Natural Gas | Propane
Switching To Fuel or Technology | Electricity |  | 872.8627 | 872.8627
| Natural Gas | 1024.4721 |  | 1192.6761
| Propane | 1024.4721 | 1192.6761
Go to tab
Go to tab
Go to tab

## 11 Pacific Costs
| Color Key | [8 empty] | Back to Table of Contents
The technology swap is the same or virtually non-existent
Pacific Residential Fuel Switching Costs
Residential Space Heating Switching Costs: Standard Fuels and Technologies Including Average Venting Switching Costs | [13 empty] | Residential Space Heating Switching Costs: Standard Fuels and Technologies Including Switching Costs From a Non-Existent or Standard-Efficiency (B-Vent) to a High-Efficiency (Condensing) Direct Vent | [13 empty] | Residential Space Heating Switching Costs: Standard Fuels and Technologies Including Switching Costs From Non-Existent or High-Efficiency (Condensing) Direct Vent to a Standard-Efficiency (B-Vent)
FROM → TO ↓ |  | Switching From Fuel or Technology 2022 $ | [11 empty] | FROM → TO ↓ |  | Switching From Fuel or Technology 2022 $ | [11 empty] | FROM → TO ↓ |  | Switching From Fuel or Technology 2022 $
|  | Fuel | Natural Gas | Distillate Fuel Oil/Kerosene | Natural Gas | Distillate Fuel Oil/Kerosene | Electricity | Electricity | Electricity | Electricity | Electricity | Propane | Wood |  |  | Fuel | Natural Gas | Distillate Fuel Oil/Kerosene | Natural Gas | Distillate Fuel Oil/Kerosene | Electricity | Electricity | Electricity | Electricity | Electricity | Propane | Wood |  |  | Fuel | Natural Gas | Distillate Fuel Oil/Kerosene | Natural Gas | Distillate Fuel Oil/Kerosene | Electricity | Electricity | Electricity | Electricity | Electricity | Propane | Wood
Switching To Fuel or Technology | Fuel | Technology | Furnaces | Furnaces | Boilers | Boilers | Furnaces | Unit Heaters | Air-Source Heat Pumps | Mini-Split Heat Pump | Ground-Source Heat Pump | Furnaces | Stove | Switching To Fuel or Technology | Fuel | Technology | Furnaces | Furnaces | Boilers | Boilers | Furnaces | Unit Heaters | Air-Source Heat Pumps | Mini-Split Heat Pump | Ground-Source Heat Pump | Furnaces | Stove | Switching To Fuel or Technology | Fuel | Technology | Furnaces | Furnaces | Boilers | Boilers | Furnaces | Unit Heaters | Air-Source Heat Pumps | Mini-Split Heat Pump | Ground-Source Heat Pump | Furnaces | Stove
| Natural Gas | Furnaces |  | 4805.1808 | 6190.4812 | 8394.4675 | 3866.2559 | 7396.7696 | 4512.7585 | 8168.1648 | 4512.7585 | 4393.7701 | 10746.8287 |  | Natural Gas | Furnaces |  | 5829.7063 | 7215.0067 | 9418.9929 | 4890.7814 | 8421.295 | 5537.284 | 9192.6902 | 5537.284 | 5418.2955 | 11771.3542 |  | Natural Gas | Furnaces |  | 4311.7468 | 5697.0471 | 7901.0334 | 3372.8218 | 6903.3355 | 4019.3245 | 7674.7307 | 4019.3245 | 3900.336 | 10253.3946
| Distillate Fuel Oil/Kerosene | Furnaces | [12 empty] | Distillate Fuel Oil/Kerosene | Furnaces | [12 empty] | Distillate Fuel Oil/Kerosene | Furnaces
| Natural Gas | Boilers | 9372.3578 | 11568.5077 |  | 4568.9592 | 9601.3713 | 9542.5984 | 11276.0854 | 10313.9936 | 11276.0854 | 11157.0969 | 16481.9441 |  | Natural Gas | Boilers | 9858.1049 | 12054.2547 |  | 5054.7063 | 10087.1184 | 10028.3454 | 11761.8325 | 10799.7406 | 11761.8325 | 11642.844 | 16967.6912 |  | Natural Gas | Boilers | 8340.1453 | 10536.2952 |  | 3536.7468 | 8569.1588 | 8510.3859 | 10243.8729 | 9281.7811 | 10243.8729 | 10124.8844 | 15449.7317
| Distillate Fuel Oil/Kerosene | Boilers | [12 empty] | Distillate Fuel Oil/Kerosene | Boilers | [12 empty] | Distillate Fuel Oil/Kerosene | Boilers
| Electricity | Furnaces | 2245.9675 | 3795.6147 | 5827.4177 | 7384.9013 |  | 5592.3258 | 2708.3148 | 6363.721 | 2708.3148 | 3384.2039 | 7990.6647 |  | Electricity | Furnaces | 2245.9675 | 3795.6147 | 5827.4177 | 7384.9013 |  | 5592.3258 | 2708.3148 | 6363.721 | 2708.3148 | 3384.2039 | 7990.6647 |  | Electricity | Furnaces | 2245.9675 | 3795.6147 | 5827.4177 | 7384.9013 |  | 5592.3258 | 2708.3148 | 6363.721 | 2708.3148 | 3384.2039 | 7990.6647
| Electricity | Unit Heaters | 2749.1789 | 4298.8261 | 1713.1311 | 3270.6147 | 2565.0236 |  | 3211.5262 | 2249.4344 | 3211.5262 | 3887.4154 | 4828.0983 |  | Electricity | Unit Heaters | 2749.1789 | 4298.8261 | 1713.1311 | 3270.6147 | 2565.0236 |  | 3211.5262 | 2249.4344 | 3211.5262 | 3887.4154 | 4828.0983 |  | Electricity | Unit Heaters | 2749.1789 | 4298.8261 | 1713.1311 | 3270.6147 | 2565.0236 |  | 3211.5262 | 2249.4344 | 3211.5262 | 3887.4154 | 4828.0983
| Electricity | Air-Source Heat Pumps | 1545.9675 | 3095.6147 | 5127.4177 | 6684.9013 | 1361.8122 | 4892.3258 |  | 4712.0007 | 1056.5945 | 2684.2039 | 7290.6647 |  | Electricity | Air-Source Heat Pumps | 1545.9675 | 3095.6147 | 5127.4177 | 6684.9013 | 1361.8122 | 4892.3258 |  | 4712.0007 | 1056.5945 | 2684.2039 | 7290.6647 |  | Electricity | Air-Source Heat Pumps | 1545.9675 | 3095.6147 | 5127.4177 | 6684.9013 | 1361.8122 | 4892.3258 |  | 4712.0007 | 1056.5945 | 2684.2039 | 7290.6647
| Electricity | Mini-Split Heat Pump | 4783.8603 | 6333.5076 | 3747.8125 | 5305.2962 | 4599.705 | 4540.9321 | 4294.4874 |  | 4294.4874 | 5922.0968 | 6862.7798 |  | Electricity | Mini-Split Heat Pump | 4783.8603 | 6333.5076 | 3747.8125 | 5305.2962 | 4599.705 | 4540.9321 | 4294.4874 |  | 4294.4874 | 5922.0968 | 6862.7798 |  | Electricity | Mini-Split Heat Pump | 4783.8603 | 6333.5076 | 3747.8125 | 5305.2962 | 4599.705 | 4540.9321 | 4294.4874 |  | 4294.4874 | 5922.0968 | 6862.7798
| Electricity | Ground-Source Heat Pump | 18920.7558 | 24059.6896 | 18912.9194 | 24059.6896 | 18736.6005 | 23061.9917 | 18431.3828 | 22086.789 |  | 23648.2789 | 21871.0439 |  | Electricity | Ground-Source Heat Pump | 18920.7558 | 24059.6896 | 18912.9194 | 24059.6896 | 18736.6005 | 23061.9917 | 18431.3828 | 22086.789 |  | 23648.2789 | 21871.0439 |  | Electricity | Ground-Source Heat Pump | 18920.7558 | 24059.6896 | 18912.9194 | 24059.6896 | 18736.6005 | 23061.9917 | 18431.3828 | 22086.789 |  | 23648.2789 | 21871.0439
| Propane | Furnaces | 2827.45 | 4377.0972 | 6408.9002 | 7966.3839 | 3438.1723 | 6968.686 | 4084.6749 | 7740.0812 | 4084.6749 |  | 10318.7451 |  | Propane | Furnaces | 3851.9755 | 5401.6227 | 7433.4257 | 8990.9093 | 4462.6978 | 7993.2114 | 5109.2004 | 8764.6066 | 5109.2004 |  | 11343.2706 |  | Propane | Furnaces | 2334.0159 | 3883.6631 | 5915.4662 | 7472.9498 | 2944.7382 | 6475.2519 | 3591.2409 | 7246.6471 | 3591.2409 |  | 9825.311
| Wood | Stove | 4049.5224 | 5599.1697 | 4041.686 | 5599.1697 | 3865.3671 | 3806.5941 | 4511.8698 | 4577.9893 | 4511.8698 | 5187.7589 |  |  | Wood | Stove | 4049.5224 | 5599.1697 | 4041.686 | 5599.1697 | 3865.3671 | 3806.5941 | 4511.8698 | 4577.9893 | 4511.8698 | 5187.7589 |  |  | Wood | Stove | 4049.5224 | 5599.1697 | 4041.686 | 5599.1697 | 3865.3671 | 3806.5941 | 4511.8698 | 4577.9893 | 4511.8698 | 5187.7589
Residential Water Heating Switching Costs: Standard Fuels and Technologies Switching from Tank Systems to Instantaneous (Tankless) Water Heaters Including Average Venting | [13 empty] | Residential Water Heating Switching Costs: Standard Fuels and Technologies Switching from Tank Systems to Instantaneous (Tankless) Water Heaters Including Switching From a Non-Existent or Standard-Efficiency B-Vent to a High-Efficiency Direct Vent | [13 empty] | Residential Water Heating Switching Costs: Standard Fuels and Technologies Switching from Tank Systems to Instantaneous (Tankless) Water Heaters Including Switching From a Non-Existent or High-Efficiency Direct Vent to a Standard-Efficiency B-Vent
FROM → TO ↓ |  | Switching From Fuel or Technology 2022 $ Storage Tanks | [11 empty] | FROM → TO ↓ |  | Switching From Fuel or Technology 2022 $ Storage Tanks | [11 empty] | FROM → TO ↓ |  | Switching From Fuel or Technology 2022 $ Storage Tanks
|  | Electricity | Distillate Fuel Oil/Kerosene | Propane | Natural Gas | Solar | [9 empty] | Electricity | Distillate Fuel Oil/Kerosene | Propane | Natural Gas | Solar | [9 empty] | Electricity | Distillate Fuel Oil/Kerosene | Propane | Natural Gas | Solar
Switching To Fuel or Technology Instantaneous (Tankless) | Electricity | 0 | 1293.1667 | 1293.1667 | 1293.1667 | 1031.7203 | [7 empty] | Switching To Fuel or Technology Instantaneous (Tankless) | Electricity | 0 | 1293.1667 | 1293.1667 | 1293.1667 | 1031.7203 | [7 empty] | Switching To Fuel or Technology Instantaneous (Tankless) | Electricity | 0 | 1293.1667 | 1293.1667 | 1293.1667 | 1031.7203
| Distillate Fuel Oil/Kerosene | [13 empty] | Distillate Fuel Oil/Kerosene | [13 empty] | Distillate Fuel Oil/Kerosene
| Propane | 4013.5759 | 3400.1446 | 2473.3347 | 3400.1446 | 4013.5759 | [8 empty] | Propane | 4898.172 | 4284.7408 | 3357.9309 | 4284.7408 | 4898.172 | [8 empty] | Propane | 3587.5349 | 2974.1036 | 2047.2937 | 2974.1036 | 3587.5349
| Natural Gas | 4013.5759 | 3400.1446 | 3400.1446 | 2473.3347 | 4013.5759 | [8 empty] | Natural Gas | 4898.172 | 4284.7408 | 4284.7408 | 3357.9309 | 4898.172 | [8 empty] | Natural Gas | 3587.5349 | 2974.1036 | 2974.1036 | 2047.2937 | 3587.5349
| Solar | [13 empty] | Solar | [13 empty] | Solar
Residential Water Heating Switching Costs: Standard Fuels and Technologies Switching with Tank Systems to Alternate Fuels Including Average Venting | [13 empty] | Residential Water Heating Switching Costs: Standard Fuels and Technologies Switching with Tank Systems to Alternate Fuels Including Switching From a Non-Existent or Standard-Efficiency B-Vent to a High-Efficiency Direct Vent | [13 empty] | Residential Water Heating Switching Costs: Standard Fuels and Technologies Switching with Tank Systems to Alternate Fuels Including Switching From a Non-Existent or High-Efficiency Direct Vent to a Standard-Efficiency B-Vent
FROM → TO ↓ |  | Switching From Fuel or Technology 2022 $ Storage Tanks | [11 empty] | FROM → TO ↓ |  | Switching From Fuel or Technology 2022 $ Storage Tanks | [11 empty] | FROM → TO ↓ |  | Switching From Fuel or Technology 2022 $ Storage Tanks
|  | Electricity | Distillate Fuel Oil/Kerosene | Propane | Natural Gas | Solar | [9 empty] | Electricity | Distillate Fuel Oil/Kerosene | Propane | Natural Gas | Solar | [9 empty] | Electricity | Distillate Fuel Oil/Kerosene | Propane | Natural Gas | Solar
Switching To Fuel or Technology Storage Tanks | Electricity |  | 1293.1667 | 1293.1667 | 1293.1667 | 1031.7203 | [7 empty] | Switching To Fuel or Technology Storage Tanks | Electricity |  | 1293.1667 | 1293.1667 | 1293.1667 | 1031.7203 | [7 empty] | Switching To Fuel or Technology Storage Tanks | Electricity |  | 1293.1667 | 1293.1667 | 1293.1667 | 1031.7203
| Distillate Fuel Oil/Kerosene | 1402.9331 |  | 789.5018 | 789.5018 | 1402.9331 | [8 empty] | Distillate Fuel Oil/Kerosene | 1402.9331 |  | 789.5018 | 789.5018 | 1402.9331 | [8 empty] | Distillate Fuel Oil/Kerosene | 1402.9331 |  | 789.5018 | 789.5018 | 1402.9331
| Propane | 2086.1877 | 1472.7564 |  | 1472.7564 | 2086.1877 | [8 empty] | Propane | 2284.5276 | 1671.0964 |  | 1671.0964 | 2284.5276 | [8 empty] | Propane | 1990.6628 | 1377.2315 |  | 1377.2315 | 1990.6628
| Natural Gas | 2086.1877 | 1472.7564 | 1472.7564 |  | 2086.1877 | [8 empty] | Natural Gas | 2284.5276 | 1671.0964 | 1671.0964 |  | 2284.5276 | [8 empty] | Natural Gas | 1990.6628 | 1377.2315 | 1377.2315 |  | 1990.6628
| Solar | 80 | 1293.1667 | 1293.1667 | 1293.1667 | [9 empty] | Solar | 80 | 1293.1667 | 1293.1667 | 1293.1667 | [9 empty] | Solar | 80 | 1293.1667 | 1293.1667 | 1293.1667
Residential Water Heating Switching Costs: Standard Fuels and Technologies for Instantaneous (Tankless) Technology Switching to Alternate Fuels Including Average Venting | [13 empty] | Residential Water Heating Switching Costs: Standard Fuels and Technologies for Instantaneous (Tankless) Technology Switching to Alternate Fuels Including Switching From a Non-Existent or Standard-Efficiency B-Vent to a High-Efficiency Direct Vent | [13 empty] | Residential Water Heating Switching Costs: Standard Fuels and Technologies for Instantaneous (Tankless) Technology Switching to Alternate Fuels Including Switching From a Non-Existent or High-Efficiency Direct Vent to a Standard-Efficiency B-Vent
FROM → TO ↓ |  | Switching From Fuel or Technology 2022 $ Instantaneous (Tankless) | [11 empty] | FROM → TO ↓ |  | Switching From Fuel or Technology 2022 $ Instantaneous (Tankless) | [11 empty] | FROM → TO ↓ |  | Switching From Fuel or Technology 2022 $ Instantaneous (Tankless)
|  | Electricity | Distillate Fuel Oil/Kerosene | Propane | Natural Gas | Solar | [9 empty] | Electricity | Distillate Fuel Oil/Kerosene | Propane | Natural Gas | Solar | [9 empty] | Electricity | Distillate Fuel Oil/Kerosene | Propane | Natural Gas | Solar
Switching To Fuel or Technology Instantaneous (Tankless) | Electricity |  | 1293.1667 | 1293.1667 | 1293.1667 | 1031.7203 | [7 empty] | Switching To Fuel or Technology Instantaneous (Tankless) | Electricity |  | 1293.1667 | 1293.1667 | 1293.1667 | 1031.7203 | [7 empty] | Switching To Fuel or Technology Instantaneous (Tankless) | Electricity |  | 1293.1667 | 1293.1667 | 1293.1667 | 1031.7203
| Distillate Fuel Oil/Kerosene | [13 empty] | Distillate Fuel Oil/Kerosene | [13 empty] | Distillate Fuel Oil/Kerosene
| Propane | 4013.5759 | 2356.7256 |  | 3400.1446 | 4013.5759 | [8 empty] | Propane | 4898.172 | 3241.3218 |  | 4284.7408 | 4898.172 | [8 empty] | Propane | 3587.5349 | 3241.3218 |  | 2974.1036 | 3587.5349
| Natural Gas | 4013.5759 | 3400.1446 | 3400.1446 |  | 4013.5759 | [8 empty] | Natural Gas | 4898.172 | 4284.7408 | 4284.7408 |  | 4898.172 | [8 empty] | Natural Gas | 3587.5349 | 2974.1036 | 2974.1036 |  | 3587.5349
| Solar | [13 empty] | Solar | [13 empty] | Solar
Residential Clothes Drying Switching Costs: Standard Fuels and Technologies
FROM → TO ↓ |  | Switching From Fuel or Technology 2022 $
|  | Electricity | Electric Heat Pump (Ventless) | Propane | Natural Gas
Switching To Fuel or Technology | Electricity |  | 751.3605 | 1129.321 | 1129.321
| Electric Heat Pump (Ventless) | 100 |  | 1229.321 | 1279.321
| Propane | 1068.157 | 1769.5174 |  | 1422.227
| Natural Gas | 1068.157 | 1819.5174 | 1301.8219
Residential Cooking Switching Costs: Standard Fuels and Technologies
FROM → TO ↓ |  | Switching From Fuel or Technology 2022 $
|  | Electricity | Natural Gas | Propane
Switching To Fuel or Technology | Electricity |  | 1062.3047 | 1062.3047
| Natural Gas | 1068.157 |  | 1270.9732
| Propane | 1068.157 | 1270.9732
Go to tab
Go to tab
Go to tab

## 12 Space Heating Subcomponents
Space Heating Subcomponents |  |  |  |  | Color Legend |  |  |  | Back to Table of Contents
The technology swap is the same or virtually non-existent
The matrices in this tab show the components needed for switching space heating.
Residential Space Heating Switching Components: Standard Fuels and Technologies Including Average Venting Switching Costs
| FROM → TO ↓ |  |  | Switching From Fuel or Technology
|  |  | Fuel | Natural Gas | Distillate Fuel Oil/Kerosene | Natural Gas | Distillate Fuel Oil/Kerosene | Electricity | Electricity | Electricity | Electricity | Electricity | Propane | Wood
|  | Fuel | Technology | Furnaces | Furnaces | Boilers | Boilers | Furnaces | Unit Heaters | Air-Source Heat Pumps | Mini-Split Heat Pump | Ground-Source Heat Pump | Furnace | Stove
| Switching To Fuel or Technology | Natural Gas | Furnaces |  | OilFiredFurnaceDemo NaturalGasFurnaceVenting GasFiredFurnacesPermit GasLine | GasFiredBoilerDemo GasFiredFurnacesPermit Ductwork NaturalGasFurnaceVenting | OilFiredBoilerDemo NaturalGasFurnaceVenting GasFiredFurnacesPermit Ductwork GasLine | ElectricResistanceFurnaceDemo NaturalGasFurnaceVenting GasFiredFurnacesPermit GasLine ElectricalLine120V | GasLine GasFiredFurnacesPermit ElectricResistanceUnitHeaterDemo NaturalGasFurnaceVenting ElectricalLine120V Ductwork | ElectricalLine120V GasLine AirSourceHeatPumpDemo GasFiredFurnacesPermit NaturalGasFurnaceVenting | MiniSplitHeatDemo NaturalGasFurnaceVenting GasFiredFurnacesPermit GasLine ElectricalLine120V Ductwork | ElectricalLine120V GasLine GroundSourceHeatDemo GasFiredFurnacesPermit NaturalGasFurnaceVenting | PropaneFiredFurnaceDemo NaturalGasFurnaceVenting GasFiredFurnacesPermit GasLine | WoodStoveDemo NaturalGasFurnaceVenting GasFiredFurnacesPermit GasLine Ductwork ElectricalLine120V
|  | Distillate Fuel Oil/Kerosene | Furnaces | FuelLine OilFiredFurnacesPermit GasFiredFurnaceDemo OilFurnacesVenting |  | Ductwork OilFiredFurnacesPermit GasFiredBoilerDemo OilFurnacesVenting FuelLine | Ductwork OilFiredFurnacesPermit OilFiredBoilerDemo OilFurnacesVenting | FuelLine OilFiredFurnacesPermit ElectricResistanceFurnaceDemo OilFurnacesVenting ElectricalLine120V | FuelLine OilFiredFurnacesPermit ElectricResistanceUnitHeaterDemo OilFurnacesVenting ElectricalLine120V Ductwork | FuelLine OilFiredFurnacesPermit AirSourceHeatPumpDemo OilFurnacesVenting ElectricalLine120V | FuelLine Ductwork OilFiredFurnacesPermit MiniSplitHeatDemo OilFurnacesVenting ElectricalLine120V | FuelLine OilFiredFurnacesPermit GroundSourceHeatDemo OilFurnacesVenting ElectricalLine120V | OilFiredFurnacesPermit PropaneFiredFurnaceDemo OilFurnacesVenting FuelLine | WoodStoveDemo OilFiredFurnacesPermit FuelLine ElectricalLine120V OilFurnacesVenting
|  | Natural Gas | Boilers | GasFiredFurnaceDemo PipingandHydronicSystem GasFiredBoilersPermit DuctClosure NaturalGasBoilerVenting | OilFiredFurnaceDemo PipingandHydronicSystem NaturalGasBoilerVenting GasFiredBoilersPermit DuctClosure GasLine |  | OilFiredBoilerDemo GasLine NaturalGasBoilerVenting GasFiredBoilersPermit | PipingandHydronicSystem ElectricResistanceFurnaceDemo GasLine NaturalGasBoilerVenting GasFiredBoilersPermit ElectricalLine120V | GasLine GasFiredBoilersPermit ElectricResistanceUnitHeaterDemo NaturalGasBoilerVenting PipingandHydronicSystem ElectricalLine120V | PipingandHydronicSystem AirSourceHeatPumpDemo GasFiredBoilersPermit NaturalGasBoilerVenting ElectricalLine120V DuctClosure GasLine | PipingandHydronicSystem MiniSplitHeatDemo NaturalGasBoilerVenting GasFiredBoilersPermit ElectricalLine120V GasLine | PipingandHydronicSystem GroundSourceHeatDemo GasLine NaturalGasBoilerVenting GasFiredBoilersPermit ElectricalLine120V DuctClosure | PropaneFiredFurnaceDemo PipingandHydronicSystem NaturalGasBoilerVenting GasFiredBoilersPermit DuctClosure GasLine | WoodStoveDemo NaturalGasBoilerVenting GasFiredBoilersPermit GasLine Ductwork ElectricalLine120V PipingandHydronicSystem
|  | Distillate Fuel Oil/Kerosene | Boilers | FuelLine OilFiredBoilersPermit PipingandHydronicSystem GasFiredFurnaceDemo OilBoilersVenting DuctClosure | OilFiredBoilersPermit PipingandHydronicSystem OilFiredFurnaceDemo DuctClosure OilBoilersVenting | OilFiredBoilersPermit OilBoilersVenting GasFiredBoilerDemo FuelLine |  | FuelLine OilFiredBoilersPermit ElectricResistanceFurnaceDemo OilBoilersVenting PipingandHydronicSystem ElectricalLine120V | FuelLine OilFiredBoilersPermit ElectricResistanceUnitHeaterDemo OilBoilersVenting PipingandHydronicSystem ElectricalLine120V | FuelLine OilFiredBoilersPermit AirSourceHeatPumpDemo OilBoilersVenting PipingandHydronicSystem ElectricalLine120V | FuelLine OilFiredBoilersPermit MiniSplitHeatDemo OilBoilersVenting PipingandHydronicSystem ElectricalLine120V | FuelLine OilFiredBoilersPermit GroundSourceHeatDemo OilBoilersVenting PipingandHydronicSystem ElectricalLine120V | OilFiredBoilersPermit PipingandHydronicSystem PropaneFiredFurnaceDemo OilBoilersVenting DuctClosure FuelLine | WoodStoveDemo OilBoilersVenting OilFiredBoilersPermit FuelLine ElectricalLine120V PipingandHydronicSystem
|  | Electricity | Furnaces | GasFiredFurnaceDemo ElectricalLine240V ElectricResistanceFurnacesPermit | OilFiredFurnaceDemo ElectricResistanceFurnacesPermit ElectricalLine240V | GasFiredBoilerDemo ElectricalLine240V ElectricResistanceFurnacesPermit Ductwork | OilFiredBoilerDemo ElectricalLine240V ElectricResistanceFurnacesPermit Ductwork |  | ElectricResistanceUnitHeaterDemo ElectricalLine240V ElectricResistanceFurnacesPermit Ductwork | AirSourceHeatPumpDemo ElectricResistanceFurnacesPermit ElectricalLine240V | MiniSplitHeatDemo ElectricResistanceFurnacesPermit ElectricalLine240V Ductwork | GroundSourceHeatDemo ElectricResistanceFurnacesPermit ElectricalLine240V | PropaneFiredFurnaceDemo ElectricResistanceFurnacesPermit ElectricalLine240V | WoodStoveDemo ElectricResistanceFurnacesPermit Ductwork
|  | Electricity | Unit Heaters | GasFiredFurnaceDemo ElectricalLine240V DuctClosure ElectricResistanceUnitHeatersPermit | OilFiredFurnaceDemo ElectricalLine240V DuctClosure ElectricResistanceUnitHeatersPermit | GasFiredBoilerDemo ElectricalLine240V ElectricResistanceUnitHeatersPermit | ElectricalLine240V OilFiredBoilerDemo ElectricResistanceUnitHeatersPermit | ElectricResistanceFurnaceDemo ElectricalLine240V DuctClosure ElectricResistanceUnitHeatersPermit |  | AirSourceHeatPumpDemo ElectricalLine240V ElectricResistanceUnitHeatersPermit DuctClosure | MiniSplitHeatDemo ElectricResistanceUnitHeatersPermit ElectricalLine240V | GroundSourceHeatDemo ElectricalLine240V ElectricResistanceUnitHeatersPermit DuctClosure | PropaneFiredFurnaceDemo ElectricalLine240V DuctClosure ElectricResistanceUnitHeatersPermit | WoodStoveDemo ElectricResistanceUnitHeatersPermit ElectricalLine240V
|  | Electricity | Air-Source Heat Pumps | GasFiredFurnaceDemo ElectricalLine240V Air-SourceHeatPumpsPermit | ElectricalLine240V OilFiredFurnaceDemo Air-SourceHeatPumpsPermit | GasFiredBoilerDemo ElectricalLine240V Air-SourceHeatPumpsPermit Ductwork | ElectricalLine240V OilFiredBoilerDemo Air-SourceHeatPumpsPermit Ductwork | ElectricalLine240V ElectricResistanceFurnaceDemo Air-SourceHeatPumpsPermit | ElectricalLine240V ElectricResistanceUnitHeaterDemo Air-SourceHeatPumpsPermit Ductwork |  | MiniSplitHeatDemo Air-SourceHeatPumpsPermit Ductwork | GroundSourceHeatDemo Air-SourceHeatPumpsPermit | ElectricalLine240V PropaneFiredFurnaceDemo Air-SourceHeatPumpsPermit | WoodStoveDemo Air-SourceHeatPumpsPermit Ductwork
|  | Electricity | Mini-Split Heat Pump | GasFiredFurnaceDemo ElectricalLine240V ElectricalLine120V AirHandlerConnections Mini-SplitHeatPumpPermit DuctClosure | ElectricalLine240V ElectricalLine120V AirHandlerConnections OilFiredFurnaceDemo Mini-SplitHeatPumpPermit DuctClosure | GasFiredBoilerDemo ElectricalLine240V ElectricalLine120V AirHandlerConnections Mini-SplitHeatPumpPermit | ElectricalLine240V ElectricalLine120V AirHandlerConnections OilFiredBoilerDemo Mini-SplitHeatPumpPermit | ElectricalLine240V ElectricalLine120V AirHandlerConnections ElectricResistanceFurnaceDemo Mini-SplitHeatPumpPermit DuctClosure | ElectricalLine120V AirHandlerConnections ElectricResistanceUnitHeaterDemo Mini-SplitHeatPumpPermit DuctClosure ElectricalLine240V | AirSourceHeatPumpDemo Mini-SplitHeatPumpPermit DuctClosure AirHandlerConnections ElectricalLine120V |  | GroundSourceHeatDemo Mini-SplitHeatPumpPermit DuctClosure AirHandlerConnections ElectricalLine120V | ElectricalLine240V AirHandlerConnections PropaneFiredFurnaceDemo Mini-SplitHeatPumpPermit DuctClosure ElectricalLine120V | WoodStoveDemo Mini-SplitHeatPumpPermit AirHandlerConnections ElectricalLine120V ElectricalLine240V
|  | Electricity | Ground-Source Heat Pump | GasFiredFurnaceDemo ElectricalLine240V Ground-SourceHeatPumpPermit HorizontalLoopSystem | ElectricalLine240V OilFiredFurnaceDemo Ground-SourceHeatPumpPermit HorizontalLoopSystem Ductwork | ElectricalLine240V GasFiredBoilerDemo Ground-SourceHeatPumpPermit HorizontalLoopSystem | ElectricalLine240V OilFiredBoilerDemo Ground-SourceHeatPumpPermit HorizontalLoopSystem Ductwork | ElectricalLine240V ElectricResistanceFurnaceDemo Ground-SourceHeatPumpPermit HorizontalLoopSystem | ElectricalLine240V ElectricResistanceUnitHeaterDemo Ground-SourceHeatPumpPermit Ductwork HorizontalLoopSystem ElectricalLine120V | AirSourceHeatPumpDemo Ground-SourceHeatPumpPermit HorizontalLoopSystem | MiniSplitHeatDemo Ground-SourceHeatPumpPermit Ductwork HorizontalLoopSystem |  | ElectricalLine240V PropaneFiredFurnaceDemo Ground-SourceHeatPumpPermit HorizontalLoopSystem Ductwork | WoodStoveDemo Ground-SourceHeatPumpPermit ElectricalLine120V HorizontalLoopSystem
|  | Propane | Furnace | FuelLine PropaneFiredFurnacePermit GasFiredFurnaceDemo PropaneVenting | FuelLine PropaneFiredFurnacePermit OilFiredFurnaceDemo PropaneVenting | Ductwork PropaneFiredFurnacePermit GasFiredBoilerDemo FuelLine PropaneVenting | Ductwork PropaneFiredFurnacePermit OilFiredBoilerDemo PropaneVenting FuelLine | FuelLine PropaneFiredFurnacePermit ElectricResistanceFurnaceDemo PropaneVenting ElectricalLine120V | FuelLine PropaneFiredFurnacePermit ElectricResistanceUnitHeaterDemo PropaneVenting ElectricalLine120V Ductwork | FuelLine PropaneFiredFurnacePermit AirSourceHeatPumpDemo PropaneVenting ElectricalLine120V | FuelLine Ductwork PropaneFiredFurnacePermit MiniSplitHeatDemo PropaneVenting ElectricalLine120V | FuelLine PropaneFiredFurnacePermit GroundSourceHeatDemo PropaneVenting ElectricalLine120V |  | WoodStoveDemo PropaneVenting PropaneFiredFurnacePermit FuelLine Ductwork ElectricalLine120V
|  | Wood | Stove | GasFiredFurnaceDemo WoodStoveVenting WoodStovePermit | OilFiredFurnaceDemo WoodStoveVenting WoodStovePermit | GasFiredBoilerDemo WoodStoveVenting WoodStovePermit | OilFiredBoilerDemo WoodStoveVenting WoodStovePermit | ElectricResistanceFurnaceDemo WoodStoveVenting WoodStovePermit | ElectricResistanceUnitHeaterDemo WoodStoveVenting WoodStovePermit | AirSourceHeatPumpDemo WoodStoveVenting WoodStovePermit | MiniSplitHeatDemo WoodStoveVenting WoodStovePermit | GroundSourceHeatDemo WoodStoveVenting WoodStovePermit | PropaneFiredFurnaceDemo WoodStoveVenting WoodStovePermit
Residential Space Heating Switching Components: Standard Fuels and Technologies Including Switching Costs From a Non-Existant or Standard-Efficiency B-Vent to a High-Efficiency (Condensing) Direct Vent
| FROM → TO ↓ |  |  | Switching From Fuel or Technology
|  |  | Fuel | Natural Gas | Distillate Fuel Oil/Kerosene | Natural Gas | Distillate Fuel Oil/Kerosene | Electricity | Electricity | Electricity | Electricity | Electricity | Propane | Wood
|  | Fuel | Technology | Furnaces | Furnaces | Boilers | Boilers | Furnaces | Unit Heaters | Air-Source Heat Pumps | Mini-Split Heat Pump | Ground-Source Heat Pump | Furnace | Stove
| Switching To Fuel or Technology | Natural Gas | Furnaces |  | OilFiredFurnaceDemo NaturalGasFurnaceVentPVC GasFiredFurnacesPermit GasLine | GasFiredBoilerDemo GasFiredFurnacesPermit Ductwork NaturalGasFurnaceVentPVC | OilFiredBoilerDemo NaturalGasFurnaceVentPVC GasFiredFurnacesPermit Ductwork GasLine | ElectricResistanceFurnaceDemo NaturalGasFurnaceVentPVC GasFiredFurnacesPermit GasLine ElectricalLine120V | GasLine GasFiredFurnacesPermit ElectricResistanceUnitHeaterDemo NaturalGasFurnaceVentPVC ElectricalLine120V Ductwork | ElectricalLine120V GasLine AirSourceHeatPumpDemo GasFiredFurnacesPermit NaturalGasFurnaceVentPVC | MiniSplitHeatDemo NaturalGasFurnaceVentPVC GasFiredFurnacesPermit GasLine ElectricalLine120V Ductwork | ElectricalLine120V GasLine GroundSourceHeatDemo GasFiredFurnacesPermit NaturalGasFurnaceVentPVC | PropaneFiredFurnaceDemo NaturalGasFurnaceVentPVC GasFiredFurnacesPermit GasLine | WoodStoveDemo NaturalGasFurnaceVentPVC GasFiredFurnacesPermit GasLine Ductwork ElectricalLine120V
|  | Distillate Fuel Oil/Kerosene | Furnaces | FuelLine OilFiredFurnacesPermit GasFiredFurnaceDemo OilFurnacesVentPVC |  | Ductwork OilFiredFurnacesPermit GasFiredBoilerDemo OilFurnacesVentPVC FuelLine | Ductwork OilFiredFurnacesPermit OilFiredBoilerDemo OilFurnacesVentPVC | FuelLine OilFiredFurnacesPermit ElectricResistanceFurnaceDemo OilFurnacesVentPVC ElectricalLine120V | FuelLine OilFiredFurnacesPermit ElectricResistanceUnitHeaterDemo OilFurnacesVentPVC ElectricalLine120V Ductwork | FuelLine OilFiredFurnacesPermit AirSourceHeatPumpDemo OilFurnacesVentPVC ElectricalLine120V | FuelLine Ductwork OilFiredFurnacesPermit MiniSplitHeatDemo OilFurnacesVentPVC ElectricalLine120V | FuelLine OilFiredFurnacesPermit GroundSourceHeatDemo OilFurnacesVentPVC ElectricalLine120V | OilFiredFurnacesPermit PropaneFiredFurnaceDemo OilFurnacesVentPVC FuelLine | WoodStoveDemo Venting OilFiredFurnacesPermit FuelLine ElectricalLine120V OilFurnacesVentPVC
|  | Natural Gas | Boilers | GasFiredFurnaceDemo PipingandHydronicSystem GasFiredBoilersPermit DuctClosure NaturalGasBoilersVentPVC | OilFiredFurnaceDemo PipingandHydronicSystem NaturalGasBoilersVentPVC GasFiredBoilersPermit DuctClosure GasLine |  | OilFiredBoilerDemo GasLine NaturalGasBoilersVentPVC GasFiredBoilersPermit | PipingandHydronicSystem ElectricResistanceFurnaceDemo GasLine NaturalGasBoilersVentPVC GasFiredBoilersPermit ElectricalLine120V | GasLine GasFiredBoilersPermit ElectricResistanceUnitHeaterDemo NaturalGasBoilersVentPVC PipingandHydronicSystem ElectricalLine120V | PipingandHydronicSystem AirSourceHeatPumpDemo GasFiredBoilersPermit NaturalGasBoilersVentPVC ElectricalLine120V DuctClosure GasLine | PipingandHydronicSystem MiniSplitHeatDemo NaturalGasBoilersVentPVC GasFiredBoilersPermit ElectricalLine120V GasLine | PipingandHydronicSystem GroundSourceHeatDemo GasLine NaturalGasBoilersVentPVC GasFiredBoilersPermit ElectricalLine120V DuctClosure | PropaneFiredFurnaceDemo PipingandHydronicSystem NaturalGasBoilersVentPVC GasFiredBoilersPermit DuctClosure GasLine | WoodStoveDemo NaturalGasBoilersVentPVC GasFiredBoilersPermit GasLine Ductwork ElectricalLine120V PipingandHydronicSystem
|  | Distillate Fuel Oil/Kerosene | Boilers | FuelLine OilFiredBoilersPermit PipingandHydronicSystem GasFiredFurnaceDemo OilBoilersVentPVC DuctClosure | OilFiredBoilersPermit PipingandHydronicSystem OilFiredFurnaceDemo DuctClosure OilBoilersVentPVC | OilFiredBoilersPermit OilBoilersVentPVC GasFiredBoilerDemo FuelLine |  | FuelLine OilFiredBoilersPermit ElectricResistanceFurnaceDemo OilBoilersVentPVC PipingandHydronicSystem ElectricalLine120V | FuelLine OilFiredBoilersPermit ElectricResistanceUnitHeaterDemo OilBoilersVentPVC PipingandHydronicSystem ElectricalLine120V | FuelLine OilFiredBoilersPermit AirSourceHeatPumpDemo OilBoilersVentPVC PipingandHydronicSystem ElectricalLine120V | FuelLine OilFiredBoilersPermit MiniSplitHeatDemo OilBoilersVentPVC PipingandHydronicSystem ElectricalLine120V | FuelLine OilFiredBoilersPermit GroundSourceHeatDemo OilBoilersVentPVC PipingandHydronicSystem ElectricalLine120V | OilFiredBoilersPermit PipingandHydronicSystem PropaneFiredFurnaceDemo OilBoilersVentPVC DuctClosure FuelLine | WoodStoveDemo OilBoilersVentPVC OilFiredBoilersPermit FuelLine ElectricalLine120V PipingandHydronicSystem
|  | Electricity | Furnaces | GasFiredFurnaceDemo ElectricalLine240V ElectricResistanceFurnacesPermit | OilFiredFurnaceDemo ElectricResistanceFurnacesPermit ElectricalLine240V | GasFiredBoilerDemo ElectricalLine240V ElectricResistanceFurnacesPermit Ductwork | OilFiredBoilerDemo ElectricalLine240V ElectricResistanceFurnacesPermit Ductwork |  | ElectricResistanceUnitHeaterDemo ElectricalLine240V ElectricResistanceFurnacesPermit Ductwork | AirSourceHeatPumpDemo ElectricResistanceFurnacesPermit ElectricalLine240V | MiniSplitHeatDemo ElectricResistanceFurnacesPermit ElectricalLine240V Ductwork | GroundSourceHeatDemo ElectricResistanceFurnacesPermit ElectricalLine240V | PropaneFiredFurnaceDemo ElectricResistanceFurnacesPermit ElectricalLine240V | WoodStoveDemo ElectricResistanceFurnacesPermit Ductwork
|  | Electricity | Unit Heaters | GasFiredFurnaceDemo ElectricalLine240V DuctClosure ElectricResistanceUnitHeatersPermit | OilFiredFurnaceDemo ElectricalLine240V DuctClosure ElectricResistanceUnitHeatersPermit | GasFiredBoilerDemo ElectricalLine240V ElectricResistanceUnitHeatersPermit | ElectricalLine240V OilFiredBoilerDemo ElectricResistanceUnitHeatersPermit | ElectricResistanceFurnaceDemo ElectricalLine240V DuctClosure ElectricResistanceUnitHeatersPermit |  | AirSourceHeatPumpDemo ElectricalLine240V ElectricResistanceUnitHeatersPermit DuctClosure | MiniSplitHeatDemo ElectricResistanceUnitHeatersPermit ElectricalLine240V | GroundSourceHeatDemo ElectricalLine240V ElectricResistanceUnitHeatersPermit DuctClosure | PropaneFiredFurnaceDemo ElectricalLine240V DuctClosure ElectricResistanceUnitHeatersPermit | WoodStoveDemo ElectricResistanceUnitHeatersPermit ElectricalLine240V
|  | Electricity | Air-Source Heat Pumps | GasFiredFurnaceDemo ElectricalLine240V Air-SourceHeatPumpsPermit | ElectricalLine240V OilFiredFurnaceDemo Air-SourceHeatPumpsPermit | GasFiredBoilerDemo ElectricalLine240V Air-SourceHeatPumpsPermit Ductwork | ElectricalLine240V OilFiredBoilerDemo Air-SourceHeatPumpsPermit Ductwork | ElectricalLine240V ElectricResistanceFurnaceDemo Air-SourceHeatPumpsPermit | ElectricalLine240V ElectricResistanceUnitHeaterDemo Air-SourceHeatPumpsPermit Ductwork |  | MiniSplitHeatDemo Air-SourceHeatPumpsPermit Ductwork | GroundSourceHeatDemo Air-SourceHeatPumpsPermit | ElectricalLine240V PropaneFiredFurnaceDemo Air-SourceHeatPumpsPermit | WoodStoveDemo Air-SourceHeatPumpsPermit Ductwork
|  | Electricity | Mini-Split Heat Pump | GasFiredFurnaceDemo ElectricalLine240V ElectricalLine120V AirHandlerConnections Mini-SplitHeatPumpPermit DuctClosure | ElectricalLine240V ElectricalLine120V AirHandlerConnections OilFiredFurnaceDemo Mini-SplitHeatPumpPermit DuctClosure | GasFiredBoilerDemo ElectricalLine240V ElectricalLine120V AirHandlerConnections Mini-SplitHeatPumpPermit | ElectricalLine240V ElectricalLine120V AirHandlerConnections OilFiredBoilerDemo Mini-SplitHeatPumpPermit | ElectricalLine240V ElectricalLine120V AirHandlerConnections ElectricResistanceFurnaceDemo Mini-SplitHeatPumpPermit DuctClosure | ElectricalLine120V AirHandlerConnections ElectricResistanceUnitHeaterDemo Mini-SplitHeatPumpPermit DuctClosure ElectricalLine240V | AirSourceHeatPumpDemo Mini-SplitHeatPumpPermit DuctClosure AirHandlerConnections ElectricalLine120V |  | GroundSourceHeatDemo Mini-SplitHeatPumpPermit DuctClosure AirHandlerConnections ElectricalLine120V | ElectricalLine240V AirHandlerConnections PropaneFiredFurnaceDemo Mini-SplitHeatPumpPermit DuctClosure ElectricalLine120V | WoodStoveDemo Mini-SplitHeatPumpPermit AirHandlerConnections ElectricalLine120V ElectricalLine240V
|  | Electricity | Ground-Source Heat Pump | GasFiredFurnaceDemo ElectricalLine240V Ground-SourceHeatPumpPermit HorizontalLoopSystem | ElectricalLine240V OilFiredFurnaceDemo Ground-SourceHeatPumpPermit HorizontalLoopSystem Ductwork | ElectricalLine240V GasFiredBoilerDemo Ground-SourceHeatPumpPermit HorizontalLoopSystem | ElectricalLine240V OilFiredBoilerDemo Ground-SourceHeatPumpPermit HorizontalLoopSystem Ductwork | ElectricalLine240V ElectricResistanceFurnaceDemo Ground-SourceHeatPumpPermit HorizontalLoopSystem | ElectricalLine240V ElectricResistanceUnitHeaterDemo Ground-SourceHeatPumpPermit Ductwork HorizontalLoopSystem ElectricalLine120V | AirSourceHeatPumpDemo Ground-SourceHeatPumpPermit HorizontalLoopSystem | MiniSplitHeatDemo Ground-SourceHeatPumpPermit Ductwork HorizontalLoopSystem |  | ElectricalLine240V PropaneFiredFurnaceDemo Ground-SourceHeatPumpPermit HorizontalLoopSystem Ductwork | WoodStoveDemo Ground-SourceHeatPumpPermit ElectricalLine120V HorizontalLoopSystem
|  | Propane | Furnace | FuelLine PropaneFiredFurnacePermit GasFiredFurnaceDemo PropaneVentPVC | FuelLine PropaneFiredFurnacePermit OilFiredFurnaceDemo PropaneVentPVC | Ductwork PropaneFiredFurnacePermit GasFiredBoilerDemo FuelLine PropaneVentPVC | Ductwork PropaneFiredFurnacePermit OilFiredBoilerDemo PropaneVentPVC FuelLine | FuelLine PropaneFiredFurnacePermit ElectricResistanceFurnaceDemo PropaneVentPVC ElectricalLine120V | FuelLine PropaneFiredFurnacePermit ElectricResistanceUnitHeaterDemo PropaneVentPVC ElectricalLine120V Ductwork | FuelLine PropaneFiredFurnacePermit AirSourceHeatPumpDemo PropaneVentPVC ElectricalLine120V | FuelLine Ductwork PropaneFiredFurnacePermit MiniSplitHeatDemo PropaneVentPVC ElectricalLine120V | FuelLine PropaneFiredFurnacePermit GroundSourceHeatDemo PropaneVentPVC ElectricalLine120V |  | WoodStoveDemo PropaneVentPVC PropaneFiredFurnacePermit FuelLine Ductwork ElectricalLine120V
|  | Wood | Stove | GasFiredFurnaceDemo WoodStoveVenting WoodStovePermit | OilFiredFurnaceDemo WoodStoveVenting WoodStovePermit | GasFiredBoilerDemo WoodStoveVenting WoodStovePermit | OilFiredBoilerDemo WoodStoveVenting WoodStovePermit | ElectricResistanceFurnaceDemo WoodStoveVenting WoodStovePermit | ElectricResistanceUnitHeaterDemo WoodStoveVenting WoodStovePermit | AirSourceHeatPumpDemo WoodStoveVenting WoodStovePermit | MiniSplitHeatDemo WoodStoveVenting WoodStovePermit | GroundSourceHeatDemo WoodStoveVenting WoodStovePermit | PropaneFiredFurnaceDemo WoodStoveVenting WoodStovePermit
Residential Space Heating Switching Components: Standard Fuels and Technologies Including Switching Costs From Non-Existant or High-Efficiency (Condensing) Direct Vent when Applicable to a Standard-Efficiency B-Vent
| FROM → TO ↓ |  |  | Switching From Fuel or Technology
|  |  | Fuel | Natural Gas | Distillate Fuel Oil/Kerosene | Natural Gas | Distillate Fuel Oil/Kerosene | Electricity | Electricity | Electricity | Electricity | Electricity | Propane | Wood
|  | Fuel | Technology | Furnaces | Furnaces | Boilers | Boilers | Furnaces | Unit Heaters | Air-Source Heat Pumps | Mini-Split Heat Pump | Ground-Source Heat Pump | Furnace | Stove
| Switching To Fuel or Technology | Natural Gas | Furnaces |  | OilFiredFurnaceDemo NaturalGasFurnaceVentSTD GasFiredFurnacesPermit GasLine | GasFiredBoilerDemo GasFiredFurnacesPermit Ductwork NaturalGasFurnaceVentSTD | OilFiredBoilerDemo NaturalGasFurnaceVentSTD GasFiredFurnacesPermit Ductwork GasLine | ElectricResistanceFurnaceDemo NaturalGasFurnaceVentSTD GasFiredFurnacesPermit GasLine ElectricalLine120V | GasLine GasFiredFurnacesPermit ElectricResistanceUnitHeaterDemo NaturalGasFurnaceVentSTD ElectricalLine120V Ductwork | ElectricalLine120V GasLine AirSourceHeatPumpDemo GasFiredFurnacesPermit NaturalGasFurnaceVentSTD | MiniSplitHeatDemo NaturalGasFurnaceVentSTD GasFiredFurnacesPermit GasLine ElectricalLine120V Ductwork | ElectricalLine120V GasLine GroundSourceHeatDemo GasFiredFurnacesPermit NaturalGasFurnaceVentSTD | PropaneFiredFurnaceDemo NaturalGasFurnaceVentSTD GasFiredFurnacesPermit GasLine | WoodStoveDemo NaturalGasFurnaceVentSTD GasFiredFurnacesPermit GasLine Ductwork ElectricalLine120V
|  | Distillate Fuel Oil/Kerosene | Furnaces | FuelLine OilFiredFurnacesPermit GasFiredFurnaceDemo OilFurnacesVentSTD |  | Ductwork OilFiredFurnacesPermit GasFiredBoilerDemo OilFurnacesVentSTD FuelLine | Ductwork OilFiredFurnacesPermit OilFiredBoilerDemo OilFurnacesVentSTD | FuelLine OilFiredFurnacesPermit ElectricResistanceFurnaceDemo OilFurnacesVentSTD ElectricalLine120V | FuelLine OilFiredFurnacesPermit ElectricResistanceUnitHeaterDemo OilFurnacesVentSTD ElectricalLine120V Ductwork | FuelLine OilFiredFurnacesPermit AirSourceHeatPumpDemo OilFurnacesVentSTD ElectricalLine120V | FuelLine Ductwork OilFiredFurnacesPermit MiniSplitHeatDemo OilFurnacesVentSTD ElectricalLine120V | FuelLine OilFiredFurnacesPermit GroundSourceHeatDemo OilFurnacesVentSTD ElectricalLine120V | OilFiredFurnacesPermit PropaneFiredFurnaceDemo OilFurnacesVentSTD FuelLine | WoodStoveDemo Venting OilFiredFurnacesPermit FuelLine ElectricalLine120V OilFurnacesVentSTD
|  | Natural Gas | Boilers | GasFiredFurnaceDemo PipingandHydronicSystem GasFiredBoilersPermit DuctClosure NaturalGasBoilersVentSTD | OilFiredFurnaceDemo PipingandHydronicSystem NaturalGasBoilersVentSTD GasFiredBoilersPermit DuctClosure GasLine |  | OilFiredBoilerDemo GasLine NaturalGasBoilersVentSTD GasFiredBoilersPermit | PipingandHydronicSystem ElectricResistanceFurnaceDemo GasLine NaturalGasBoilersVentSTD GasFiredBoilersPermit ElectricalLine120V | GasLine GasFiredBoilersPermit ElectricResistanceUnitHeaterDemo NaturalGasBoilersVentSTD PipingandHydronicSystem ElectricalLine120V | PipingandHydronicSystem AirSourceHeatPumpDemo GasFiredBoilersPermit NaturalGasBoilersVentSTD ElectricalLine120V DuctClosure GasLine | PipingandHydronicSystem MiniSplitHeatDemo NaturalGasBoilersVentSTD GasFiredBoilersPermit ElectricalLine120V GasLine | PipingandHydronicSystem GroundSourceHeatDemo GasLine NaturalGasBoilersVentSTD GasFiredBoilersPermit ElectricalLine120V DuctClosure | PropaneFiredFurnaceDemo PipingandHydronicSystem NaturalGasBoilersVentSTD GasFiredBoilersPermit DuctClosure GasLine | WoodStoveDemo NaturalGasBoilersVentSTD GasFiredBoilersPermit GasLine Ductwork ElectricalLine120V PipingandHydronicSystem
|  | Distillate Fuel Oil/Kerosene | Boilers | FuelLine OilFiredBoilersPermit PipingandHydronicSystem GasFiredFurnaceDemo OilBoilersVentSTD DuctClosure | OilFiredBoilersPermit PipingandHydronicSystem OilFiredFurnaceDemo DuctClosure OilBoilersVentSTD | OilFiredBoilersPermit OilBoilersVentSTD GasFiredBoilerDemo FuelLine |  | FuelLine OilFiredBoilersPermit ElectricResistanceFurnaceDemo OilBoilersVentSTD PipingandHydronicSystem ElectricalLine120V | FuelLine OilFiredBoilersPermit ElectricResistanceUnitHeaterDemo OilBoilersVentSTD PipingandHydronicSystem ElectricalLine120V | FuelLine OilFiredBoilersPermit AirSourceHeatPumpDemo OilBoilersVentSTD PipingandHydronicSystem ElectricalLine120V | FuelLine OilFiredBoilersPermit MiniSplitHeatDemo OilBoilersVentSTD PipingandHydronicSystem ElectricalLine120V | FuelLine OilFiredBoilersPermit GroundSourceHeatDemo OilBoilersVentSTD PipingandHydronicSystem ElectricalLine120V | OilFiredBoilersPermit PipingandHydronicSystem PropaneFiredFurnaceDemo OilBoilersVentSTD DuctClosure FuelLine | WoodStoveDemo OilBoilersVentSTD OilFiredBoilersPermit FuelLine ElectricalLine120V PipingandHydronicSystem
|  | Electricity | Furnaces | GasFiredFurnaceDemo ElectricalLine240V ElectricResistanceFurnacesPermit | OilFiredFurnaceDemo ElectricResistanceFurnacesPermit ElectricalLine240V | GasFiredBoilerDemo ElectricalLine240V ElectricResistanceFurnacesPermit Ductwork | OilFiredBoilerDemo ElectricalLine240V ElectricResistanceFurnacesPermit Ductwork |  | ElectricResistanceUnitHeaterDemo ElectricalLine240V ElectricResistanceFurnacesPermit Ductwork | AirSourceHeatPumpDemo ElectricResistanceFurnacesPermit ElectricalLine240V | MiniSplitHeatDemo ElectricResistanceFurnacesPermit ElectricalLine240V Ductwork | GroundSourceHeatDemo ElectricResistanceFurnacesPermit ElectricalLine240V | PropaneFiredFurnaceDemo ElectricResistanceFurnacesPermit ElectricalLine240V | WoodStoveDemo ElectricResistanceFurnacesPermit Ductwork
|  | Electricity | Unit Heaters | GasFiredFurnaceDemo ElectricalLine240V DuctClosure ElectricResistanceUnitHeatersPermit | OilFiredFurnaceDemo ElectricalLine240V DuctClosure ElectricResistanceUnitHeatersPermit | GasFiredBoilerDemo ElectricalLine240V ElectricResistanceUnitHeatersPermit | ElectricalLine240V OilFiredBoilerDemo ElectricResistanceUnitHeatersPermit | ElectricResistanceFurnaceDemo ElectricalLine240V DuctClosure ElectricResistanceUnitHeatersPermit |  | AirSourceHeatPumpDemo ElectricalLine240V ElectricResistanceUnitHeatersPermit DuctClosure | MiniSplitHeatDemo ElectricResistanceUnitHeatersPermit ElectricalLine240V | GroundSourceHeatDemo ElectricalLine240V ElectricResistanceUnitHeatersPermit DuctClosure | PropaneFiredFurnaceDemo ElectricalLine240V DuctClosure ElectricResistanceUnitHeatersPermit | WoodStoveDemo ElectricResistanceUnitHeatersPermit ElectricalLine240V
|  | Electricity | Air-Source Heat Pumps | GasFiredFurnaceDemo ElectricalLine240V Air-SourceHeatPumpsPermit | ElectricalLine240V OilFiredFurnaceDemo Air-SourceHeatPumpsPermit | GasFiredBoilerDemo ElectricalLine240V Air-SourceHeatPumpsPermit Ductwork | ElectricalLine240V OilFiredBoilerDemo Air-SourceHeatPumpsPermit Ductwork | ElectricalLine240V ElectricResistanceFurnaceDemo Air-SourceHeatPumpsPermit | ElectricalLine240V ElectricResistanceUnitHeaterDemo Air-SourceHeatPumpsPermit Ductwork |  | MiniSplitHeatDemo Air-SourceHeatPumpsPermit Ductwork | GroundSourceHeatDemo Air-SourceHeatPumpsPermit | ElectricalLine240V PropaneFiredFurnaceDemo Air-SourceHeatPumpsPermit | WoodStoveDemo Air-SourceHeatPumpsPermit Ductwork
|  | Electricity | Mini-Split Heat Pump | GasFiredFurnaceDemo ElectricalLine240V ElectricalLine120V AirHandlerConnections Mini-SplitHeatPumpPermit DuctClosure | ElectricalLine240V ElectricalLine120V AirHandlerConnections OilFiredFurnaceDemo Mini-SplitHeatPumpPermit DuctClosure | GasFiredBoilerDemo ElectricalLine240V ElectricalLine120V AirHandlerConnections Mini-SplitHeatPumpPermit | ElectricalLine240V ElectricalLine120V AirHandlerConnections OilFiredBoilerDemo Mini-SplitHeatPumpPermit | ElectricalLine240V ElectricalLine120V AirHandlerConnections ElectricResistanceFurnaceDemo Mini-SplitHeatPumpPermit DuctClosure | ElectricalLine120V AirHandlerConnections ElectricResistanceUnitHeaterDemo Mini-SplitHeatPumpPermit DuctClosure ElectricalLine240V | AirSourceHeatPumpDemo Mini-SplitHeatPumpPermit DuctClosure AirHandlerConnections ElectricalLine120V |  | GroundSourceHeatDemo Mini-SplitHeatPumpPermit DuctClosure AirHandlerConnections ElectricalLine120V | ElectricalLine240V AirHandlerConnections PropaneFiredFurnaceDemo Mini-SplitHeatPumpPermit DuctClosure ElectricalLine120V | WoodStoveDemo Mini-SplitHeatPumpPermit AirHandlerConnections ElectricalLine120V ElectricalLine240V
|  | Electricity | Ground-Source Heat Pump | GasFiredFurnaceDemo ElectricalLine240V Ground-SourceHeatPumpPermit HorizontalLoopSystem | ElectricalLine240V OilFiredFurnaceDemo Ground-SourceHeatPumpPermit HorizontalLoopSystem Ductwork | ElectricalLine240V GasFiredBoilerDemo Ground-SourceHeatPumpPermit HorizontalLoopSystem | ElectricalLine240V OilFiredBoilerDemo Ground-SourceHeatPumpPermit HorizontalLoopSystem Ductwork | ElectricalLine240V ElectricResistanceFurnaceDemo Ground-SourceHeatPumpPermit HorizontalLoopSystem | ElectricalLine240V ElectricResistanceUnitHeaterDemo Ground-SourceHeatPumpPermit Ductwork HorizontalLoopSystem ElectricalLine120V | AirSourceHeatPumpDemo Ground-SourceHeatPumpPermit HorizontalLoopSystem | MiniSplitHeatDemo Ground-SourceHeatPumpPermit Ductwork HorizontalLoopSystem |  | ElectricalLine240V PropaneFiredFurnaceDemo Ground-SourceHeatPumpPermit HorizontalLoopSystem Ductwork | WoodStoveDemo Ground-SourceHeatPumpPermit ElectricalLine120V HorizontalLoopSystem
|  | Propane | Furnace | FuelLine PropaneFiredFurnacePermit GasFiredFurnaceDemo PropaneVentSTD | FuelLine PropaneFiredFurnacePermit OilFiredFurnaceDemo PropaneVentSTD | Ductwork PropaneFiredFurnacePermit GasFiredBoilerDemo FuelLine PropaneVentSTD | Ductwork PropaneFiredFurnacePermit OilFiredBoilerDemo PropaneVentSTD FuelLine | FuelLine PropaneFiredFurnacePermit ElectricResistanceFurnaceDemo PropaneVentSTD ElectricalLine120V | FuelLine PropaneFiredFurnacePermit ElectricResistanceUnitHeaterDemo PropaneVentSTD ElectricalLine120V Ductwork | FuelLine PropaneFiredFurnacePermit AirSourceHeatPumpDemo PropaneVentSTD ElectricalLine120V | FuelLine Ductwork PropaneFiredFurnacePermit MiniSplitHeatDemo PropaneVentSTD ElectricalLine120V | FuelLine PropaneFiredFurnacePermit GroundSourceHeatDemo PropaneVentSTD ElectricalLine120V |  | WoodStoveDemo PropaneVentSTD PropaneFiredFurnacePermit FuelLine Ductwork ElectricalLine120V
|  | Wood | Stove | GasFiredFurnaceDemo WoodStoveVenting WoodStovePermit | OilFiredFurnaceDemo WoodStoveVenting WoodStovePermit | GasFiredBoilerDemo WoodStoveVenting WoodStovePermit | OilFiredBoilerDemo WoodStoveVenting WoodStovePermit | ElectricResistanceFurnaceDemo WoodStoveVenting WoodStovePermit | ElectricResistanceUnitHeaterDemo WoodStoveVenting WoodStovePermit | AirSourceHeatPumpDemo WoodStoveVenting WoodStovePermit | MiniSplitHeatDemo WoodStoveVenting WoodStovePermit | GroundSourceHeatDemo WoodStoveVenting WoodStovePermit | PropaneFiredFurnaceDemo WoodStoveVenting WoodStovePermit
Go to tab

## 13 Space Heating Costs
Space Heating Detailed Costs |  |  | This tab contains the residential heating switching costs for the components for each census division. | [5 empty] | Back to Table of Contents
Details of space heating switching material and labor costs by census division, inclusive of markups and taxes, in 2022 $, are calculated in this table.
Aggregated Component Costs by Census Division
| 2022 $ | Subsystem Installation Costs | [8 empty] | Demolition Costs | [10 empty] | Permit Costs | [10 empty] | Venting (Average) | [5 empty] | Venting (To High-Efficiency) |  |  |  |  | Venting (To Standard-Efficiency)
|  | Ductwork | ElectricalLine240V | ElectricalLine120V | FuelLine | GasLine | DuctClosure | PipingandHydronicSystem | AirHandlerConnections | HorizontalLoopSystem | GasFiredFurnaceDemo | OilFiredFurnaceDemo | GasFiredBoilerDemo | OilFiredBoilerDemo | ElectricResistanceFurnaceDemo | ElectricResistanceUnitHeaterDemo | AirSourceHeatPumpDemo | MiniSplitHeatDemo | GroundSourceHeatDemo | PropaneFiredFurnaceDemo | WoodStoveDemo | GasFiredFurnacesPermit | OilFiredFurnacesPermit | GasFiredBoilersPermit | OilFiredBoilersPermit | ElectricResistanceFurnacesPermit | ElectricResistanceUnitHeatersPermit | Air-SourceHeatPumpsPermit | Mini-SplitHeatPumpPermit | Ground-SourceHeatPumpPermit | PropaneFiredFurnacePermit | WoodStovePermit | NaturalGasFurnaceVenting | NaturalGasBoilerVenting | PropaneVenting | OilBoilersVenting | WoodStoveVenting | OilFurnacesVenting | NaturalGasFurnaceVentPVC | OilFurnacesVentPVC | NaturalGasBoilersVentPVC | PropaneVentPVC | OilBoilersVentPVC | NaturalGasFurnaceVentSTD | OilFurnacesVentSTD | NaturalGasBoilersVentSTD | OilBoilersVentSTD | PropaneVentSTD
| Labor (hours) | 20 | 11.8971 | 10.8971 | 4 | * | 13.8 | * | 15.3308 | 205.3424 | * | * | * | * | * | * | * | * | * | * | * | * | * | * | * | * | * | * | * | * | * | * | * | * | * | * | 11.7274 | * | * | * | * | * | * | * | * | * | * | *
| Materials | 1725 | 125.4 | 62.4 | 550 | * | 201.5 | * | 307.5 | 3123.218 | * | * | * | * | * | * | * | * | * | * | * | * | * | * | * | * | * | * | * | * | * | * | * | * | * | * | 1900 | * | * | * | * | * | * | * | * | * | * | *
| New England | 3505.4259 | 856.6576 | 709.9052 | 1028.7309 | 627.5709 | 1009.9269 | 7308.9165 | 1241.1426 | 16897.716 | 406.9702 | 1911.2387 | 399.3633 | 1911.2387 | 228.2076 | 171.1557 | 855.7785 | 1236.5999 | 855.7785 | 1511.8754 | 3423.114 | 950 | 1075 | 175 | 350 | 875 | 350 | 175 | 325 | 375 | 125 | 150 | 1721.5829 | 1747.9369 | 1721.5829 | 1974.3055 | 3425.7039 | 1089.4149 | 2226.862 | 2226.862 | 2226.862 | 2226.862 | 2226.862 | 730.2211 | 730.2211 | 730.2211 | 730.2211 | 730.2211
| Middle Atlantic | 3443.4917 | 907.16 | 756.5755 | 1038.5275 | 598.7192 | 974.974 | 6640.1268 | 1201.6541 | 16376.6378 | 388.2603 | 1823.372 | 381.0031 | 1823.372 | 217.7161 | 163.287 | 816.4352 | 1179.7489 | 816.4352 | 1442.3689 | 3265.7409 | 950 | 1075 | 175 | 350 | 875 | 350 | 175 | 325 | 375 | 125 | 150 | 1613.42 | 1684.4698 | 1613.42 | 1905.6288 | 3452.1636 | 1056.141 | 2141.4362 | 2141.4362 | 2141.4362 | 2141.4362 | 2141.4362 | 713.4162 | 713.4162 | 713.4162 | 713.4162 | 713.4162
| East North Central | 3435.9557 | 843.3503 | 696.858 | 1030.0582 | 562.6276 | 945.813 | 5302.5473 | 1171.2854 | 15945.7535 | 364.8555 | 1713.4569 | 358.0358 | 1713.4569 | 204.5919 | 153.4439 | 767.2195 | 895.7288 | 767.2195 | 1355.4211 | 3068.8781 | 950 | 1075 | 175 | 350 | 875 | 350 | 175 | 325 | 375 | 125 | 150 | 1464.3213 | 1629.3106 | 1464.3213 | 0 | 3434.2997 | 0 | 2063.9561 | 2063.9561 | 2063.9561 | 2063.9561 | 2063.9561 | 705.6889 | 705.6889 | 705.6889 | 705.6889 | 705.6889
| West North Central | 3468.8459 | 820.6836 | 675.673 | 1019.7733 | 563.4585 | 960.5241 | 6640.1268 | 1188.3037 | 16165.6608 | 365.3943 | 1715.9872 | 358.5645 | 1715.9872 | 204.894 | 153.6705 | 768.3525 | 897.0515 | 768.3525 | 1357.4227 | 3073.4099 | 950 | 1075 | 175 | 350 | 875 | 350 | 175 | 325 | 375 | 125 | 150 | 1534.0051 | 1655.6813 | 1534.0051 | 0 | 3406.467 | 0 | 2098.9503 | 2098.9503 | 2098.9503 | 2098.9503 | 2098.9503 | 713.7347 | 713.7347 | 713.7347 | 713.7347 | 713.7347
| South Atlantic | 3295.4471 | 697.2459 | 563.352 | 958.6718 | 504.6679 | 854.8515 | 4633.7575 | 1069.7269 | 14591.4992 | 327.2695 | 1536.9432 | 321.1523 | 1536.9432 | 183.5156 | 137.6367 | 688.1835 | 994.4252 | 688.1835 | 1215.7909 | 2752.7341 | 950 | 1075 | 175 | 350 | 875 | 350 | 175 | 325 | 375 | 125 | 150 | 1048.3943 | 1369.2022 | 1048.3943 | 0 | 3223.2637 | 0 | 1838.7353 | 1838.7353 | 1838.7353 | 1838.7353 | 1838.7353 | 664.9027 | 664.9027 | 664.9027 | 664.9027 | 664.9027
| East South Central | 3290.6925 | 704.4397 | 568.8855 | 975.0204 | 467.4455 | 831.6738 | 4633.7575 | 1045.6613 | 14249.1316 | 303.1313 | 1423.584 | 297.4653 | 1423.584 | 169.9802 | 127.4851 | 637.4257 | 685.2326 | 637.4257 | 1126.1187 | 2549.7027 | 950 | 1075 | 175 | 350 | 875 | 350 | 175 | 325 | 375 | 125 | 150 | 994.1909 | 1329.7621 | 994.1909 | 0 | 3276.9805 | 0 | 1776.9788 | 1776.9788 | 1776.9788 | 1776.9788 | 1776.9788 | 658.937 | 658.937 | 658.937 | 658.937 | 658.937
| West South Central | 3402.9019 | 715.2122 | 577.5548 | 995.4807 | 496.6366 | 886.5237 | 4633.7575 | 1108.5056 | 15068.1449 | 322.0613 | 1512.4841 | 316.0415 | 1512.4841 | 180.5951 | 135.4463 | 677.2317 | 728.0241 | 677.2317 | 1196.4426 | 2708.9267 | 950 | 1075 | 175 | 350 | 875 | 350 | 175 | 325 | 375 | 125 | 150 | 963.7827 | 1420.3322 | 963.7827 | 0 | 3343.5308 | 0 | 1908.9206 | 1908.9206 | 1908.9206 | 1908.9206 | 1908.9206 | 687.4497 | 687.4497 | 687.4497 | 687.4497 | 687.4497
| Mountain | 3385.2258 | 748.1539 | 609.1569 | 993.5902 | 525.9024 | 901.2647 | 5971.337 | 1122.6029 | 15284.0857 | 341.0397 | 1601.6119 | 334.6652 | 1601.6119 | 191.2372 | 143.4279 | 717.1396 | 770.9251 | 717.1396 | 1266.9467 | 2868.5586 | 950 | 1075 | 175 | 350 | 875 | 350 | 175 | 325 | 375 | 125 | 150 | 1235.834 | 1547.0084 | 1235.834 | 0 | 3330.1559 | 0 | 1951.1101 | 1951.1101 | 1951.1101 | 1951.1101 | 1951.1101 | 688.2924 | 688.2924 | 688.2924 | 688.2924 | 688.2924
| Pacific | 3589.2866 | 951.7203 | 794.8776 | 1043.419 | 646.5026 | 1028.2114 | 5971.337 | 1264.8038 | 17174.7883 | 419.2472 | 1968.8944 | 411.4108 | 1968.8944 | 235.0919 | 176.3189 | 881.5945 | 947.7141 | 881.5945 | 1557.4836 | 3526.378 | 950 | 1075 | 175 | 350 | 875 | 350 | 175 | 325 | 375 | 125 | 150 | 1239.7838 | 1778.5622 | 1239.7838 | 0 | 3480.2752 | 0 | 2264.3093 | 2264.3093 | 2264.3093 | 2264.3093 | 2264.3093 | 746.3497 | 746.3497 | 746.3497 | 746.3497 | 746.3497
| National Average | 3414.8125 | 802.6101 | 659.2537 | 1007.5195 | 550 | 925.7869 | 5971.337 | 1149.4978 | 15648.4535 | 356.6667 | 1675 | 350 | 1675 | 200 | 150 | 750 | 924.9042 | 750 | 1325 | 3000 | 950 | 1075 | 175 | 350 | 875 | 350 | 175 | 325 | 375 | 125 | 150 | 1289.7477 | 1539.6339 | 1289.7477 | 1939.9671 | 3369.8005 | 1072.7779 | 2012.9937 | 2012.9937 | 2012.9937 | 2012.9937 | 2012.9937 | 698.1054 | 698.1054 | 698.1054 | 698.1054 | 698.1054
Subsystem Installation Cost Formulas
| This formula is applied when labor and material costs can be found or derived: |  |  |  | [(Labor Hours x LaborCategoryWage) x (1 + Labor Sales Tax + Benefit Percentage) x (1 + Labor Markup Percent)] + [Material Cost x (1 + Material Sales Tax) x (1 + Material Markup Percent)]
| This formula is applied when labor and material costs are bundled and cannot be disaggregated: |  |  |  | National Average x Census Division Labor Index
| * | All applicable labor and material costs are included and accounted for elsewhere in this workbook.
Flat fees, such as permits, do not include labor or material costs and are accounted for separately.
Go to tab

## 14 Space Heating Detailed Costs
Space Heating Detailed Costs |  | This tab contains tables for Space Heating Installation Components Costs, by technology. | [8 empty] | Back to Table of Contents
| Space Heating Components |  |  |  |  | Markup % |  |  | Assume: No Taxes on Markup
| Subsystem Installations | Demo | Permit | Venting |  | Labor |  | 25%
| Ductwork | Gas-Fired Furnaces - Demo | Gas-Fired Furnaces - Permit | Natural Gas Furnace Venting |  | Materials |  | 35%
| Electrical Line 240V | Oil-Fired Furnaces - Demo | Oil-Fired Furnaces - Permit | Natural Gas Boilers Venting
| Electrical Line 120V | Gas-Fired Boilers - Demo | Gas-Fired Boilers - Permit | Oil Furnaces Venting |  | Permits -Flat Fee |  |  |  | Sources: See "Space Heating Demo and Permit" worksheet
| Fuel Line | Oil-Fired Boilers - Demo | Oil-Fired Boilers - Permit | Oil Boilers Venting |  | Technology | Fuel | Permit Cost Range | Average
| Gas Line | Electric Resistance Furnaces - Demo | Electric Resistance Furnaces - Permit | Propane Furnace Venting |  | Natural Gas | Furnaces | $400 to $1,500 | 950 | https://www.angi.com/articles/common-gas-furnace-prices.htm
| Duct Closure | Electric Resistance Unit Heaters - Demo | Electric Resistance Unit Heaters - Permit | Wood Stove Venting |  | Distillate Fuel Oil/Kerosene | Furnaces | $250 to $1,500 | 1075 | https://homeguide.com/costs/mobile-home-furnace-replacement-cost
| Piping and Hydronic System | Air-Source Heat Pumps - Demo | Air-Source Heat Pumps - Permit |  |  | Natural Gas | Boilers | $50 to $300 | 175 | https://www.angi.com/articles/how-much-does-boiler-installation-cost.htm
| Air Handler Connections | Mini-Split Heat Pump - Demo | Mini-Split Heat Pump - Permit |  |  | Distillate Fuel Oil/Kerosene | Boilers | $200 to $500 | 350 | https://www.angi.com/articles/how-much-does-boiler-installation-cost.htm
| Horizontal Loop System | Ground-Source Heat Pump - Demo | Ground-Source Heat Pump - Permit |  |  | Electricity | Furnaces | $250 to $1,500 | 875 | https://homeguide.com/costs/electric-furnace-cost
| Ventilation Modifications (Optional) | Propane Fired Furnace - Demo | Propane Fired Furnace - Permit |  |  | Electricity | Unit Heaters | $200 to $500 | 350 | https://www.angi.com/articles/how-much-does-it-cost-install-electric-furnace.htm
| Duct Removal (Optional) | Wood Stove - Demo | Wood Stove - Permit |  |  | Electricity | Air-Source Heat Pumps | $50 to $300 | 175 | https://www.angi.com/articles/how-much-does-heat-pump-cost.htm
| Upgrade Electric Panel 200V Cost (Optional) |  |  |  |  | Electricity | Mini-Split Heat Pump | $250 to $400 | 325 | https://www.angi.com/articles/how-much-does-it-cost-install-ductless-mini-split-ac.htm
| Oil Tank Cost Standard Installation (Optional) |  |  |  |  | Electricity | Ground-Source Heat Pump | $100 to $650 | 375 | https://homeguide.com/costs/geothermal-heat-pump-cost
[6 empty] | Propane | Furnaces | $50 to $200 | 125 | https://homeguide.com/costs/propane-furnace-cost
[6 empty] | Wood | Stove | $50 to $250 | 150 | https://www.angi.com/articles/wood-burning-stove-installation-cost.htm
| Switching to Heat Pumps |  |  | Propane Tank Installation | https://combinedenergyservices.com/home-owned-vs-supplier-loaned-propane-tank-which-is-better/
| If there is central AC, then a new 240V circuit to the outdoor unit is not required unless amperage needs to be increased. |  |  | Most companies will provide, install and maintain a supplier loaned propane tank. Most of the time the gas company will install the tank at no cost or a minimal cost.
If there is electric resistance supplemental heat installed in the air handler then a new 240V circuit would be needed.
Note: Labor hours may be used as a cost multiplier rather than a reflection of actual installation time, in order to better approximate total labor costs.
Subsystem Installation Costs
| Electrical Line 120V Costs | [10 empty] | Note 1
| Item | Cost Range | Average | Total Material | Total Labor Hours |  | Source |  |  |  |  | New 120V Electric Circuit Installation Labor Hour Calculation 2022 $ |  |  |  | Sources:
| Conduit | $0.59 per foot | 0.59 | 62.4 | 10.8971 |  | https://www.homedepot.com/p/Everbilt-3-4-in-x-10-ft-Electric-Metallic-Tube-EMT-Conduit/100400405 |  |  |  |  | Cost of Labor 2024 | Cost of Labor 2022 | Total Labor Hours Cost per Hour | Labor Hours | https://www.angi.com/articles/cost-to-install-dedicated-circuit.htm#dedicated-circuit-installation-cost-breakdown
| 20 Amp circuit breaker | $6 to $18 each | 12 |  |  |  | https://www.homedepot.com/s/20%20amp%20single%20pole%20breaker?NCNI-5 |  |  |  |  | 612 | 568.9791 | 52.2137 | 10.8971 | https://plelectrical.ca/how-long-does-it-take-to-install-an-electrical-outlet/#:~:text=On%20the%20other%20hand%2C%20if,speak%20with%20an%20experienced%20electrician
| Romex cable (12/2) | $0.50 to $1.00 per foot | 0.75 |  |  |  | https://www.lowes.com/search?searchTerm=romex+cable+12%2F2 |  |  |  |  | Note: Labor hours do not always reflect actual installation time and may sometimes be used as a cost multiplier. To account for labor costs, labor hours were calculated by subtracting material costs from the total average cost. This approach ensures census division labor cost differences are captured and maintains consistency with other cost assumptions and formulas used throughout the analysis.
| Outlet box | $2 to $5 each | 3.5 |  |  |  | https://www.homedepot.com/s/outlet%20box?NCNI-5
| Length | 30 to 40 foot | 35 |  |  |  | https://homeguide.com/costs/cost-to-install-a-220v-or-240v-outlet
| Labor hours | 10.8971 |  |  |  |  | https://www.homewyse.com/services/cost_to_install_appliance_circuit.html
[7 empty] | Click Here for New Electric Circuit Installation Note 1 |  |  |  |  | Space Heating Venting Costs Per Census Division 2022 $
| Electrical Line 240V Costs | [10 empty] | Census Division | B-Venting | Direct Venting
| Item | Cost Range | Average | Total Material | Total Labor Hours |  | Source |  |  |  |  | New England | 730.2211 | 2226.862
| Romex cable (10/2) | $1.00 to $3.50 per foot | 2.25 | 125.4 | 11.8971 |  | https://www.lowes.com/search?searchTerm=romex+cable+10%2F2 |  |  |  |  | Middle Atlantic | 713.4162 | 2141.4362
| Conduit | $0.59 per foot | 0.59 |  |  |  | https://www.homedepot.com/p/Everbilt-3-4-in-x-10-ft-Electric-Metallic-Tube-EMT-Conduit/100400405 |  |  |  |  | East North Central | 705.6889 | 2063.9561
| Outlet box | $2 to $5 each | 3.5 |  |  |  | https://www.homedepot.com/s/Steel-City-4-in-Round-Box-1-2-in-Knockouts-Raised-Ground?NCNI-5 |  |  |  |  | West North Central | 713.7347 | 2098.9503
| 30 Amp circuit breaker | $5 to $40 each | 22.5 |  |  |  | https://homeguide.com/costs/cost-to-install-a-220v-or-240v-outlet |  |  |  |  | South Atlantic | 664.9027 | 1838.7353
| Length | 30 to 40 foot | 35 |  |  |  | https://homeguide.com/costs/cost-to-install-a-220v-or-240v-outlet |  |  |  |  | East South Central | 658.937 | 1776.9788
| Labor hours | 11.8971 | 11.8971 |  |  |  | Click Here for New Electric Circuit Installation Note 1 |  |  |  |  | West South Central | 687.4497 | 1908.9206
[12 empty] | Mountain | 688.2924 | 1951.1101
| Ductwork Costs | [10 empty] | Pacific | 746.3497 | 2264.3093
| Item | Cost Range | Average | Total Material | Total Labor Hours |  | Source |  |  |  |  | National Average | 698.1054 | 2012.9937
| Installation in an existing structure for a new or replacement HVAC system. |  |  | 1725 | 20 |  | https://www.fixr.com/costs/ductwork
https://www.blackhillsinc.com/blog/how-much-should-hvac-ductwork-installation-cost/
| 1,500 square foot home, 120 to 225 feet of ductwork. | 120 to 225 | 172.5 |  |  |  | https://hvacgnome.com/blog/cost/ductwork-installation-price
| Labor hours: 20 | 20 | 20 |  |  |  | https://www.handoff.ai/construction-costs/install-ductwork
| Sheet metal ducts | $7 to $13 per foot | 1725 |  |  |  | https://www.angi.com/articles/air-duct-replacement-cost.htm
Click Here for Venting Cost Notes
| B-Venting Venting Costs (Non-Condensing) | [12 empty] | Vent Switching Costs by Probability of Switching to Direct or B-Vent 2022 $
| Item | Cost Range | Average | Total Material | Total Labor Hours | [8 empty] | Census Division | Natural Gas Furnaces Venting |  | Oil Furnaces Venting | Natural Gas Boilers Venting | Oil Boilers Venting
| Materials Total | 314 | 291.9272 | 291.9272 | 6 |  | https://indoortemp.com/resources/how-long-does-a-furnace-install-take | [6 empty] | New England | 1721.5829 |  | 1089.4149 | 1747.9369 | 1974.3055
| Type B gas vent pipe | 30 |  |  |  |  | https://www.homedepot.com/p/American-Metal-Products-4-in-x-3-ft-B-Vent-Pipe-4E3HD/309122648 | [6 empty] | Middle Atlantic | 1613.42 |  | 1056.141 | 1684.4698 | 1905.6288
| Elbows (e.g., 90-degree, 45-degree) | 51 |  |  |  |  | https://www.supplyhouse.com/B-Vent-Fittings-14710000 | [6 empty] | East North Central | 1464.3213 |  | 0 | 1629.3106 | 0
| Tees | 7 |  |  |  |  | https://www.supplyhouse.com/B-Vent-Fittings-14710000 | [6 empty] | West North Central | 1534.0051 |  | 0 | 1655.6813 | 0
| Firestop spacers | 19 | [11 empty] | South Atlantic | 1048.3943 |  | 0 | 1369.2022 | 0
| Storm collars | 7 | [11 empty] | East South Central | 994.1909 |  | 0 | 1329.7621 | 0
| Roof flashing | 54 | [11 empty] | West South Central | 963.7827 |  | 0 | 1420.3322 | 0
| Vent caps | 29 | [11 empty] | Mountain | 1235.834 |  | 0 | 1547.0084 | 0
| Wall brackets | 17 | [11 empty] | Pacific | 1239.7838 |  | 0 | 1778.5622 | 0
| Caulk and miscellaneous estimate | 100 | [11 empty] | National Average | 1289.7477 |  | 1072.7779 | 1539.6339 | 1939.9671
* A $0 value implies these census divisions have negligible usage of Distillate Fuel Oil/Kerosene
| Gas Furnace hours | 10.8 hours | 5.2
| Labor hours | 4 to 8 hours | 6 |  |  |  | https://www.homewyse.com/services/cost_to_install_gas_furnace.html
Direct Venting (Condensing) Costs
| Item | Cost Range | Average | Total Material | Total Labor Hours
| Materials |  |  | 300 | 34.3541 |  | https://duravent.com/product/directvent-pro
| PVC vent pipes | [5 empty] | https://duravent.com/literature/L629_W.pdf
PVC elbow fittings (90-degree and 45-degree)
Vent termination cap
Pipe hangers and supports
PVC primer and cement
Wall thimble
Condensate drain kit
| Total materials range: $100 to $500 | 300
https://homeguide.com/costs/gas-furnace-prices
| Converting labor cost to hours | $900 to $2,200 |  |  |  |  | https://www.fixr.com/costs/natural-gas-furnace
| $1200 - $3000 | 2024 $ | 2022 $ | Cost of labor per hour | [8 empty] | Estimates between 8 and 12 radiators per typical house with more for colder census divisions and less for warmer ones. With ranges from 5 to 15. 10 was used as the average and scaled based on climate
| $1500 to $2000 | 1925 | 1793.7533 | 52.2137 | [8 empty] | https://homeguide.com/costs/radiator-replacement-cost
| Labor hours | 4 to10 hours | 6 | [8 empty] | Piping and Hydronic System Costs by Census Division $2022
[12 empty] | Census Division | Number of Radiators | Material | Labor Cost | Total Cost $2024 | Total Cost $2022
| Piping and Hydronic System Costs | [10 empty] | East North Central | 9 | 3050 | 2500 | 5550 | 5302.5473
| Item | Cost Range | Average | Total Material | Total Labor Hours | General Piping Labor Cost | [5 empty] | East South Central | 8 | 2850 | 2000 | 4850 | 4633.7575
| Piping, valves, fittings | $500 to $2,000 | 1250 | 1250 | 56.6493 | 3000 | https://www.costowl.com/home-improvement/hvac/hvac-radiator-heating-system-cost/#radiator-heating-system-cost |  |  |  |  | Middle Atlantic | 11 | 3450 | 3500 | 6950 | 6640.1268
| Radiator | $100 to $300 | 200 |  |  |  | https://www.costowl.com/home-improvement/hvac/hvac-radiator-heating-system-cost/#radiator-heating-system-cost |  |  |  |  | Mountain | 10 | 3250 | 3000 | 6250 | 5971.337
| System design and layout labor | $500 to $1,500 | 1000 | Labor Cost Per Hour |  |  | https://homeguide.com/costs/radiator-replacement-cost |  |  |  |  | New England | 12 | 3650 | 4000 | 7650 | 7308.9165
| Installation and testing labor | $1,000 to $3,000 | 2000 | 52.9574 | Labor Hours Per Radiator | [6 empty] | Pacific | 10 | 3250 | 3000 | 6250 | 5971.337
| Labor per radiator | $200 to $800 | 500 |  | 9.4416 | [6 empty] | South Atlantic | 8 | 2850 | 2000 | 4850 | 4633.7575
| Fuel Line Costs | [10 empty] | West North Central | 11 | 3450 | 3500 | 6950 | 6640.1268
| Item | Cost Range | Average | Total Material | Total Labor Hours |  |  |  |  | Gas Meter Usually Provided By Service Company |  | West South Central | 8 | 2850 | 2000 | 4850 | 4633.7575
|  |  |  | 550 | 4 |  | https://www.angi.com/articles/how-much-does-boiler-installation-cost.htm |  |  |  |  | National Average | 10 | 3250 | 3000 | 6250 | 5971.337
| Labor | 3 to 5 hours | 4 |  |  |  | https://homeguide.com/costs/oil-furnace-cost
550
Ventilation Modifications Costs (Optional)
| Transition | Item | Detail/Cost Range | Total Material | Total Labor Hours
| Gas to Oil | Materials | Stainless steel chimney liner, flue pipe, insulation | 900 | 7 |  | https://chimneylinerdepot.com/shop/
|  | Chimney liner (per foot) | $20 to $50 per foot
|  | Total material costs | $300 to $1,500
|  | Labor hours | 6 to 12 hours |  |  |  | https://hvacdirect.com
| Oil to Gas | Materials | Type B vent pipe, vent cap, draft hood |  |  |  | https://www.energy.gov/energysaver/home-heating-systems
|  | Type B vent pipe (per foot) | $12 to $20 per foot |  |  |  | https://www.supplyhouse.com/B-Vent-Fittings-14710000
|  | Vent cap | $50 to $200
|  | Total material costs | $100 to $500 | 300
|  | Labor hours | 4 to 8 hours |  | 6
Air Handler Connections - Refrigerant Distribution & Drain Line Costs
| Item |  | Cost Average 2022 $ | Average | Total Material |  | Total Labor Hours |  |  |  | Mini-Split Breakout Labor and Cost per Census Division
| Labor refrigerant and drain line |  |  | 16.0617 | 307.5 |  | 15.3308 | https://www.angi.com/articles/how-much-does-it-cost-install-ductless-mini-split-ac.htm |  |  | Total Labor Hours Cost
| Single-zone labor | $300 to $1,500 |  | 14.6 | [6 empty] | 2024 $ | 2022 $ | Labor Cost Per Hour
[11 empty] | 900 | 838.6379 | 52.2137 |  |  | These are not typical air handlers and only for a Mini-Split system.
[8 empty] | https://www.homewyse.com/services/cost_to_install_split_system_air_conditioner.html | [7 empty] | Mini-Split appliance systems are usually bought in a package and considered a part of the appliance and will not be included in the total switching cost unless manually put in. Include these costs if you want them.
| Labor hours: 8 to 16 hours | 12 | [10 empty] | # mini split air handlers per household by census division | Cost Per Unit | Cost Per Region | Air Handler Units Cost | Total With Air Handler
| Material Costs: | [10 empty] | East North Central | 2.5 | 1171.2854 | 2928.2136 | 1848.7259 | 4776.9395
| Copper refrigerant lines, insulation, and fittings | [10 empty] | East South Central | 3 | 1045.6613 | 3136.984 | 2218.4711 | 5355.4552
| Estimated cost: $800 to $1,000 | 900 | [5 empty] | https://www.angi.com/articles/how-much-does-it-cost-install-ductless-mini-split-ac.htm |  |  |  | Middle Atlantic | 3.5 | 1201.6541 | 4205.7893 | 2588.2163 | 6794.0057
| Sources: HVAC installation standards (HVAC Direct) | [10 empty] | Mountain | 2.5 | 1122.6029 | 2806.5072 | 1848.7259 | 4655.2331
| Material total (no air handler) | $288 to $327 | 307.5 | Air Handler Cost in 2022 $ |  |  |  | https://www.homewyse.com/services/cost_to_install_split_system_air_conditioner.html |  |  |  | New England | 3.5 | 1241.1426 | 4343.9992 | 2588.2163 | 6932.2155
| 12,000 BTU high wall air handler costs 2024 $ | 774 | 739.4904 | 739.4904 | [7 empty] | Pacific | 2.5 | 1264.8038 | 3162.0096 | 1848.7259 | 5010.7355
| Horizontal Loop System (Geothermal) Costs | [10 empty] | South Atlantic | 3.5 | 1069.7269 | 3744.044 | 2588.2163 | 6332.2603
| Item | Cost Range | Average 2024 $ | Average 2022 $ | Labor Hours | Total Material | Total Labor Hours |  |  | Assume a 3 ton system |  | West North Central | 2.5 | 1188.3037 | 2970.7593 | 1848.7259 | 4819.4853
| Excavation | $1,550 to $6,300 | 3925 | 3657.3931 | 79.5744 | 3123.218 | 205.3424 | https://www.angi.com/articles/geothermal-heating-and-cooling-cost.htm |  |  |  | West South Central | 2.5 | 1108.5056 | 2771.264 | 1848.7259 | 4619.9899
| Regrading | $1,000 to $3,300 | 2150 | 2003.4128 | 43.5885 |  |  | https://www.angi.com/articles/how-much-does-testing-soil-cost.htm
| Soil testing | $672 to $2,155 | 1413.5 | 1317.1274 | 28.6569
| Trenching per 100 feet | ($400 to $1,200) × 3.3 | 2640 | 2460.0045 | 53.5226 |  |  | http://digtheheat.com/geothermal_heatpumps/loopconfigurations.html |  |  | 660 Feet @ 2 per trench = 330 feet
| Permits | $100 to $650 | 375 |  | Labor Cost per Hour |  |  | https://www.angi.com/articles/trenching-cost.htm
[5 empty] | 45.962 |  |  | https://www.energy.gov/energysaver/geothermal-heat-pumps
| 2.5 to 3 ton installation kit | 3351.74 | 3351.74 | 3123.218 |  |  |  | https://iwae.com/shop/2-5-to-3-ton-horizontal-ground-loop-geothermal-installation-kit-ha17408.html
Duct Closure Costs
| Item |  | Cost Range | Average | Total Material |  | Total Labor Hours |  |  | Sealing off unused or modified ducts as part of a retrofit or system change.
| Duct Removal x 6 |  |  |  | 201.5 |  | 13.8 | https://www.homewyse.com/services/cost_to_remove_vent.html |  | Assume 6 ducts to remove and patch.
| Labor |  |  | 2.4
| Material |  | $65 to $74 | 69.5 | 69.5
| Drywall patch & paint | [6 empty] | https://www.homewyse.com/services/cost_to_repair_drywall.html
| Labor |  | 0.5 to 2.4 hours per duct | 1.9
| Material |  | $120 to $ 144 | 132 | 132
| Duct repairs |  |  | 6
Duct Removal Costs (Optional)
| Item | Cost Range | Average | Total Material | Total Cost
| $25 to $55 per foot to remove and replace | $2,500 to $5,500 | 4000 | 0 | 4000
Assume average is 100 feet
Gas Line Costs
| Item | Cost Range | Total Cost
| New natural gas line to meter | $360 to $740 | 550 |  |  |  |  | https://homeguide.com/costs/gas-line-installation-cost
| New line to street | 2000
Stainless Steel Chimney Liner (Optional)
| Item | Cost Range | Average
| Stainless steel chimney liner costs | $900 to $3,800 | 2350
Wood Stove Venting Costs
| Item | Cost Range | Cost Per Hour | Average | Total Material | Total Labor Hours
| Material | $300 to $3,500 |  | 1900 | 1900 | 11.7274 |  | https://homeguide.com/costs/wood-stove-installation-cost
| Labor | $250 to $800 | 44.7669 | 525
Upgrade Electric Panel 200V Costs (Optional)
|  | Cost Range | Average Total Installed Cost
|  | $800 to $2,000 | 1400
New Oil Tank Standard Installation Costs (Optional)
| Item | Cost Range | Average
| Labor and equipment cost | $600 to $1,200 | 1012.5 |  |  |  |  | https://homeguide.com/costs/oil-tank-replacement-cost
| Concrete pad | $50 to $175
Go to tab

## 15 Space Heating Demo & Permit
Space Heating Decommissioning |  |  |  | This tab describes details of heating technology removal and decommissioning costs, by technology. National averages are calculated as average of census division estimates. | [5 empty] | Back to Table of Contents
All Costs in 2022 $ |  |  |  |  | Decommissioning Costs for Various Space Heating Types, by Census Division
Because labor hours and other flat costs are difficult to consistently separate, a National Wage Index was created and used for estimation (click on link here). |  |  |  |  | Residential Estimates for Each Census Division
An assumption is that all outdoor storage tanks are above ground. | Low Range | High Range | Average Cost Per Component |  | Census Divisional Labor Cost | Total Decommissioning Cost | Census Division
Residential Natural Gas Furnaces |  |  |  |  | Gas-Fired Furnaces |  |  |  | Sources:
Cost Ranges: | 150 | 500 |  |  | 406.9702 |  | New England |  | https://www.commtank.com/ufaqs/how-much-does-furnace-removal-cost/
Complete demolition, removal, and decommissioning of unit | 60 | 330 |  |  | 388.2603 |  | Middle Atlantic |  | https://www.angi.com/articles/how-much-does-it-cost-install-new-furnace.htm
| 500 | 600 |  |  | 364.8555 |  | East North Central |  | https://www.moncriefair.com/blog/the-cost-of-replacing-your-furnace
|  |  | 356.6667 |  | 365.3943 |  | West North Central
Note: Ductwork closure costs captured in subcomponent installation cost, when applicable. |  |  |  |  | 327.2695 |  | South Atlantic
[5 empty] | 303.1313 |  | East South Central
[5 empty] | 322.0613 |  | West South Central
[5 empty] | 341.0397 |  | Mountain
[5 empty] | 419.2472 |  | Pacific
[5 empty] | 356.6667 | 356.6667 | National Average
Residential Distillate Fuel Oil/Kerosene Furnaces |  |  |  |  | Oil-Fired Furnaces |  |  |  | Sources:
Costs: |  |  |  |  | 1911.2387 |  | New England |  | https://www.angi.com/articles/how-much-does-oil-tank-removal-cost.htm
Old boiler removal: $200 to $500 | 200 | 500 | 350 |  | 1823.372 |  | Middle Atlantic |  | https://homeguide.com/costs/boiler-replacement-cost
Oil tank removal/emptying: $500 to $1,000 | 500 | 1000 |  |  | 1713.4569 |  | East North Central
Old tank removal: $400 to $3,400 | 400 | 3400 | 1325 |  | 1715.9872 |  | West North Central
[5 empty] | 1536.9432 |  | South Atlantic
The cost of leaving a fuel oil tank in place is roughly similar to the cost of removing it, on average. Cost depends mainly on its size. Soil contamination testing may be required. |  |  |  |  | 1423.584 |  | East South Central
Disconnect power, connections and fittings; disconnect mounting hardware and remove unit from premises; for units up to 200 pounds. |  |  |  |  | 1512.4841 |  | West South Central
[5 empty] | 1601.6119 |  | Mountain
[5 empty] | 1968.8944 |  | Pacific
[5 empty] | 1675 | 1675 | National Average
Residential Natural Gas Boilers |  |  |  |  | Gas-Fired Boilers |  |  |  | Sources:
Costs: |  |  |  |  | 399.3633 |  | New England |  | https://homeguide.com/costs/gas-boiler-prices#
Old boiler removal: $200 to $500 | 200 | 500 | 350 |  | 381.0031 |  | Middle Atlantic |  | https://todayshomeowner.com/hvac/cost/boiler-replacement-cost/
[5 empty] | 358.0358 |  | East North Central
[5 empty] | 358.5645 |  | West North Central
[5 empty] | 321.1523 |  | South Atlantic
[5 empty] | 297.4653 |  | East South Central
[5 empty] | 316.0415 |  | West South Central
[5 empty] | 334.6652 |  | Mountain
[5 empty] | 411.4108 |  | Pacific
[5 empty] | 350 | 350 | National Average
Residential Distillate Fuel Oil/Kerosene Boilers |  |  |  |  | Oil-Fired Boilers |  |  |  | Sources:
Costs: |  |  |  |  | 1911.2387 |  | New England |  | https://www.angi.com/articles/how-much-does-oil-tank-removal-cost.htm
Old boiler removal : $200 to $500 | 200 | 500 | 350 |  | 1823.372 |  | Middle Atlantic |  | https://homeguide.com/costs/boiler-replacement-cost
Oil tank removal/emptying: $500 to $1,000 | 500 | 1000 |  |  | 1713.4569 |  | East North Central
Old tank removal: $400 to $3,400 | 400 | 3400 | 1325 |  | 1715.9872 |  | West North Central
[5 empty] | 1536.9432 |  | South Atlantic
Note: Similar to gas boilers, but there are additional costs with oil tanks |  |  |  |  | 1423.584 |  | East South Central
[5 empty] | 1512.4841 |  | West South Central
[5 empty] | 1601.6119 |  | Mountain
[5 empty] | 1968.8944 |  | Pacific
[5 empty] | 1675 | 1675 | National Average
Residential Electric Resistance Furnaces |  |  |  |  | Electric Resistance Furnaces |  |  |  | Sources:
Costs: |  |  |  |  | 228.2076 |  | New England |  | https://www.angi.com/articles/how-much-does-it-cost-install-electric-furnace.htm
Disposal $100 to $300 | 100 | 300 | 200 |  | 217.7161 |  | Middle Atlantic
[5 empty] | 204.5919 |  | East North Central
[5 empty] | 204.894 |  | West North Central
[5 empty] | 183.5156 |  | South Atlantic
[5 empty] | 169.9802 |  | East South Central
[5 empty] | 180.5951 |  | West South Central
[5 empty] | 191.2372 |  | Mountain
[5 empty] | 235.0919 |  | Pacific
[5 empty] | 200 | 200 | National Average
Residential Electric Resistance Unit Heaters |  |  |  |  | Electric Resistance Unit Heaters |  |  |  | Sources:
Costs: |  |  |  |  | 171.1557 |  | New England |  | https://www.angi.com/articles/how-to-remove-baseboard-heater.htm
Baseboard Heater Removal $25 each (Assume 6 Units Total) | 150 | 150 | 150 |  | 163.287 |  | Middle Atlantic
[5 empty] | 153.4439 |  | East North Central
[5 empty] | 153.6705 |  | West North Central
[5 empty] | 137.6367 |  | South Atlantic
[5 empty] | 127.4851 |  | East South Central
[5 empty] | 135.4463 |  | West South Central
[5 empty] | 143.4279 |  | Mountain
[5 empty] | 176.3189 |  | Pacific
[5 empty] | 150 | 150 | National Average
Residential Air-Source Heat Pumps |  |  |  |  | Air-Source Heat Pumps |  |  |  | Sources:
Costs: |  |  |  |  | 855.7785 |  | New England |  | https://homeguide.com/costs/heat-pump-cost
Old Unit Removal $500 to $1,000 | 500 | 1000 | 750 |  | 816.4352 |  | Middle Atlantic
[5 empty] | 767.2195 |  | East North Central
[5 empty] | 768.3525 |  | West North Central
[5 empty] | 688.1835 |  | South Atlantic
[5 empty] | 637.4257 |  | East South Central
[5 empty] | 677.2317 |  | West South Central
[5 empty] | 717.1396 |  | Mountain
[5 empty] | 881.5945 |  | Pacific
[5 empty] | 750 | 750 | National Average
Residential Mini-Split Heat Pump |  |  |  |  | Mini-Split Heat Pump |  |  |  | Sources:
Costs: |  |  |  |  | 1236.5999 |  | New England | 316.638 | https://www.angi.com/articles/how-much-does-it-cost-install-ductless-mini-split-ac.htm
Mini-Split Air Handler (Head Unit) Unit Removal $80 to $150 | 80 | 150 | 115 |  | 1179.7489 |  | Middle Atlantic | 302.081 | https://thomasgalbraith.com/knowledge-center/ac-repair-costs/
Flush and Drain Lines $75 to $250 per line | 75 | 250 | 162.5 |  | 895.7288 |  | East North Central | 283.8712 | https://www.angi.com/articles/how-much-does-installing-new-ac-cost.htm
Old Condenser Unit Removal $500 to $1,000 | 25 | 200 | 112.5 |  | 897.0515 |  | West North Central | 284.2904 | Note: The costs in I92 through I101 reflect dismantling of a single Mini-Split Air-Handler head unit, including its unique system - specific components and refrigeration connections. The costs in F92 through F101 include the costs of the estimated head units per region and the main heat pump.
[5 empty] | 994.4252 |  | South Atlantic | 254.6279
[5 empty] | 685.2326 |  | East South Central | 235.8475
[5 empty] | 728.0241 |  | West South Central | 250.5757
[5 empty] | 770.9251 |  | Mountain | 265.3417
[5 empty] | 947.7141 |  | Pacific | 326.19
[5 empty] | 924.9042 | 277.5 | National Average | 277.5
[5 empty] | Per System | Per line |  | Per line
Residential Ground-Source Heat Pump |  |  |  |  | Ground-Source Heat Pump |  |  |  | Sources:
Costs: |  |  |  |  | 855.7785 |  | New England |  | https://homeguide.com/costs/heat-pump-cost
Assume that the ground loop will remain in place as it is very unlikely to remove to the cost of installation |  |  |  |  | 816.4352 |  | Middle Atlantic
Old Unit Removal $500 to $1,000 | 500 | 1000 | 750 |  | 767.2195 |  | East North Central
[5 empty] | 768.3525 |  | West North Central
[5 empty] | 688.1835 |  | South Atlantic
[5 empty] | 637.4257 |  | East South Central
[5 empty] | 677.2317 |  | West South Central
[5 empty] | 717.1396 |  | Mountain
[5 empty] | 881.5945 |  | Pacific
[5 empty] | 750 | 750 | National Average
Residential Propane Furnace |  |  |  |  | Propane Fired Furnace |  |  |  | Sources:
Costs: |  |  |  |  | 1511.8754 |  | New England |  | https://www.angi.com/articles/propane-tank-installation-cost.htm
Permit $25 to $75 | 25 | 75 | 50 |  | 1442.3689 |  | Middle Atlantic
Furnace Removals and Disposals $150 to $400 | 150 | 400 | 275 |  | 1355.4211 |  | East North Central
Tank Removal $100 to $1,500 | 100 | 1500 | 800 |  | 1357.4227 |  | West North Central
Concrete Pad Removal $200 | 200 | 200 | 200 |  | 1215.7909 |  | South Atlantic
[5 empty] | 1126.1187 |  | East South Central
[5 empty] | 1196.4426 |  | West South Central
[5 empty] | 1266.9467 |  | Mountain
[5 empty] | 1557.4836 |  | Pacific
[5 empty] | 1325 | 1325 | National Average
Residential Wood Stove |  |  |  |  | Wood Stove |  |  |  | Sources:
Costs: |  |  |  |  | 3423.114 |  | New England |  | https://homeguide.com/costs/chimney-fireplace-removal-cost
Full Demolition (estimated at $2,000 to $4,000) Includes: | 2000 | 4000 | 3000 |  | 3265.7409 |  | Middle Atlantic
Repair Walls, Floor, Roof, Siding |  |  |  |  | 3068.8781 |  | East North Central
Chimney Stack Removal (Above Roof Line) |  |  |  |  | 3073.4099 |  | West North Central
Chimney Breast Removal (Below Roof Line) |  |  |  |  | 2752.7341 |  | South Atlantic
Remove Wood-Burning Fireplace |  |  |  |  | 2549.7027 |  | East South Central
Remove Electric / Gas Fireplace Insert |  |  |  |  | 2708.9267 |  | West South Central
[5 empty] | 2868.5586 |  | Mountain
[5 empty] | 3526.378 |  | Pacific
[5 empty] | 3000 | 3000 | National Average
Go to tab

## 16 Water Heating Costs
Water Heater Switching Components and Costs |  |  | This tab includes matrices that describe the components needed for water heating switches with different venting efficiencies. It also contains a matrix with component costs, and supporting data tables for the switching cost calculations. | [11 empty] | Back to Table of Contents
Color Legend
The technology swap is the same or virtually non-existent
Notes and Assumptions | Assumes No Taxes on Markup - Click Here for Notes |  | Residential Water Heating Switching Components: Standard Fuels and Technologies Switching from Tank Systems to Instantaneous (Tankless) Water Heaters Including Average Venting | [7 empty] | Residential Water Heating Switching Components: Standard Fuels and Technologies Switching from Tank Systems to Instantaneous (Tankless) Water Heaters Including Switching From a Non-Existent or Standard-Efficiency B-Vent to a High-Efficiency Direct Vent | [7 empty] | Residential Water Heating Switching Components: Standard Fuels and Technologies Switching from Tank Systems to Instantaneous (Tankless) Water Heaters Including Switching From a Non-Existent or High-Efficiency Direct Vent to a Standard-Efficiency B-Vent
See "Markup Notes" tab for details on Markup % assumptions. | Markup % |  | FROM → TO ↓ |  | Switching From Fuel or Technology 2022 $ Storage Tanks | [5 empty] | FROM → TO ↓ |  | Switching From Fuel or Technology 2022 $ Storage Tanks | [5 empty] | FROM → TO ↓ |  | Switching From Fuel or Technology 2022 $ Storage Tanks
Decommissioning of Oil and Propane tanks covered in Heating Detailed Costs. Decommissioning costs here cover capping lines and disconnection. | Labor | 25% |  |  | Electricity | Distillate Fuel Oil/Kerosene | Propane | Natural Gas | Solar |  |  |  | Electricity | Distillate Fuel Oil/Kerosene | Propane | Natural Gas | Solar |  |  |  | Electricity | Distillate Fuel Oil/Kerosene | Propane | Natural Gas | Solar
Assumes Water Connection are nearly Like-in-Kind. | Materials | 35%
Assumes Storage Switching to Storage and Instantaneous to Instantaneous. |  |  | Switching To Fuel or Technology Instantaneous (Tankless) | Electricity |  | Permit - Electrical Electrical Line 240V Capping Oil | Permit - Electrical Electrical Line 240V Capping Propane | Permit - Electrical Electrical Line 240V Capping Gas Line | Permit - Electrical Electrical Line 240V |  | Switching To Fuel or Technology Instantaneous (Tankless) | Electricity |  | Permit - Electrical Electrical Line 240V Capping Oil | Permit - Electrical Electrical Line 240V Capping Propane | Permit - Electrical Electrical Line 240V Capping Gas Line | Permit - Electrical Electrical Line 240V |  | Switching To Fuel or Technology Instantaneous (Tankless) | Electricity |  | Permit - Electrical Electrical Line 240V Capping Oil | Permit - Electrical Electrical Line 240V Capping Propane | Permit - Electrical Electrical Line 240V Capping Gas Line | Permit - Electrical Electrical Line 240V
Power Requirements Note: Standard Power Needs: Most Propane water heaters with electrical components require a standard 120V outlet. The energy demand is minimal, typically under 1 amp. Backup for Off-Grid Locations: In remote or off-grid areas, some Propane water heaters come with battery-powered ignitions instead of needing a connection to the grid. |  |  |  | Distillate Fuel Oil/Kerosene | [7 empty] | Distillate Fuel Oil/Kerosene | [7 empty] | Distillate Fuel Oil/Kerosene
|  |  |  | Propane | Permit - Gas Permit - HVAC Gas Line Installation PropaneInstVentAVE Electrical Line 120V Permit - Electrical | Permit - Gas Permit - HVAC Capping Oil PropaneInstVentAVE Gas Line Installation | PropaneInstVentAVE Permit - HVAC Fuel Line Extension | Permit - Gas Permit - HVAC Gas Line Installation PropaneInstVentAVE Capping Gas Line | Permit - Gas Permit - HVAC Gas Line Installation PropaneInstVentAVE Electrical Line 120V Permit - Electrical |  |  | Propane | Permit - Gas Permit - HVAC Gas Line Installation PropaneInstVentPVC Electrical Line 120V Permit - Electrical | Permit - Gas Permit - HVAC Capping Oil PropaneInstVentPVC Gas Line Installation | PropaneInstVentPVC Permit - HVAC Fuel Line Extension | Permit - Gas Permit - HVAC Gas Line Installation PropaneInstVentPVC Capping Gas Line | Permit - Gas Permit - HVAC Gas Line Installation PropaneInstVentPVC Electrical Line 120V Permit - Electrical |  |  | Propane | Permit - Gas Permit - HVAC Gas Line Installation PropaneInstVentSTD Electrical Line 120V Permit - Electrical | Permit - Gas Permit - HVAC Capping Oil PropaneInstVentSTD Gas Line Installation | PropaneInstVentSTD Permit - HVAC Fuel Line Extension | Permit - Gas Permit - HVAC Gas Line Installation PropaneInstVentSTD Capping Gas Line | Permit - Gas Permit - HVAC Gas Line Installation PropaneInstVentSTD Electrical Line 120V Permit - Electrical
Vent Material Requirements: Natural Gas and Propane can often share venting systems, but materials must be rated for the fuel type and application. High-efficiency systems require condensation-resistant venting (e.g., PVC or polypropylene for condensing units). Distillate Fuel Oil requires specialized venting, typically a chimney or stainless steel liner to resist soot and acidic byproducts. |  |  |  | Natural Gas | Permit - Gas Permit - HVAC Gas Line Installation GasInstVentAVE Electrical Line 120V Permit - Electrical | Permit - Gas Permit - HVAC Gas Line Installation GasInstVentAVE Capping Oil | Permit - Gas Permit - HVAC Gas Line Installation GasInstVentAVE Capping Propane | Fuel Line Extension GasInstVentAVE Permit - HVAC | Permit - Gas Permit - HVAC Gas Line Installation GasInstVentAVE Electrical Line 120V Permit - Electrical |  |  | Natural Gas | Permit - Gas Permit - HVAC Gas Line Installation GasInstVentPVC Electrical Line 120V Permit - Electrical | Permit - Gas Permit - HVAC Gas Line Installation GasInstVentPVC Capping Oil | Permit - Gas Permit - HVAC Gas Line Installation GasInstVentPVC Capping Propane | Fuel Line Extension GasInstVentPVC Permit - HVAC | Permit - Gas Permit - HVAC Gas Line Installation GasInstVentPVC Electrical Line 120V Permit - Electrical |  |  | Natural Gas | Permit - Gas Permit - HVAC Gas Line Installation GasInstVentSTD Electrical Line 120V Permit - Electrical | Permit - Gas Permit - HVAC Gas Line Installation GasInstVentSTD Capping Oil | Permit - Gas Permit - HVAC Gas Line Installation GasInstVentSTD Capping Propane | Fuel Line Extension GasInstVentSTD Permit - HVAC | Permit - Gas Permit - HVAC Gas Line Installation GasInstVentSTD Electrical Line 120V Permit - Electrical
|  |  |  | Solar | [7 empty] | Solar | [7 empty] | Solar
Electricity Fueled Water Heaters assumed to be resistant water heaters. Information on Heat Pump Water Heaters (HPWH) can be found here: |  | https://www.energystar.gov/products/ask-the-experts/what-goes-cost-installing-heat-pump-water-heater
Some HPWHs can use a 120V receptacle circuit HPWHs require connection to a drain. In some cases such as basements or where the water heater is near an existing AC coil, a drain exists nearby so cost would be minimal. |  |  | Residential Water Heating Switching Components: Standard Fuels and Technologies Switching with Tank Systems to Alternate Fuels Including Average Venting | [7 empty] | Residential Water Heating Switching Components: Standard Fuels and Technologies Switching with Tank Systems to Alternate Fuels Including Switching From a Non-Existent or Standard-Efficiency B-Vent to a High-Efficiency Direct Vent | [7 empty] | Residential Water Heating Switching Components: Standard Fuels and Technologies Switching with Tank Systems to Alternate Fuels Including Switching From a Non-Existent or High-Efficiency Direct Vent to a Standard-Efficiency B-Vent
|  |  | FROM → TO ↓ |  | Switching From Fuel or Technology 2022 $ Storage Tanks | [5 empty] | FROM → TO ↓ |  | Switching From Fuel or Technology 2022 $ Storage Tanks | [5 empty] | FROM → TO ↓ |  | Switching From Fuel or Technology 2022 $ Storage Tanks
[5 empty] | Electricity | Distillate Fuel Oil/Kerosene | Propane | Natural Gas | Solar |  |  |  | Electricity | Distillate Fuel Oil/Kerosene | Propane | Natural Gas | Solar |  |  |  | Electricity | Distillate Fuel Oil/Kerosene | Propane | Natural Gas | Solar
HPWHs require sufficient volume. If HPWHs are installed in a small room (e.g. <1,000 cubic feet) the room will need to be retrofitted with a louvered door or ducting will need to be installed for the HWPH, which would come at a higher cost. |  | https://www.energystar.gov/partner-resources/residential_new/educational_resources/sup_program_guidance/heat_pump_water_heater_guide/frequently_asked_questions | Switching To Fuel or Technology Storage Tanks | Electricity |  | Permit - Electrical Electrical Line 240V Capping Oil | Permit - Electrical Electrical Line 240V Capping Propane | Permit - Electrical Electrical Line 240V Capping Gas Line | Permit - Electrical Electrical Line 240V |  | Switching To Fuel or Technology Storage Tanks | Electricity |  | Permit - Electrical Electrical Line 240V Capping Oil | Permit - Electrical Electrical Line 240V Capping Propane | Permit - Electrical Electrical Line 240V Capping Gas Line | Permit - Electrical Electrical Line 240V |  | Switching To Fuel or Technology Storage Tanks | Electricity |  | Permit - Electrical Electrical Line 240V Capping Oil | Permit - Electrical Electrical Line 240V Capping Propane | Permit - Electrical Electrical Line 240V Capping Gas Line | Permit - Electrical Electrical Line 240V
|  |  |  | Distillate Fuel Oil/Kerosene | Permit - Gas OilVentAVE Electrical Line 120V Permit - Electrical Permit - HVAC Fuel Line Extension |  | Permit - Gas Permit - HVAC Capping Propane OilVentAVE Fuel Line Extension | Permit - Gas Permit - HVAC OilVentAVE Capping Gas Line Fuel Line Extension | Permit - Gas Permit - HVAC OilVentAVE Fuel Line Extension Electrical Line 120V Permit - Electrical |  |  | Distillate Fuel Oil/Kerosene | Permit - Gas OilVentPVC Electrical Line 120V Permit - Electrical Permit - HVAC Fuel Line Extension |  | Permit - Gas Permit - HVAC Capping Propane OilVentPVC Fuel Line Extension | Permit - Gas Permit - HVAC OilVentPVC Capping Gas Line Fuel Line Extension | Permit - Gas Permit - HVAC OilVentPVC Fuel Line Extension Electrical Line 120V Permit - Electrical |  |  | Distillate Fuel Oil/Kerosene | Permit - Gas OilVentSTD Electrical Line 120V Permit - Electrical Permit - HVAC Fuel Line Extension |  | Permit - Gas Permit - HVAC Capping Propane OilVentSTD Fuel Line Extension | Permit - Gas Permit - HVAC OilVentSTD Capping Gas Line Fuel Line Extension | Permit - Gas Permit - HVAC OilVentSTD Fuel Line Extension Electrical Line 120V Permit - Electrical
|  |  |  | Propane | Permit - Gas Permit - HVAC Fuel Line Extension PropaneTankVentAVE Electrical Line 120V Permit - Electrical | Permit - Gas Permit - HVAC Capping Oil PropaneTankVentAVE Fuel Line Extension |  | Permit - Gas Permit - HVAC Fuel Line Extension PropaneTankVentAVE Capping Gas Line | Permit - Gas Permit - HVAC Fuel Line Extension PropaneTankVentAVE Electrical Line 120V Permit - Electrical |  |  | Propane | Permit - Gas Permit - HVAC Fuel Line Extension PropaneTankVentPVC Electrical Line 120V Permit - Electrical | Permit - Gas Permit - HVAC Capping Oil PropaneTankVentPVC Fuel Line Extension |  | Permit - Gas Permit - HVAC Fuel Line Extension PropaneTankVentPVC Capping Gas Line | Permit - Gas Permit - HVAC Fuel Line Extension PropaneTankVentPVC Electrical Line 120V Permit - Electrical |  |  | Propane | Permit - Gas Permit - HVAC Fuel Line Extension PropaneTankVentSTD Electrical Line 120V Permit - Electrical | Permit - Gas Permit - HVAC Capping Oil PropaneTankVentSTD Fuel Line Extension |  | Permit - Gas Permit - HVAC Fuel Line Extension PropaneTankVentSTD Capping Gas Line | Permit - Gas Permit - HVAC Fuel Line Extension PropaneTankVentSTD Electrical Line 120V Permit - Electrical
|  |  |  | Natural Gas | Permit - Gas Permit - HVAC Fuel Line Extension GasTankVentAVE Electrical Line 120V Permit - Electrical | Permit - Gas Permit - HVAC Fuel Line Extension GasTankVentAVE Capping Oil | Permit - Gas Permit - HVAC Fuel Line Extension GasTankVentAVE Capping Propane |  | Permit - Gas Permit - HVAC Fuel Line Extension GasTankVentAVE Electrical Line 120V Permit - Electrical |  |  | Natural Gas | Permit - Gas Permit - HVAC Fuel Line Extension GasTankVentPVC Electrical Line 120V Permit - Electrical | Permit - Gas Permit - HVAC Fuel Line Extension GasTankVentPVC Capping Oil | Permit - Gas Permit - HVAC Fuel Line Extension GasTankVentPVC Capping Propane |  | Permit - Gas Permit - HVAC Fuel Line Extension GasTankVentPVC Electrical Line 120V Permit - Electrical |  |  | Natural Gas | Permit - Gas Permit - HVAC Fuel Line Extension GasTankVentSTD Electrical Line 120V Permit - Electrical | Permit - Gas Permit - HVAC Fuel Line Extension GasTankVentSTD Capping Oil | Permit - Gas Permit - HVAC Fuel Line Extension GasTankVentSTD Capping Propane |  | Permit - Gas Permit - HVAC Fuel Line Extension GasTankVentSTD Electrical Line 120V Permit - Electrical
|  |  |  | Solar | Permit - Electrical | Permit - Electrical Capping Oil Electrical Line 240V | Permit - Electrical Capping Propane Electrical Line 240V | Permit - Electrical Capping Gas Line Electrical Line 240V |  |  |  | Solar | Permit - Electrical | Permit - Electrical Capping Oil Electrical Line 240V | Permit - Electrical Capping Propane Electrical Line 240V | Permit - Electrical Capping Gas Line Electrical Line 240V |  |  |  | Solar | Permit - Electrical | Permit - Electrical Capping Oil Electrical Line 240V | Permit - Electrical Capping Propane Electrical Line 240V | Permit - Electrical Capping Gas Line Electrical Line 240V
|  |  | Residential Water Heating Switching Components: Standard Fuels and Technologies Switching with to Instantaneous (Tankless) to Alternate Fuels Including Average Venting | [7 empty] | Residential Water Heating Switching Components: Standard Fuels and Technologies Switching with to Instantaneous (Tankless) to Alternate Fuels Including Switching From a Non-Existent or Standard-Efficiency B-Vent to a High-Efficiency Direct Vent | [7 empty] | Residential Water Heating Switching Components: Standard Fuels and Technologies Switching with to Instantaneous (Tankless) to Alternate Fuels Including Switching From a Non-Existent or High-Efficiency Direct Vent to a Standard-Efficiency B-Vent
|  |  | FROM → TO ↓ |  | Switching From Fuel or Technology 2022 $ Instantaneous (Tankless) | [5 empty] | FROM → TO ↓ |  | Switching From Fuel or Technology 2022 $ Instantaneous (Tankless) | [5 empty] | FROM → TO ↓ |  | Switching From Fuel or Technology 2022 $ Instantaneous (Tankless)
[5 empty] | Electricity | Distillate Fuel Oil/Kerosene | Propane | Natural Gas | Solar |  |  |  | Electricity | Distillate Fuel Oil/Kerosene | Propane | Natural Gas | Solar |  |  |  | Electricity | Distillate Fuel Oil/Kerosene | Propane | Natural Gas | Solar
|  |  | Switching To Fuel or Technology Instantaneous (Tankless) | Electricity |  | Permit - Electrical Electrical Line 240V Capping Oil | Permit - Electrical Electrical Line 240V Capping Propane | Permit - Electrical Electrical Line 240V Capping Gas Line | Permit - Electrical Electrical Line 240V |  | Switching To Fuel or Technology Instantaneous (Tankless) | Electricity |  | Permit - Electrical Electrical Line 240V Capping Oil | Permit - Electrical Electrical Line 240V Capping Propane | Permit - Electrical Electrical Line 240V Capping Gas Line | Permit - Electrical Electrical Line 240V |  | Switching To Fuel or Technology Instantaneous (Tankless) | Electricity |  | Permit - Electrical Electrical Line 240V Capping Oil | Permit - Electrical Electrical Line 240V Capping Propane | Permit - Electrical Electrical Line 240V Capping Gas Line | Permit - Electrical Electrical Line 240V
|  |  |  | Distillate Fuel Oil/Kerosene | [7 empty] | Distillate Fuel Oil/Kerosene | [7 empty] | Distillate Fuel Oil/Kerosene
|  |  |  | Propane | Permit - Gas Permit - HVAC Gas Line Installation PropaneInstVentAVE Electrical Line 120V Permit - Electrical | Permit - Gas Permit - HVAC Capping Oil PropaneInstVentAVE |  | Permit - Gas Permit - HVAC Gas Line Installation PropaneInstVentAVE Capping Gas Line | Permit - Gas Permit - HVAC Gas Line Installation PropaneInstVentAVE Electrical Line 120V Permit - Electrical |  |  | Propane | Permit - Gas Permit - HVAC Gas Line Installation PropaneInstVentPVC Electrical Line 120V Permit - Electrical | Permit - Gas Permit - HVAC Capping Oil PropaneInstVentPVC |  | Permit - Gas Permit - HVAC Gas Line Installation PropaneInstVentPVC Capping Gas Line | Permit - Gas Permit - HVAC Gas Line Installation PropaneInstVentPVC Electrical Line 120V Permit - Electrical |  |  | Propane | Permit - Gas Permit - HVAC Gas Line Installation PropaneInstVentSTD Electrical Line 120V Permit - Electrical | Permit - Gas Permit - HVAC Capping Oil PropaneInstVentPVC |  | Permit - Gas Permit - HVAC Gas Line Installation PropaneInstVentSTD Capping Gas Line | Permit - Gas Permit - HVAC Gas Line Installation PropaneInstVentSTD Electrical Line 120V Permit - Electrical
|  |  |  | Natural Gas | Permit - Gas Permit - HVAC Gas Line Installation GasInstVentAVE Electrical Line 120V Permit - Electrical | Permit - Gas Permit - HVAC GasInstVentAVE Capping Oil Gas Line Installation | Permit - Gas Permit - HVAC GasInstVentAVE Capping Propane Gas Line Installation |  | Permit - Gas Permit - HVAC Gas Line Installation GasInstVentAVE Electrical Line 120V Permit - Electrical |  |  | Natural Gas | Permit - Gas Permit - HVAC Gas Line Installation GasInstVentPVC Electrical Line 120V Permit - Electrical | Permit - Gas Permit - HVAC GasInstVentPVC Capping Oil Gas Line Installation | Permit - Gas Permit - HVAC GasInstVentPVC Capping Propane Gas Line Installation |  | Permit - Gas Permit - HVAC Gas Line Installation GasInstVentPVC Electrical Line 120V Permit - Electrical |  |  | Natural Gas | Permit - Gas Permit - HVAC Gas Line Installation GasInstVentSTD Electrical Line 120V Permit - Electrical | Permit - Gas Permit - HVAC GasInstVentSTD Capping Oil Gas Line Installation | Permit - Gas Permit - HVAC GasInstVentSTD Capping Propane Gas Line Installation |  | Permit - Gas Permit - HVAC Gas Line Installation GasInstVentSTD Electrical Line 120V Permit - Electrical
|  |  |  | Solar | [7 empty] | Solar | [7 empty] | Solar
Details of Subcomponent Costs by Census Division, Inclusive of Markups and Taxes, in 2022 $:
|  |  | 2022 $ | Permit Costs |  |  |  | Subsystem Installation Costs | [7 empty] | Venting (Average) |  |  |  |  | Venting (Standard) |  |  |  |  | Venting (High-Efficiency)
|  |  |  | Permit - Electrical | Permit - Gas | Permit - Plumbing | Permit - HVAC | Gas Line Installation | Fuel Line Extension | Capping Propane | Capping Gas Line | Electrical Line 240V | Capping Oil | Oil Lines | Electrical Line 120V | OilVentAVE | PropaneTankVentAVE | PropaneInstVentAVE | GasTankVentAVE | GasInstVentAVE | OilVentSTD | PropaneTankVentSTD | PropaneInstVentSTD | GasTankVentSTD | GasInstVentSTD | OilVentPVC | PropaneTankVentPVC | PropaneInstVentPVC | GasTankVentPVC | GasInstVentPVC
|  |  | Labor (hours) | * | * | * | * | 4 | * | 4.3989 | 4.3989 | 11.8971 | 4.3989 | 4 | 10.8971 | * | * | * | * | * | * | * | * | * | * | * | * | * | * | *
|  |  | Materials | * | * | * | * | 550 | * | 0 | 0 | 125.4 | 0 | 550 | 62.4 | * | * | * | * | * | * | * | * | * | * | * | * | * | * | *
|  |  | New England | 80 | 50 | 50 | 50 | 1028.7309 | 434.3842 | 269.5054 | 269.5054 | 856.6576 | 269.5054 | 1028.7309 | 709.9052 | 1178.0739 | 759.4724 | 2366.0179 | 759.4724 | 2366.0179 | 986.1604 | 570.519 | 1523.2857 | 570.519 | 1523.2857 | 1785.8001 | 855.7785 | 2795.5431 | 855.7785 | 2795.5431
|  |  | Middle Atlantic | 80 | 50 | 50 | 50 | 1038.5275 | 459.5123 | 285.0393 | 285.0393 | 907.16 | 285.0393 | 1038.5275 | 756.5755 | 1160.6701 | 715.8085 | 2218.2264 | 715.8085 | 2218.2264 | 970.3683 | 544.2901 | 1453.2547 | 544.2901 | 1453.2547 | 1763.2924 | 816.4352 | 2667.0217 | 816.4352 | 2667.0217
|  |  | East North Central | 80 | 50 | 50 | 50 | 1030.0582 | 416.0406 | 261.0676 | 261.0676 | 843.3503 | 261.0676 | 1030.0582 | 696.858 | 0 | 654.3179 | 2002.7094 | 654.3179 | 2002.7094 | 0 | 511.4797 | 1365.6507 | 511.4797 | 1365.6507 | 0 | 767.2195 | 2506.2504 | 767.2195 | 2506.2504
|  |  | West North Central | 80 | 50 | 50 | 50 | 1019.7733 | 383.1604 | 244.8734 | 244.8734 | 820.6836 | 244.8734 | 1019.7733 | 675.673 | 0 | 663.8977 | 2044.0833 | 663.8977 | 2044.0833 | 0 | 512.235 | 1367.6674 | 512.235 | 1367.6674 | 0 | 768.3525 | 2509.9514 | 768.3525 | 2509.9514
|  |  | South Atlantic | 80 | 50 | 50 | 50 | 958.6718 | 308.4309 | 186.2258 | 186.2258 | 697.2459 | 186.2258 | 958.6718 | 563.352 | 0 | 533.7323 | 1559.2137 | 533.7323 | 1559.2137 | 0 | 458.789 | 1224.9667 | 458.789 | 1224.9667 | 0 | 688.1835 | 2248.0661 | 688.1835 | 2248.0661
|  |  | East South Central | 80 | 50 | 50 | 50 | 975.0204 | 309.4906 | 192.0331 | 192.0331 | 704.4397 | 192.0331 | 975.0204 | 568.8855 | 0 | 488.6629 | 1418.7751 | 488.6629 | 1418.7751 | 0 | 424.9504 | 1134.6177 | 424.9504 | 1134.6177 | 0 | 637.4257 | 2082.2572 | 637.4257 | 2082.2572
|  |  | West South Central | 80 | 50 | 50 | 50 | 995.4807 | 314.362 | 200.7244 | 200.7244 | 715.2122 | 200.7244 | 995.4807 | 577.5548 | 0 | 502.5578 | 1433.2445 | 502.5578 | 1433.2445 | 0 | 451.4878 | 1205.4724 | 451.4878 | 1205.4724 | 0 | 677.2317 | 2212.2902 | 677.2317 | 2212.2902
|  |  | Mountain | 80 | 50 | 50 | 50 | 993.5902 | 344.9139 | 215.1239 | 215.1239 | 748.1539 | 215.1239 | 993.5902 | 609.1569 | 0 | 581.7406 | 1738.7765 | 581.7406 | 1738.7765 | 0 | 478.0931 | 1276.5086 | 478.0931 | 1276.5086 | 0 | 717.1396 | 2342.6562 | 717.1396 | 2342.6562
|  |  | Pacific | 80 | 50 | 50 | 50 | 1043.419 | 428.0555 | 261.4464 | 261.4464 | 951.7203 | 261.4464 | 1043.419 | 794.8776 | 0 | 683.2546 | 1995.2792 | 683.2546 | 1995.2792 | 0 | 587.7297 | 1569.2382 | 587.7297 | 1569.2382 | 0 | 881.5945 | 2879.8754 | 881.5945 | 2879.8754
|  |  | National Average | 80 | 50 | 50 | 50 | 1007.5195 | 375 | 232.955 | 232.955 | 802.6101 | 232.955 | 1007.5195 | 659.2537 | 1159.1895 | 612.4891 | 1836.7013 | 612.4891 | 1836.7013 | 966.2026 | 500 | 1335 | 500 | 1335 | 1770.3144 | 750 | 2450 | 750 | 2450
Subsystem Installation Cost Formulas
|  |  | This formula is applied when labor and material costs can be found or derived: |  |  |  | [(Labor Hours x LaborCategoryWage) x (1 + Labor Sales Tax + Benefit Percentage) x (1 + Labor Markup Percent)] + [Material Cost x (1 + Material Sales Tax) x (1 + Material Markup Percent)]
|  |  | This formula is applied when labor and material costs are bundled and cannot be disaggregated: |  |  |  | National Average x Census Division Labor Index
Assumes Fuel lines are internal as external lines to fuel tanks are captured in Heating costs.
|  |  | * | All applicable labor and material costs are included and accounted for elsewhere in this workbook.
Flat fees, such as permits, do not include labor or material costs and are accounted for separately.
Electrical Line 120V Costs
Item | Cost Range | Average | Total Material | Total Labor
| 120V Costs Detailed Here |  | 62.4 | 10.8971
Note: 120V electrical line has the same costs for all end-uses.
Electrical Line 240V Costs
Item | Cost Range | Average | Total Material | Total Labor
| 240V Costs Detailed Here |  | 125.4 | 11.8971
Note: 240V electrical line has the same costs for all end-uses.
Fuel Line Extension Costs
Item | Cost Range | Average | Total Material | Total Labor |  |  |  | Source
| $250 to $500 | 375 | [5 empty] | https://homeguide.com/costs/gas-line-installation-cost
Capping Fuel Line Costs
Item | Cost Range | Average | Total Material | Total Labor |  |  |  | Source
Assume that all costs are Labor costs |  |  | 0 | 4.3989
Removing the gas line and then capping at the base | 2024 $ | 2022 $ | [5 empty] | https://www.angi.com/articles/how-much-would-it-cost-have-Plumber-cap-gas-line-was-going-gas-dryer.htm
Cost | 250 | 232.955
Cost per Labor Hours |  | 52.9574
Similar Costs to Capping Gas and Oil
Capping Gas Costs
Item |  | Average | Total Material | Total Labor |  |  |  | Source
Assume that all costs are Labor costs |  |  | 0 | 4.3989
Removing the gas line and then capping at the base | 2024 $ | 2022 $ | [5 empty] | https://www.angi.com/articles/how-much-would-it-cost-have-Plumber-cap-gas-line-was-going-gas-dryer.htm
Cost | 250 | 232.955
Cost per Labor hours |  | 52.9574
Similar costs to capping Propane and Oil
Capping Oil Costs
Item | Cost Range | Average | Total Material | Total Labor |  |  |  | Source
Similar process to capping natural gas and propane, the cost will be comparable
Assume that all costs are Labor costs |  |  | 0 | 4.3989
Removing the gas line and then capping at the base | 2024 $ | 2022 $ | [5 empty] | https://www.angi.com/articles/how-much-would-it-cost-have-Plumber-cap-gas-line-was-going-gas-dryer.htm
Cost | 250 | 232.955
Cost per Labor hours |  | 52.9574
Similar costs to capping Propane | [10 empty] | Space Heating Venting Costs for Distillate Fuel Oil/Kerosene Per Census Division 2022 $
Distillate Fuel Oil/Kerosene
[12 empty] | Standard | Condensing | Average
Venting - Distillate Fuel Oil/Kerosene Costs | [10 empty] | New England | 986.1604 | 1785.8001 | 1178.0739
Item | Cost Range | Average |  | Total Labor | Total Material |  |  | Source |  |  | Middle Atlantic | 970.3683 | 1763.2924 | 1160.6701
Direct Condensing Venting (added Cost) | $500 to $1,000 | 750 | Direct Venting | 5.5 | 1397.2093 |  |  | https://www.forbes.com/home-improvement/plumbing/water-heater-installation-replacement-cost/ |  |  | East North Central | 0 | 0 | 0
Standard installation | $300 to $1,500 | 900 | B-Venting | 4.5 | 693.1712 |  |  | https://edwinstipe.com/free-estimate/water-heaters/ |  |  | West North Central | 0 | 0 | 0
Water heater unit | $900 to $2,800 | 1850 | [8 empty] | South Atlantic | 0 | 0 | 0
Total cost | $4,200 to $6,900 | 5550 |  | Labor per hour cost | [6 empty] | East South Central | 0 | 0 | 0
https://www.commtank.com/ufaqs/how-long-does-the-removal-and-installation-usually-take/ | 4 to 5 hours | 4.5 |  | 45.962 |  |  |  | https://www.commtank.com/ufaqs/how-long-does-the-removal-and-installation-usually-take/ |  |  | West South Central | 0 | 0 | 0
Oil Lines (Internal) Costs | [10 empty] | Mountain | 0 | 0 | 0
Item |  | Cost Range | Average | Total Material |  | Total Labor |  |  |  |  | Pacific | 0 | 0 | 0
|  |  | Oil Line Costs Detailed Here | [7 empty] | National Average | 966.2026 | 1770.3144 | 1159.1895
|  |  | Note: fuel lines have the same costs for all end uses. | [7 empty] | * A $0 value indicates these census divisions have negligible usage of Distillate Fuel Oil/Kerosene
Fuel Line to External Tank Costs (Optional) | [10 empty] | Average Storage Water Heating Venting Costs Per Census Division 2022 $
Item |  | Cost Range | Average | Total Material |  | Total Labor |  |  |  |  | Census Division | Propane - Tank | Propane - Instant | Natural Gas - Tank | Natural Gas - Instant
|  |  | Find Detailed Fuel Line Costs Here | [7 empty] | New England | 759.4724 | 2366.0179 | 759.4724 | 2366.0179
|  |  | Note: fuel lines have the same costs for all end uses. | [7 empty] | Middle Atlantic | 715.8085 | 2218.2264 | 715.8085 | 2218.2264
Tank Drain and Removal Costs (Optional) | [10 empty] | East North Central | 654.3179 | 2002.7094 | 654.3179 | 2002.7094
Item |  | Cost Range |  | Total Material |  | Total Labor |  | Source |  |  | West North Central | 663.8977 | 2044.0833 | 663.8977 | 2044.0833
Drain and remove Water Heater | [5 empty] | 110 |  | https://todayshomeowner.com/plumbing/cost/tankless-water-heater-installation-cost/ |  |  | South Atlantic | 533.7323 | 1559.2137 | 533.7323 | 1559.2137
[11 empty] | East South Central | 488.6629 | 1418.7751 | 488.6629 | 1418.7751
Tank Removal Only Costs (Optional) | [10 empty] | West South Central | 502.5578 | 1433.2445 | 502.5578 | 1433.2445
https://homeguide.com/costs/oil-tank-removal-cost | $30 to $160 | [9 empty] | Mountain | 581.7406 | 1738.7765 | 581.7406 | 1738.7765
https://homeguide.com/costs/water-heater-installation-cost | $50 to $200 | [9 empty] | Pacific | 683.2546 | 1995.2792 | 683.2546 | 1995.2792
Average | 110 | [9 empty] | National Average | 612.4891 | 1836.7013 | 612.4891 | 1836.7013
Venting Costs - Natural Gas & Propane
Item |  | Cost Range | Total Material | Total Labor |  |  |  | Source |  |  | Standard Water Heating Venting Costs Per Census Division 2022 $ |  |  |  |  | Note: The National Labor Wage Index was used for this section to differentiate between census division costs.
$1,000 to $1,500 |  | 1250 | 1020.1902 | 5 |  |  |  | https://www.angi.com/articles/how-much-does-tankless-water-heater-cost.htm |  |  | Census Division | Propane - Tank | Propane - Instant | Natural Gas - Tank | Natural Gas - Instant
4 to 6 hours |  | 5 | [8 empty] | New England | 570.519 | 1523.2857 | 570.519 | 1523.2857
Labor per hour cost | 45.962 | [9 empty] | Middle Atlantic | 544.2901 | 1453.2547 | 544.2901 | 1453.2547
Labor cost |  | 229.8098 | [8 empty] | East North Central | 511.4797 | 1365.6507 | 511.4797 | 1365.6507
[11 empty] | West North Central | 512.235 | 1367.6674 | 512.235 | 1367.6674
Gas or Propane | [10 empty] | South Atlantic | 458.789 | 1224.9667 | 458.789 | 1224.9667
Tankless-Type | Average Total Cost | [9 empty] | East South Central | 424.9504 | 1134.6177 | 424.9504 | 1134.6177
Non-Condensing | $670 to $2,000 | 1335 | [8 empty] | West South Central | 451.4878 | 1205.4724 | 451.4878 | 1205.4724
Condensing | $900 to $4,000 | 2450 | [8 empty] | Mountain | 478.0931 | 1276.5086 | 478.0931 | 1276.5086
[11 empty] | Pacific | 587.7297 | 1569.2382 | 587.7297 | 1569.2382
Tank -Type | Cost Range | Average | [8 empty] | National Average | 500 | 1335 | 500 | 1335
Direct Vent | $500 to $1,000 | 750 | [5 empty] | https://www.forbes.com/home-improvement/plumbing/water-heater-installation-replacement-cost/
Standard |  | 500 | [5 empty] | https://www.angi.com/articles/gas-vs-electric-water-heaters.htm
[11 empty] | Condensing Water Heating Venting Costs Per Census Division 2022 $ |  |  |  |  | Note: The National Labor Wage Index was used for this section to differentiate between census division costs.
[11 empty] | Census Division | Propane - Tank | Propane - Instant | Natural Gas - Tank | Natural Gas - Instant
[11 empty] | New England | 855.7785 | 2795.5431 | 855.7785 | 2795.5431
Removal (Optional) | [10 empty] | Middle Atlantic | 816.4352 | 2667.0217 | 816.4352 | 2667.0217
Census Division | Removal - Electric | Removal - Oil | Removal - Propane | Removal - Gas | [6 empty] | East North Central | 767.2195 | 2506.2504 | 767.2195 | 2506.2504
[11 empty] | West North Central | 768.3525 | 2509.9514 | 768.3525 | 2509.9514
[11 empty] | South Atlantic | 688.1835 | 2248.0661 | 688.1835 | 2248.0661
[11 empty] | East South Central | 637.4257 | 2082.2572 | 637.4257 | 2082.2572
New England | 110 | 110 | 110 | 110 | [6 empty] | West South Central | 677.2317 | 2212.2902 | 677.2317 | 2212.2902
Middle Atlantic | 110 | 110 | 110 | 110 | [6 empty] | Mountain | 717.1396 | 2342.6562 | 717.1396 | 2342.6562
South Atlantic | 110 | 110 | 110 | 110 | [6 empty] | Pacific | 881.5945 | 2879.8754 | 881.5945 | 2879.8754
East South Central | 110 | 110 | 110 | 110 | [6 empty] | National Average | 750 | 2450 | 750 | 2450
West South Central | 110 | 110 | 110 | 110
East North Central | 110 | 110 | 110 | 110
West North Central | 110 | 110 | 110 | 110 |  |  |  |  | Permit Costs by Technology 2022 $
Mountain | 110 | 110 | 110 | 110 |  |  |  |  | Range |  | Amount | Technology | Source:
Pacific | 110 | 110 | 110 | 110 |  |  |  |  | Amount = a flat fee for the first $1,000 of total installation cost. $11 would be added for each $1,000 of installation cost. |  | 50 | Permit - Gas | https://www.gohammond.com/departments/inspections-department/building-division/
National Average | 110 | 110 | 110 | 110 | [6 empty] | 50 | Permit - Plumbing
Tank Removal Costs (Optional) | [10 empty] | 80 | Permit - Electrical | Note: The Contractor is Responsible for Inspections.
https://homeguide.com/costs/oil-tank-removal-cost | $30 to $160 | [9 empty] | 50 | Permit - HVAC
https://homeguide.com/costs/water-heater-installation-cost | $50 to $200
Average | 110
Go to tab

## 17 Cooking Costs
Cooking Switching Costs |  |  |  | This tab includes the components and supporting data tables used to calculate the switching costs associated with water heating switching. | [9 empty] | Back to Table of Contents
Color Legend
The technology swap is the same or virtually non-existent
| Assume No Taxes on Markup |  |  |  | Residential Cooking Switching Components: Standard Fuels and Technologies |  |  |  | Most Electric Ranges are resistant types, if going to an induction cooktop or range the cost will increase by $100 to hardwire the cooktop or range. | https://www.subzero-wolf.com/-/media/files/united-states/product-downloads/legacy-products/wolf/induction-ranges/induction-ranges-ig.pdf
| Markup % |  |  |  | FROM → TO ↓ | Electricity | Natural Gas | Propane | Natural Gas and Propane ranges and cooktops typically have electric connections and therefore similar installation costs. | https://www.maytag.com/blog/kitchen/will-gas-stove-work-without-electricity.html
| Labor | 25% |  |  | Electricity |  | Electrical Line 240V PermElectrical Capping Gas Line | Electrical Line 240V PermElectrical Capping Propane | Most electric resistance and induction ranges and cooktops have the same 240V costs. The user can replace the 240V electric line with 120V electric line costs to see the difference in cost. |  | https://beachesenergy.com/about-us/news/why-appliance-voltage-matters
| Materials | 35% |  |  | Natural Gas | Fuel Line Gas Permit |  | Fuel Line Gas Permit Capping Propane | Costs to run fuel lines to external tanks are captured in heating, this assumes there is an internal connection in the home.
[5 empty] | Propane | Fuel Line Gas Permit | Fuel Line Gas Permit Capping Gas Line |  | Costs to decommission Propane Tank are captured in heating, assumes associated costs.
Cooktop and oven range switching costs are generally the same for each fuel type. Assume that the new appliance will occupy the same space as previously.
|  |  | Details of Subcomponent Costs by Census Division, Inclusive of Markups and Taxes, in 2022 $ | [7 empty] | Permits
|  |  | 2022 $ | PermElectrical | Gas Permit | Fuel Line | Capping Propane | Capping Gas Line | Electrical Line 240V |  | Range | Amount | Technology
|  |  | Labor (hours) | * | * | 4 | 4.3989 | 4.3989 | 11.8971 |  | Amount = a flat fee for the first $1,000 of total installation cost. $11 would be added for each $1,000 of installation cost. | 50 | Permit - Gas | Note: The contractor is responsible for inspections
|  |  | Materials | * | * | 550 | 0 | 0 | 125.4 |  |  | 80 | Permit - Electrical
[12 empty] | 50 | Permit - HVAC
|  |  | New England | 80 | 50 | 993.1787 | 207.1656 | 207.1656 | 699.8323
|  |  | Middle Atlantic | 80 | 50 | 979.1785 | 218.4488 | 218.4488 | 736.742 |  | https://www.gohammond.com/departments/inspections-department/building-division/
|  |  | East North Central | 80 | 50 | 982.6392 | 200.9714 | 200.9714 | 690.8185
|  |  | West North Central | 80 | 50 | 990.8724 | 188.9893 | 188.9893 | 674.8663
|  |  | South Atlantic | 80 | 50 | 953.2957 | 146.2874 | 146.2874 | 586.3093
|  |  | East South Central | 80 | 50 | 956.4701 | 151.6682 | 151.6682 | 594.7272
|  |  | West South Central | 80 | 50 | 983.5924 | 160.8997 | 160.8997 | 610.0859
|  |  | Mountain | 80 | 50 | 974.4721 | 168.204 | 168.204 | 624.6587
|  |  | Pacific | 80 | 50 | 1018.157 | 202.8162 | 202.8162 | 779.4885
|  |  | National Average | 80 | 50 | 979.5379 | 181.358 | 181.358 | 665.0228
Subsystem Installation Cost Formulas
|  |  | This formula is applied when labor and material costs can be found or derived: |  |  |  | [(Labor Hours x LaborCategoryWage) x (1 + Labor Sales Tax + Benefit Percentage) x (1 + Labor Markup Percent)] + [Material Cost x (1 + Material Sales Tax) x (1 + Material Markup Percent)]
|  |  | This formula is applied when labor and material costs are bundled and cannot be disaggregated: |  |  |  | National Average x Census Division Labor Index
|  |  | * | All applicable labor and material costs are included and accounted for elsewhere in this workbook.
Flat fees, such as permits, do not include labor or material costs and are accounted for separately.
Propane Gas Line Installation Costs
Item | Cost Range | Average | Total Material | Total Labor |  | Source |  |  |  | Note: the gas meter is usually provided by the service company.
Detail Fuel Lines Costs Found Here
Note: fuel lines have the same costs for all end uses.
Electrical Line 240V Costs
Item | Cost Range | Average | Total Material | Total Labor |  | Source
Detailed 240V Costs Found Here
Note: 240V electrical line has the same costs for all end-uses.
Removal Costs (Optional)
Item | Cost Range | Average | Total Material | Total Labor |  | Source
Removal |  | 100 |  |  |  | https://www.angi.com/articles/appliance-removal-cost.htm
Venting Costs (Optional) | [10 empty] | Electric Range Venting:
Item | Cost Range | Average | Total Material | Total Labor |  | Source |  |  |  |  | Requirements: Electric Ranges are generally not required by code to have dedicated ventilation, although many homeowners opt to have a Range hood to vent smoke, steam, and cooking odors.
Total Cost | 1750 |  | 1759.2746 | 2.5 |  | https://www.angi.com/articles/how-much-should-it-cost-install-range-hood-my-kitchen-running-air-ducts.htm |  |  |  |  | Typical Venting: Standard Range hoods that recirculate air through filters or simple exhaust fans may be sufficient for electric Ranges, depending on local building codes.
Labor | 1 to 4 hours | 2.5 | [8 empty] | Assumption: A transition to a Gas or Propane Range will need new venting, but one to electric will not.
Cost per hour |  | 45.962
Total labor cost |  | 114.9049
Conversion from 2024 $ to 2022 $:
|  |  | 2024 $ | 2022 $
|  |  | 1635.0951 | 1759.2746
Capping Propane Costs
Item | Cost Range | Average | Total Material | Total Labor
Detailed Propane Capping Costs Found Here
Note: capping fuel line costs are the same for all end uses.
Capping Gas Line Costs
Item | Cost Range | Average | Total Material | Total Labor
Detailed Gas Line Capping Costs Found Here
Note: capping fuel line costs are the same for all end uses.
Propane Gas Line Installation Costs
Item | Cost Range | Average | Total Material | Total Labor
Detailed Fuel Line Costs Found Here
Note: fuel lines have the same costs for all end uses.
Extra Wiring Costs for an Induction Cooktop (Optional)
Item | Cost Range | Average | Total Material | Total Labor |  | Source
Wiring to an available receptacle | $75 to $125 | 100 |  | 100 |  | https://www.fixr.com/costs/cooktop-installation
Go to tab

## 18 Clothes Drying Costs
Clothes Drying Switching Costs |  |  | This tab includes the components and supporting data tables used to calculate the switching costs associated with clothes drying switching. | [6 empty] | Back to Table of Contents
Color Legend
The technology swap is the same or virtually non-existent
[6 empty] | Costs to run fuel lines to external tanks captured in heating, this assumes there is an internal connection in the home. | Costs to decommission propane tank captured in heating, assumes associated costs. |  |  | Further information on Heat Pump Clothes Dryers: | https://slipstreaminc.org/sites/default/files/documents/research/heat-pump-clothes-dryers.pdf
|  |  |  | Residential Clothes Drying Switching Components: Standard Fuels and Technologies | [5 empty] | While 120V heat pump dryers are emerging and gaining popularity, they currently represent a small portion of the market. According to Canary Media, as of 2024, heat pump dryers account for about 1% of residential dryer sales, with most being 240V models. Although 120V models are becoming more available, they are generally compact and may not meet the needs of larger households. Even in parts of the U.S. where 120V heat pump dryers account for 10% of sales, their national market penetration remains low. |  |  | https://www.canarymedia.com/articles/heat-pumps/heat-pumps-are-everywhere-even-in-clothes-dryers
| See Markup Notes worksheet for details and sources |  |  | FROM → TO ↓ | Electric Dryer | Heat Pump (Ventless) | Propane Dryer | Gas Dryer
| Category | Markup % |  | Electric Dryer |  | Venting PermHVAC | PermElectrical Electrical Line 240V Capping Propane | PermElectrical Capping Gas Line Electrical Line 240V
| Labor | 25% |  | Heat Pump (Ventless) | Vent Closure |  | PermElectrical Electrical Line 240V Vent Closure Capping Propane | PermElectrical PermGas Vent Closure Capping Gas Line Electrical Line 240V
| Materials | 35% |  | Propane Dryer | Fuel Line PermGas | Venting Fuel Line PermHVAC |  | Conversion Kit PermGas Capping Gas Line Fuel Line
|  |  |  | Gas Dryer | Fuel Line PermGas | Fuel Line PermGas Venting PermHVAC | Fuel Line PermGas Capping Propane
Details of Subcomponent Costs by Census Division, Inclusive of Markups and Taxes, in 2022 $
|  | 2022 $ | PermElectrical | PermGas | Fuel Line | Venting | Removal (Optional) | Vent Closure | Capping Gas Line | Conversion Kit | Electrical Line 240V | Capping Propane | PermHVAC
|  | Labor (hours) | * | * | 4 | 3 | * | * | 4.3989 | 1.5 | 11.8971 | 4.3989 | *
|  | Materials | * | * | 550 | 370 | * | * | 0 | 40 | 125.4 | 0 | *
|  | New England | 80 | 50 | 993.1787 | 684.328 | 100 | 100 | 230.4076 | 117.3877 | 801.8268 | 230.4076 | 50
|  | Middle Atlantic | 80 | 50 | 979.1785 | 674.1624 | 100 | 100 | 219.7715 | 114.1121 | 772.0738 | 219.7715 | 50
|  | East North Central | 80 | 50 | 982.6392 | 675.728 | 100 | 100 | 208.9195 | 121.9611 | 745.763 | 208.9195 | 50
|  | West North Central | 80 | 50 | 990.8724 | 681.5597 | 100 | 100 | 213.0903 | 114.051 | 758.0554 | 213.0903 | 50
|  | South Atlantic | 80 | 50 | 953.2957 | 653.9778 | 100 | 100 | 180.3135 | 105.7054 | 667.6367 | 180.3135 | 50
|  | East South Central | 80 | 50 | 956.4701 | 655.5033 | 100 | 100 | 171.6328 | 104.4347 | 646.6827 | 171.6328 | 50
|  | West South Central | 80 | 50 | 983.5924 | 674.8747 | 100 | 100 | 187.6504 | 110.4164 | 692.8663 | 187.6504 | 50
|  | Mountain | 80 | 50 | 974.4721 | 669.1924 | 100 | 100 | 194.0992 | 109.7853 | 706.891 | 194.0992 | 50
|  | Pacific | 80 | 50 | 1018.157 | 701.3605 | 100 | 100 | 233.6649 | 120.4051 | 815.656 | 233.6649 | 50
|  | National Average | 80 | 50 | 979.5379 | 673.1683 | 100 | 100 | 202.1827 | 111.5412 | 728.2325 | 202.1827 | 50
Subsystem Installation Cost Formulas
|  | Applied when labor and material costs can be found or derived: |  |  |  | [(Labor Hours x LaborCategoryWage) x (1 + Labor Sales Tax + Benefit Percentage) x (1 + Labor Markup Percent)] + [Material Cost x (1 + Material Sales Tax) x (1 + Material Markup Percent)]
|  | Applied when labor and material costs are bundled and cannot be disaggregated: |  |  |  | National Average x Census Division Labor Index
|  | * | All applicable labor and material costs are included and accounted for elsewhere in this workbook
Flat fees, such as permits, do not include labor or material costs and are accounted for separately
Permits
Range |  | Amount | Technology
Amount = a flat fee for the first $1,000 of total installation cost. $11 would be added for each $1,000 of installation cost. |  | 50 | Permit - Gas
|  | 80 | Permit - Electrical
|  | 50 | Permit - HVAC | Note: The Contractor is Responsible for Inspections
https://www.gohammond.com/departments/inspections-department/building-division/
Fuel Line Installation Costs
Item | Cost Range | Average | Total Material | Total Labor Hours | [5 empty] | Note: the gas meter is usually provided by the service company.
Detail Fuel Lines Costs Found Here
Note: Fuel lines have the same costs for all end uses.
Electrical Line 240V Costs
Item | Cost Range | Average | Total Material | Total Labor Hours |  | Source
Detailed 240V Costs Found Here
Note: 240V electrical line has the same costs for all end-uses
Propane Gas Line Installation Costs
Item | Cost Range | Average | Total Material | Total Labor Hours |  | Source
Detailed Fuel Lines Costs Found Here
Note: Fuel lines have the same costs for all end uses.
Venting Costs
Item | Cost Range | Average | Total Material | Total Labor Hours |  | Source
New Vent Through Exterior Wall | $140 to $600 | 370 | 370 | 3 |  | https://www.angi.com/articles/dryer-vent-cost.htm
Labor hours | 2 to 4 | 3 |  |  |  | https://homeguide.com/costs/dryer-vent-installation-cost#:~:text
Removal Costs (Optional to Add in Cost Matrix at User's Discretion)
Item | Cost Range | Average | Total Material | Total Labor $ |  | Source
Removal |  |  |  | 100 |  | https://www.angi.com/articles/appliance-removal-cost.htm
Vent Closure Costs
Item | Cost Range | Average | Total Material | Total Labor $ |  | Source
| $50 to $150 |  |  | 100 |  | https://www.fixr.com/costs/dryer-vent-installation#:~:text
Capping Gas Line Costs
Item | Cost Range | Average | Total Material | Total Labor Hours |  | Source
Detailed Capping Gas Line Costs Can be Found Here
Note: capping fuel line costs are the same for all end uses.
Conversion Kit Costs
Item | Cost Range | Average | Total Material | Total Labor Hours |  | Source
GE appliances |  |  | 40 | 1.5 |  | https://products.geappliances.com/appliance/gea-support-search-content?contentId=21998
Conversion kit
range from $30 to $50
Conversion hookup labor
Labor 1 to 2 hours
Propane tank and connections
Capping Propane Costs
Item | Cost Range | Average | Total Material | Total Labor |  | Source
Detailed Capping Costs Can be Found Here
Note: capping fuel line costs are the same for all end uses.
Go to tab

## 19 General Wages
General Wages |  | This tab contains wages for plumbers, electricians, and HVAC technicians broken down by state and census division. | [17 empty] | Back to Table of Contents
This table calculates the weighted (by employment) average wage (2023 $) per hour for various labor categories.
This table shows wages by occupation, state, and census division in 2022 $.
Hourly Weighted Census Divisional Average Wages by Employment 2023 |  |  |  | To obtain estimates in 2022 $ by census division, several steps were taken. First, a national estimate was obtained by the average of all 50 states in each category. Then the ratio of each census division wage to the national wage for that labor category yielded the census division wage estimate by labor category. This approach was followed here because it was not possible to download the 2022 data directly from the BLS website at the time of development of this report. |  |  | Hourly Weighted Census Divisional Average Wages by Employment 2022 | [8 empty] | Benefit Table |  | Labor Index from National Average
Census Division | Plumber Weighted Mean Wage/Hour | Electrician Weighted Mean Wage/Hour | HVAC Weighted Mean Wage/Hour |  |  |  | Census Division | Plumber Weighted Mean Wage/Hour | Electrician Weighted Mean Wage/Hour | HVAC Weighted Mean Wage/Hour | Total Benefits Percent of Wage |  | National Wage Index (between 2022 and 2023) |  |  |  |  | Census Division 2022 $ Per Hour | HVAC Index | Electrician Index | Plumber Index
New England | 37.7812 | 35.6249 | 32.7066 |  |  |  | New England | 36.9293 | 34.3499 | 31.5719 | 30.7% |  | Occupation | 2022 | 2023 | Index |  | New England | 1.141 | 1.0928 | 1.1584
Middle Atlantic | 39.9668 | 38.338 | 31.2029 |  |  |  | Middle Atlantic | 39.0656 | 36.9659 | 30.1204 | 31% |  | Plumbers | 31.34 | 32.08 | 2.307% |  | Middle Atlantic | 1.0886 | 1.176 | 1.2254
East North Central | 36.1857 | 34.4253 | 29.322 |  |  |  | East North Central | 35.3698 | 33.1933 | 28.3047 | 30.9% |  | Electricians | 31.39 | 32.6 | 3.712% |  | East North Central | 1.023 | 1.056 | 1.1094
West North Central | 33.3259 | 32.5934 | 29.3653 |  |  |  | West North Central | 32.5745 | 31.427 | 28.3465 | 31.2% |  | HVAC | 27.63 | 28.66 | 3.594% |  | West North Central | 1.0245 | 0.99981 | 1.0218
South Atlantic | 26.8262 | 27.93 | 26.3013 |  |  |  | South Atlantic | 26.2214 | 26.9304 | 25.3889 | 27.7% |  | https://www.bls.gov/oes/2022/may/oes_nat.htm |  |  |  |  | South Atlantic | 0.91758 | 0.85675 | 0.82248
East South Central | 26.9184 | 27.4238 | 24.3615 | National Weighted Average = ∑ (wi - xi)/∑(wi) |  |  | East South Central | 26.3115 | 26.4423 | 23.5163 | 27.9% |  | https://www.bls.gov/oes/2023/may/oes_nat.htm |  |  |  |  | East South Central | 0.8499 | 0.84123 | 0.82531
West South Central | 27.3421 | 27.0531 | 25.8828 | where: xi represents each division's hourly mean wage, wi represents the corresponding employment for each division's mean wage. In this specific case: The numerator is the sum of the product of each hourly mean wage and its corresponding employment. The denominator is the total sum of the employment figures over all census divisions. |  |  | West South Central | 26.7256 | 26.0849 | 24.9849 | 27.1% | [6 empty] | West South Central | 0.90298 | 0.82986 | 0.8383
Mountain | 29.9994 | 29.596 | 27.408 |  |  |  | Mountain | 29.323 | 28.5368 | 26.4572 | 29.1% | [6 empty] | Mountain | 0.95619 | 0.90786 | 0.91977
Pacific | 37.2308 | 40.9941 | 33.6932 |  |  |  | Pacific | 36.3913 | 39.527 | 32.5243 | 29.3% | [6 empty] | Pacific | 1.1755 | 1.2575 | 1.1415
National Weighted Average 2023 $ | 32.6162 | 32.5998 | 28.6639 |  |  |  | National Weighted Average 2022 $ | 31.8808 | 31.4331 | 27.6695 | 29.43% | https://www.bls.gov/cew/publications/employment-and-wages-annual-averages/2022/#wages | [5 empty] | National | 1 | 1 | 1
[7 empty] | National Wage Index | 2.307% | 3.712% | 3.594% |  | https://www.bls.gov/cew/publications/employment-and-wages-annual-averages/2022/#:~:text=In%202022%2C%20BLS%20derived%20totals,by%20UI%20or%20by%20UCFE.
https://www.bls.gov/oes/2022/may/oes_nat.htm#00-0000
Note: 2022 BLS wage information link did not function when gathering this information so a wage index was used. These numbers can be updated to better reflect the 2022 numbers if the data becomes available.
The table below shows the employment, hourly mean and median wages, along with some statistical measures, for various occupations in each state from 2023.
BLS Relevant Data on Wages and Employment for (Plumbers, Pipefitters, and Steamfitters), Electricians, and Heating, Air Conditioning, and Refrigeration Mechanics and Installers
Source: U.S. Bureau of Labor Statistics |  |  |  | Occupation: Plumbers, Pipefitters, and Steamfitters(SOC Code472152), Period: May 2023 | [5 empty] | Occupation: Electricians(SOC Code472111) Period: May 2023 | [5 empty] | Occupation: Heating, Air Conditioning, and Refrigeration Mechanics and Installers(SOC Code499021), Period: May 2023
State | Region | Census Division Number | Census Division Name | Hourly mean wage | Wage percent relative standard error(2) | Hourly median wage | Location Quotient | Employment(1) | Employment percent relative standard error(2) | Hourly mean wage | Wage percent relative standard error error(2) | Hourly median wage | Location Quotient | Employment(1) | Employment percent relative standard error(2) | Hourly mean wage | Wage percent relative standard error(2) | Hourly median wage | Location Quotient | Employment(1) | Employment percent relative standard error(2)
Alabama | South | 6 | East South Central | 25.42 | 1.2 | 24.36 | 1.23 | 7250 | 5.5 | 26.2 | 1.3 | 24.76 | 1.06 | 10250 | 4.4 | 23.74 | 2.1 | 22.62 | 1.28 | 6900 | 5.5
Alaska | West | 9 | Pacific | 39.47 | 2 | 39.26 | 1.07 | 960 | 9.3 | 39.5 | 1.6 | 39.5 | 1.11 | 1620 | 6.5 | 36.38 | 4.8 | 36.24 | 0.74 | 610 | 13.4
Arizona | West | 8 | Mountain | 29.2 | 1.5 | 27.35 | 1.07 | 9640 | 6.2 | 28.57 | 1.1 | 29.06 | 1.2 | 17640 | 5.2 | 26.61 | 2.7 | 23.86 | 1.34 | 10980 | 7.6
Arkansas | South | 7 | West South Central | 23.35 | 1.8 | 22.82 | 0.96 | 3520 | 10.5 | 23.94 | 1.1 | 23.31 | 1.28 | 7650 | 4.1 | 23.72 | 1.8 | 22.9 | 1.15 | 3830 | 6.4
California | West | 9 | Pacific | 36.2 | 1.6 | 30.28 | 0.82 | 42480 | 3.7 | 40.54 | 1.1 | 37.25 | 0.87 | 72880 | 2.7 | 33.68 | 1.9 | 29.92 | 0.76 | 35630 | 5.1
Colorado | West | 8 | Mountain | 30.86 | 1.3 | 29.75 | 1.15 | 9340 | 6.1 | 30.17 | 1.3 | 29.25 | 1.21 | 16110 | 4.9 | 30.19 | 1.9 | 29.48 | 1 | 7410 | 5.8
Connecticut | East | 1 | New England | 32.01 | 2.2 | 31.04 | 0.9 | 4310 | 7 | 33.18 | 1.5 | 34.38 | 0.93 | 7230 | 4 | 32.42 | 2.4 | 31.15 | 1.09 | 4720 | 7.9
Delaware | East | 5 | South Atlantic | 30.83 | 4.2 | 30.29 | 0.88 | 1190 | 12.3 | 30.93 | 3.2 | 29.32 | 1.1 | 2420 | 6.6 | 30.85 | 3.4 | 29.11 | 1.62 | 1990 | 9.5
District of Columbia | Midwest | 5 | South Atlantic | 40.61 | 3.1 | 40.61 | 0.31 | 630 | 15.2 | 42.72 | 3.6 | 38.23 | 0.57 | 1860 | 9.2 | 37.49 | 3.4 | 37.86 | 0.19 | 340 | 19.4
Florida | South | 5 | South Atlantic | 24.92 | 1.2 | 23.69 | 1.05 | 28750 | 4.7 | 25.18 | 0.7 | 24.1 | 1.04 | 46690 | 3.1 | 25.11 | 1 | 23.66 | 1.49 | 37370 | 4.5
Georgia | South | 5 | South Atlantic | 27.39 | 2.4 | 27.67 | 0.55 | 7520 | 9.1 | 27.85 | 1 | 26.59 | 0.94 | 21010 | 3.3 | 25.72 | 1.2 | 24.34 | 0.93 | 11520 | 7
Hawaii | West | 9 | Pacific | 35.99 | 2.2 | 35.62 | 1.51 | 2680 | 6 | 42.44 | 1.7 | 44.59 | 1.14 | 3300 | 6.1 | 35.67 | 3.6 | 32.53 | 0.5 | 810 | 15
Idaho | West | 8 | Mountain | 29 | 2.1 | 29.42 | 1.42 | 3360 | 7.4 | 26.56 | 1.1 | 23.71 | 1.31 | 5050 | 4.2 | 24.21 | 1.1 | 22.84 | 1.52 | 3280 | 7.1
Illinois | Midwest | 3 | East North Central | 42.51 | 2.1 | 45.43 | 0.98 | 16940 | 5 | 42.33 | 1.5 | 45.72 | 0.78 | 21890 | 4.3 | 33.17 | 3.6 | 31.21 | 0.66 | 10380 | 10.2
Indiana | Midwest | 3 | East North Central | 33.28 | 1.5 | 31.2 | 1.22 | 11040 | 4.6 | 32.91 | 0.8 | 32.73 | 1.06 | 15650 | 2.1 | 28.98 | 2 | 28.54 | 1.03 | 8550 | 5.1
Iowa | Midwest | 4 | West North Central | 31.03 | 1.7 | 29.85 | 1.5 | 6640 | 7.1 | 30.68 | 1.5 | 30.61 | 1.03 | 7450 | 3.2 | 27.85 | 1.4 | 28.37 | 0.95 | 3840 | 9.7
Kansas | Midwest | 4 | West North Central | 30.25 | 2.5 | 28.59 | 1.07 | 4360 | 6.1 | 29.85 | 1 | 28.79 | 0.88 | 5820 | 3.1 | 26.81 | 3.1 | 24.87 | 1 | 3690 | 7.3
Kentucky | South | 6 | East South Central | 30.07 | 2.5 | 29.11 | 1.02 | 5760 | 8.2 | 28.18 | 1.1 | 27.47 | 1.04 | 9620 | 3.3 | 25.9 | 2.2 | 24.3 | 1.26 | 6500 | 6.4
Louisiana | South | 7 | West South Central | 28.94 | 0.9 | 30.07 | 1.35 | 7180 | 4.5 | 27.88 | 0.9 | 28.49 | 1.28 | 11100 | 2.8 | 26.16 | 1.6 | 25.8 | 1 | 4830 | 7.1
Maine | East | 1 | New England | 28.94 | 2.5 | 29.61 | 1.35 | 2410 | 6.3 | 31.21 | 1.7 | 29.79 | 1.16 | 3380 | 3.4 | 28.39 | 1.9 | 27.48 | 1.28 | 2080 | 5.7
Maryland | East | 5 | South Atlantic | 31.56 | 2.9 | 29.82 | 1.41 | 10880 | 10.2 | 33.22 | 1.6 | 30.3 | 1.03 | 12930 | 5.1 | 31.97 | 2.3 | 30.09 | 0.96 | 6700 | 14.5
Massachusetts | East | 1 | New England | 42.86 | 3.1 | 43.93 | 1.5 | 15710 | 6.3 | 39.35 | 1.9 | 39.02 | 1.12 | 19140 | 3.5 | 36.15 | 3.7 | 35.43 | 0.78 | 7410 | 10.5
Michigan | Midwest | 3 | East North Central | 33.44 | 1.5 | 34.95 | 1.03 | 12860 | 4.9 | 31.67 | 1.1 | 30.28 | 1.19 | 24240 | 1.9 | 27.54 | 2.1 | 24.55 | 0.93 | 10580 | 4.6
Minnesota | Midwest | 4 | West North Central | 38.21 | 2.2 | 38.43 | 1.22 | 10100 | 7.4 | 37.88 | 1.5 | 37.52 | 0.83 | 11280 | 5.3 | 32.89 | 3.6 | 31.64 | 0.61 | 4600 | 10.4
Mississippi | South | 6 | East South Central | 25.61 | 1.8 | 25.97 | 0.93 | 3060 | 4.5 | 27.39 | 1.3 | 28.16 | 0.93 | 5040 | 3.2 | 22.8 | 1.8 | 22.09 | 0.96 | 2890 | 5
Missouri | Midwest | 4 | West North Central | 33.52 | 2.4 | 30.49 | 0.93 | 7680 | 6.7 | 32.62 | 2.3 | 30.11 | 0.92 | 12390 | 5.4 | 30.06 | 3.5 | 27.82 | 1.17 | 8840 | 7.1
Montana | West | 8 | Mountain | 35.45 | 2.5 | 37.27 | 1.26 | 1820 | 9.5 | 31.22 | 1.2 | 31.05 | 1.23 | 2890 | 3.4 | 27.38 | 3.1 | 24.95 | 1.02 | 1340 | 11.4
Nebraska | Midwest | 4 | West North Central | 30.7 | 2.4 | 29.24 | 1.2 | 3460 | 8.5 | 28.79 | 1.3 | 28.68 | 1.31 | 6160 | 4.7 | 27.41 | 1.8 | 26.57 | 1.31 | 3440 | 8.1
Nevada | West | 8 | Mountain | 32.41 | 2.2 | 29.13 | 1.21 | 5170 | 8.2 | 33 | 2.5 | 29.07 | 1.2 | 8370 | 6 | 29.14 | 3.3 | 28.19 | 1.18 | 4560 | 10.3
New Hampshire | East | 1 | New England | 29.33 | 1.6 | 29.64 | 1.24 | 2410 | 6.1 | 29.22 | 2 | 29.46 | 1.09 | 3450 | 4.7 | 29.57 | 1.4 | 29.42 | 1.13 | 1990 | 5.8
New Jersey | East | 2 | Middle Atlantic | 46.97 | 8.9 | 37.72 | 0.79 | 9560 | 9.3 | 37.76 | 2.6 | 32.81 | 0.73 | 14350 | 5.6 | 32.2 | 2.5 | 29.78 | 0.94 | 10360 | 8.3
New Mexico | West | 8 | Mountain | 26.65 | 3.5 | 24.48 | 1.19 | 2890 | 7.2 | 28.31 | 1.4 | 26.92 | 1.28 | 5060 | 5 | 23.56 | 1.9 | 22.24 | 0.8 | 1770 | 9.2
New York | East | 2 | Middle Atlantic | 40.81 | 2.4 | 37.6 | 0.91 | 24440 | 5.6 | 40.17 | 2.1 | 37.23 | 0.92 | 40670 | 3.6 | 33.15 | 6 | 30.94 | 0.92 | 22700 | 21.2
North Carolina | South | 5 | South Atlantic | 25.55 | 1 | 24.24 | 1.1 | 15120 | 5.3 | 25.78 | 0.9 | 24.49 | 0.97 | 21900 | 2.9 | 25.46 | 1.1 | 24.33 | 1.06 | 13320 | 4.6
North Dakota | Midwest | 4 | West North Central | 31.32 | 2.6 | 29.94 | 1.3 | 1560 | 7.8 | 35.02 | 2.2 | 36.6 | 1.62 | 3180 | 2.8 | 30.92 | 2 | 30.3 | 0.86 | 940 | 9.6
Ohio | Midwest | 3 | East North Central | 32.51 | 2 | 31.27 | 0.81 | 12780 | 5.6 | 30.94 | 1.4 | 30.46 | 0.95 | 24430 | 2.8 | 28.07 | 1.4 | 27.39 | 1.01 | 14450 | 4.9
Oklahoma | South | 7 | West South Central | 27.71 | 1.5 | 26.28 | 1.28 | 6110 | 5.8 | 28.72 | 1.7 | 27.76 | 0.92 | 7220 | 4.4 | 24.93 | 3.5 | 23.45 | 1.31 | 5680 | 6
Oregon | West | 9 | Pacific | 41.19 | 1.3 | 39.83 | 0.87 | 4830 | 6.2 | 41.03 | 0.8 | 42.68 | 1.02 | 9260 | 3.3 | 30.76 | 1.7 | 29.73 | 0.78 | 3960 | 7.9
Pennsylvania | East | 2 | Middle Atlantic | 33.5 | 1.7 | 30.37 | 0.79 | 13540 | 4.8 | 35.15 | 2.1 | 31.59 | 0.74 | 20770 | 3.3 | 28.33 | 2 | 28 | 1.22 | 18980 | 5
Rhode Island | East | 1 | New England | 35.29 | 3.2 | 36.34 | 1.5 | 2100 | 9.5 | 33.1 | 2.9 | 31.85 | 1.03 | 2350 | 5.6 | 30.6 | 2.2 | 29.93 | 0.92 | 1180 | 14.5
South Carolina | South | 5 | South Atlantic | 25.74 | 2 | 24.35 | 0.63 | 4010 | 6.5 | 26.61 | 1.2 | 24.98 | 0.7 | 7320 | 3.8 | 25.11 | 1.5 | 24 | 1.09 | 6360 | 3.9
South Dakota | South | 4 | West North Central | 26.32 | 1.8 | 25 | 1.11 | 1420 | 7.1 | 27.3 | 1 | 27.76 | 1.27 | 2650 | 4.1 | 27.72 | 2.7 | 26.2 | 0.96 | 1120 | 11.7
Tennessee | West | 6 | East South Central | 26.55 | 2.1 | 24.48 | 0.96 | 8920 | 6.1 | 27.74 | 1 | 26.62 | 1.14 | 17200 | 3.1 | 24.24 | 1.2 | 23.1 | 1.17 | 9880 | 4.7
Texas | East | 7 | West South Central | 27.35 | 0.9 | 27.52 | 1.08 | 41890 | 3.4 | 27.09 | 0.8 | 26.87 | 1.11 | 70580 | 2.7 | 26.27 | 1.4 | 24.13 | 0.9 | 31910 | 4.5
Utah | South | 8 | Mountain | 28.62 | 1.8 | 28.56 | 1.2 | 5790 | 7.4 | 28.73 | 1.2 | 28.79 | 1.44 | 11350 | 5.5 | 27.13 | 2.6 | 23.97 | 1.28 | 5620 | 8.1
Vermont | West | 1 | New England | 29.61 | 2.1 | 28.59 | 1.13 | 980 | 10.4 | 27.02 | 1.1 | 27.32 | 0.88 | 1240 | 3.5 | 27.14 | 1.5 | 27.32 | 1.47 | 1160 | 6.2
Virginia | East | 5 | South Atlantic | 27.75 | 1.1 | 27.75 | 0.96 | 10930 | 4.3 | 31.12 | 1.3 | 29 | 1.19 | 22150 | 3.3 | 28.26 | 1.3 | 27.94 | 1.3 | 13540 | 4
Washington | South | 9 | Pacific | 39.61 | 1.9 | 36.62 | 1.08 | 10860 | 5.6 | 42.61 | 0.9 | 39.44 | 1.15 | 18820 | 2.6 | 34.78 | 2.4 | 31.17 | 0.89 | 8140 | 7.2
West Virginia | West | 5 | South Atlantic | 26.21 | 4.3 | 24.17 | 0.68 | 1350 | 11.6 | 31.58 | 1.8 | 30.34 | 1.1 | 3560 | 2.6 | 22.51 | 1.9 | 22.16 | 1.08 | 1940 | 5.8
Wisconsin | East | 3 | East North Central | 37.24 | 2.7 | 36.86 | 0.83 | 6860 | 5.7 | 34.65 | 1.1 | 35.89 | 0.86 | 11630 | 3 | 29.31 | 2.1 | 28.62 | 0.82 | 6190 | 6.5
Wyoming | Midwest | 8 | Mountain | 28.49 | 1.9 | 27.44 | 1.42 | 1120 | 7.2 | 32.69 | 1.1 | 30.98 | 1.85 | 2370 | 5.3 | 26.1 | 3.7 | 25.44 | 0.91 | 650 | 15.6
(1)Estimates for detailed occupations do not sum to the totals because the totals include occupations not shown separately. Estimates do not include self-employed workers.
(2)The relative standard error (RSE) is a measure of the reliability of a survey statistic. The smaller the relative standard error, the more precise the estimate.
https://www.bls.gov/ooh/construction-and-extraction/electricians.htm#tab-7
https://www.bls.gov/ooh/installation-maintenance-and-repair/heating-air-conditioning-and-refrigeration-mechanics-and-installers.htm#tab-7
https://www.bls.gov/ooh/construction-and-extraction/plumbers-pipefitters-and-steamfitters.htm#tab-7
This table shows employer costs for employee compensation for private industry workers by census division, from the U.S. Bureau of Labor Statistics (for September 2022).
BLS- Table 7 Employer Costs for Employee Compensation for Private Industry Workers by Census Division and Division, 2022
|  |  | Census Division | Total | Wages and salaries | Total benefits | Paid leave | Supplemental pay | Insurance | Retirement and savings | Legally required benefits
|  |  |  | Percent | Percent | Percent | Percent | Percent | Percent | Percent | Percent
|  |  | New England | 100 | 69.3 | 30.7% | 7.8 | 4.3 | 7.7 | 3.5 | 7.4
|  |  | Middle Atlantic | 100 | 69 | 31% | 7.8 | 3.5 | 8.1 | 3.9 | 7.7
|  |  | South Atlantic | 100 | 72.3 | 27.7% | 7.5 | 3 | 6.7 | 3.1 | 7.4
|  |  | East South Central | 100 | 72.1 | 27.9% | 7 | 3.4 | 7.3 | 2.8 | 7.3
|  |  | West South Central | 100 | 72.9 | 27.1% | 7 | 3.9 | 6.3 | 2.8 | 7.2
|  |  | East North Central | 100 | 69.1 | 30.9% | 7.2 | 4.1 | 8.3 | 4.1 | 7.3
|  |  | West North Central | 100 | 68.8 | 31.2% | 7.2 | 4.1 | 9.2 | 3.2 | 7.5
|  |  | Mountain | 100 | 70.9 | 29.1% | 6.9 | 3.4 | 7.9 | 3.2 | 7.6
|  |  | Pacific | 100 | 70.7 | 29.3% | 7.8 | 3.1 | 7.3 | 3.3 | 7.9
https://www.bls.gov/news.release/archives/ecec_12152022.pdf
Go to tab

## 20 Excavation Wages
Excavation Wages |  |  | This tab contains wages for excavator technicians broken down by state and census division. There are tables that convert the wages from 2023 $ to 2022 $, as described below. | [13 empty] | Back to Table of Contents
The table below shows wages for the excavating and loading machine and dragline operators, by U.S. state and census division, for May 2023. | [10 empty] | The table below converts the excavating wages (by census division) from 2023 $ to 2022 $, based on the ratio of the 2023 national average of $26.75 to the 2022 national average of $26.68. |  |  |  | The table below calculates the 2023 mean wages per hour by census division.
Wages for Occupation: Excavating and Loading Machine and Dragline Operators, Surface Mining (SOC Code475022), May 2023
State | Region | Census Division Number | Census Division Name | Hourly median wage | Employment percent relative standard error(3) | Hourly mean wage | Wage percent relative standard error | Employment | Location Quotient |  | 2022 Excavating Weighted Mean Wage /Hour |  |  |  | Excavating Weighted Mean Wage /Hour
Alabama | South | 6 | East South Central | 22.27 | 18 | 21.97 | 5 | 560 | 1.26 |  | Census Division | 2022 Average Wage/Hour |  |  | Census Division | 2023 Average Wage/Hour
Alaska | West | 9 | Pacific | 41.26 | 8.2 | 39.97 | 2.4 | 120 | 1.85 |  | New England | 26.6853 |  |  | New England | 26.6142
Arizona | West | 8 | Mountain | 27.01 | 29.6 | 25.41 | 6.5 | 480 | 0.71 |  | Middle Atlantic | 28.2238 |  |  | Middle Atlantic | 28.1486
Arkansas | South | 7 | West South Central | 19.3 | 13.7 | 19.99 | 2.3 | 250 | 0.93 |  | East North Central | 26.8515 |  |  | East North Central | 26.78
California | West | 9 | Pacific | 31.03 | 13.1 | 37 | 5.2 | 670 | 0.17 |  | West North Central | 28.3802 |  |  | West North Central | 28.3047
Colorado | West | 8 | Mountain | 29.97 | 10.6 | 31.19 | 3.1 | 660 | 1.08 |  | South Atlantic | 24.3558 |  |  | South Atlantic | 24.291
Connecticut | East | 1 | New England | 31.48 | 21.1 | 34.9 | 7 | 120 | 0.33 |  | East South Central | 22.0283 |  |  | East South Central | 21.9697
Delaware | East | 5 | South Atlantic | 27.64 | 23.6 | 29.04 | 4.4 | 60 | 0.57 |  | West South Central | 22.3543 |  |  | West South Central | 22.2948
District of Columbia | Midwest | 5 | South Atlantic | 26.4 | 46.9 | 28.29 | 18.6 | 50 | 0.32 |  | Mountain | 27.108 |  |  | Mountain | 27.0359
Florida | South | 5 | South Atlantic | 22.94 | 12.7 | 24.12 | 2.3 | 1990 | 0.97 |  | Pacific | 31.1719 |  |  | Pacific | 31.0889
Georgia | South | 5 | South Atlantic | 23.49 | 27.3 | 23.23 | 1.3 | 990 | 0.97
Hawaii | West | 9 | [7 empty] | Note: No Data Available for Hawaii | The below calculates an excavation wage deflator to convert wages from 2023 $ to 2022 $.
Idaho | West | 8 | Mountain | 26.87 | 24.1 | 26.06 | 3.4 | 340 | 1.93 |  | National Average / Year
Illinois | Midwest | 3 | East North Central | 28.93 | 6.5 | 31.41 | 1.6 | 940 | 0.73 |  | Year | Average Wage Estimate | Source
Indiana | Midwest | 3 | East North Central | 31.39 | 4.7 | 29.04 | 1.2 | 720 | 1.05 |  | 2022 | 26.68 | BLS
Iowa | Midwest | 4 | West North Central | 23.76 | 9.2 | 24.06 | 2.6 | 790 | 2.37 |  | 2023 | 26.7512 | average of state-level estimates in 2023 | https://www.bls.gov/oes/2022/may/oes_nat.htm
Kansas | Midwest | 4 | West North Central | 24.06 | 24.9 | 25.78 | 7.8 | 140 | 0.48
Kentucky | South | 6 | East South Central | 21.3 | 13 | 24.69 | 6.9 | 800 | 1.89 |  | Excavation Wage Index: | 0.2669%
Louisiana | South | 7 | West South Central | 21.34 | 12.5 | 21.62 | 3.2 | 510 | 1.28
Maine | East | 1 | New England | 25.28 | 9.5 | 26.33 | 2.3 | 200 | 1.53
Maryland | East | 5 | South Atlantic | 32.18 | 21.8 | 31.14 | 6.4 | 570 | 0.99
Massachusetts | East | 1 | New England | 30.18 | 11.2 | 30.85 | 3.7 | 230 | 0.29
Michigan | Midwest | 3 | East North Central | 25.02 | 12.9 | 26.82 | 2.8 | 680 | 0.73
Minnesota | Midwest | 4 | West North Central | 37.25 | 13 | 35.59 | 3.4 | 900 | 1.46
Mississippi | South | 6 | East South Central | 20.93 | 30.3 | 21.67 | 4 | 250 | 1
Missouri | Midwest | 4 | West North Central | 21.14 | 23.1 | 21.06 | 5.2 | 190 | 0.3
Montana | West | 8 | Mountain | 23.5 | 10 | 27.56 | 1.6 | 150 | 1.41
Nebraska | Midwest | 4 | West North Central | 23.37 | 13.4 | 24.85 | 1.6 | 600 | 2.77
Nevada | West | 8 | Mountain | 28.31 | 19.4 | 27.92 | 4.7 | 520 | 1.62
New Hampshire | East | 1 | New England | 24.02 | 20.7 | 25.94 | 7.9 | 250 | 1.74
New Jersey | East | 2 | Middle Atlantic | 48.43 | 17.2 | 45.1 | 7.1 | 560 | 0.62
New Mexico | West | 8 | Mountain | 21.94 | 19.6 | 25.7 | 4.2 | 340 | 1.87
New York | East | 2 | Middle Atlantic | 27.94 | 10 | 32.75 | 4.6 | 1210 | 0.6
North Carolina | South | 5 | South Atlantic | 23.61 | 9.3 | 23.74 | 1.3 | 640 | 0.62
North Dakota | Midwest | 4 | West North Central | 35.08 | 17 | 36.03 | 6.6 | 210 | 2.37
Ohio | Midwest | 3 | East North Central | 23.13 | 9.7 | 25.88 | 2 | 1390 | 1.18
Oklahoma | South | 7 | West South Central | 21.15 | 11.4 | 20.89 | 2.2 | 270 | 0.77
Oregon | West | 9 | Pacific | 28.32 | 11.2 | 28.4 | 2.5 | 240 | 0.58
Pennsylvania | East | 2 | Middle Atlantic | 22.54 | 8.9 | 25.05 | 4.4 | 1980 | 1.55
Rhode Island | East | 1 | New England | 27.23 | - | 28.69 | 3.2 | - | -
South Carolina | South | 5 | South Atlantic | 22 | 16.8 | 22.18 | 3.2 | 710 | 1.49
South Dakota | South | 4 | West North Central | 23.7 | 12.4 | 23.71 | 2.5 | 210 | 2.24
Tennessee | West | 6 | East South Central | 23.2 | 15.6 | 23.97 | 1.8 | 510 | 0.74
Texas | East | 7 | West South Central | 22.62 | 10.5 | 23.19 | 2.2 | 4750 | 1.63
Utah | South | 8 | Mountain | 23.88 | 11.8 | 25.2 | 1.2 | 1000 | 2.78
Vermont | West | 1 | New England | 23.74 | 13.5 | 25.22 | 3.1 | 170 | 2.58
Virginia | East | 5 | South Atlantic | 23.44 | 17.5 | 24.63 | 3.6 | 1750 | 2.05
Washington | South | 9 | Pacific | 29.99 | 10.7 | 32.37 | 4 | 470 | 0.62
West Virginia | West | 5 | South Atlantic | 30.85 | 22.6 | 28.79 | 7.8 | 340 | 2.27
Wisconsin | East | 3 | East North Central | 28.09 | 8.3 | 28.08 | 1.2 | 710 | 1.15
Wyoming | Midwest | 8 | Mountain | 35.06 | 6.4 | 35.56 | 0.9 | 360 | 6.19
https://www.bls.gov/oes/2023/may/oes475022.htm
(1)Estimates for detailed occupations do not sum to the totals because the totals include occupations not shown separately. Estimates do not include self-employed workers.
(2)The relative standard error (RSE) is a measure of the reliability of a survey statistic. The smaller the relative standard error, the more precise the estimate.
Go to tab

## 21 Sales Taxes
Sales Taxes | This tab contains sales taxes broken down by state and census division and by labor and materials. |  |  |  | The tables below calculate the weighted average sales tax rate by census division. This weighted average for each census division is obtained by multiplying the sales tax rate of each state in a census division by that state's population share, and then adding up over all states in the census division. |  |  | Weighted Average Sales Tax Rate in a Census Division = ∑(Population of State × Sales Tax Rate of State) / ∑(Population of all States in the Census Division) ​ |  |  | Back to Table of Contents
Notes and Additional Sources
[5 empty] | The table below shows the final estimates of weighted average sales tax rate by census division. |  |  |  | Some states do not have labor sales taxes at all and some exclude for residential construction is certain conditions are met (usually when time and materials are itemized): Here are a few examples and sources:
Note: Ohio exempts labor when it pertains to real property improvements or repairs, as long as it is separately stated. Labor: Not taxed if separately itemized, especially for installation services related to real property.
[5 empty] | Weighted Average Sales Tax Rate by Census Division |  |  |  | Note: Pennsylvania typically exempts labor on real property services when itemized apart from materials. Labor: Not taxed for separately stated installation or repair services related to real property.
[5 empty] | Census Division | Labor | Materials |  | Note: In Virginia, labor associated with the installation or repair of real property (like appliance installation) is not typically subject to sales tax if separately stated. Labor: Not taxed if the contract is for real property improvements
[5 empty] | New England | 2.021% | 5.544% |  | https://www.wolterskluwer.com/en/expert-insights/understanding-sales-tax-rules-for-the-construction-industry#:~:text=In%20the%20majority%20of%20states,at%20the%20time%20of%20purchase.
[5 empty] | Middle Atlantic | 1.695% | 4.961% |  | https://www.cdtfa.ca.gov/formspubs/pub108/
[5 empty] | East North Central | 3.335% | 6.756% |  | https://taxpolicycenter.org/sites/default/files/statistics/pdf/state_sales_tax_15.pdf | Statistics State Sales Tax Rates From. 2000. to . To. 2023. PDF. File. Download Report (289.13 KB) Excel. File. Download Report (107.22 KB) Display Date. February 21, 2023.
[5 empty] | West North Central | 5.512% | 7.354% |  | https://taxhero.net/blog/sales-tax-on-services/
[5 empty] | South Atlantic | 1.46% | 6.308% |  | https://www.avalara.com/us/en/learn/whitepapers/service-taxability-by-state.html
[5 empty] | East South Central | 4.832% | 7.798%
[5 empty] | West South Central | 9.489% | 9.489%
[5 empty] | Mountain | 4.321% | 7.471%
[5 empty] | Pacific | 1.356% | 8.509%
[5 empty] | National Average | 3.455% | 7.164%
The table below shows the supporting data used in the calculations of weighted average sales taxes by census division. | [5 empty] | Annual estimates of the resident population for the United States, regions, states, District of Columbia, and Puerto Rico: April 1, 2020 to July 1, 2023 (NST-EST2023-POP).
https://taxfoundation.org/data/all/state/2022-sales-taxes/#table
https://www.census.gov/data/tables/time-series/demo/popest/2020s-national-total.html
Combined Sales Taxes on Labor and Materials By State
State | Region | Census Division Number | Census Division Name | Labor | Material | Population 2023
Alabama | South | 6 | East South Central | 9.25% | 9.25% | 5108468
Alaska | West | 9 | Pacific | 0 | 1.76% | 733406
Arizona | West | 8 | Mountain | 8.4% | 8.4% | 7431344
Arkansas | South | 7 | West South Central | 9.47% | 9.47% | 3067732
California | West | 9 | Pacific | 0 | 8.82% | 38965193
Colorado | West | 8 | Mountain | 0 | 7.77% | 5877610
Connecticut | East | 1 | New England | 6.35% | 6.35% | 3617176
Delaware | East | 5 | South Atlantic | 0 | 0 | 1031890
District of Columbia | Midwest | 5 | South Atlantic | 7.01% | 7.01% | 678972
Florida | South | 5 | South Atlantic | 0 | 7.35% | 22610726
Georgia | South | 5 | South Atlantic | 4.44% | 4.44% | 11029227
Hawaii | West | 9 | Pacific | 0 | 6% | 1435138
Idaho | West | 8 | Mountain | 0 | 8.82% | 1964726
Illinois | Midwest | 3 | East North Central | 0 | 7% | 12549689
Indiana | Midwest | 3 | East North Central | 0 | 6.03% | 6862199
Iowa | Midwest | 4 | West North Central | 7% | 7% | 3207004
Kansas | Midwest | 4 | West North Central | 8.7% | 8.7% | 2940546
Kentucky | South | 6 | East South Central | 6% | 6% | 4526154
Louisiana | South | 7 | West South Central | 9.55% | 9.55% | 4573749
Maine | East | 1 | New England | 0 | 5.5% | 1395722
Maryland | East | 5 | South Atlantic | 0 | 6.25% | 6180253
Massachusetts | East | 1 | New England | 0 | 6% | 7001399
Michigan | Midwest | 3 | East North Central | 7.49% | 7.49% | 10037261
Minnesota | Midwest | 4 | West North Central | 0 | 6% | 5737915
Mississippi | South | 6 | East South Central | 7.07% | 7.07% | 2939690
Missouri | Midwest | 4 | West North Central | 8.29% | 8.29% | 6196156
Montana | West | 8 | Mountain | 0% | 0% | 1132812
Nebraska | Midwest | 4 | West North Central | 6.94% | 6.94% | 1978379
Nevada | West | 8 | Mountain | 6.6% | 6.6% | 3194176
New Hampshire | East | 1 | New England | 0 | 0 | 1402054
New Jersey | East | 2 | Middle Atlantic | 7.63% | 7.63% | 9290841
New Mexico | West | 8 | Mountain | 0 | 8.52% | 2114371
New York | East | 2 | Middle Atlantic | 0 | 6.98% | 19571216
North Carolina | South | 5 | South Atlantic | 0 | 6.6% | 10835491
North Dakota | Midwest | 4 | West North Central | 0 | 7.22% | 783926
Ohio | Midwest | 3 | East North Central | 6.96% | 6.96% | 11785935
Oklahoma | South | 7 | West South Central | 8.98% | 8.98% | 4053824
Oregon | West | 9 | Pacific | 0 | 6.34% | 4233358
Pennsylvania | East | 2 | Middle Atlantic | 0% | 0% | 12961683
Rhode Island | East | 1 | New England | 7% | 7% | 1095962
South Carolina | South | 5 | South Atlantic | 6.4% | 6.4% | 5373555
South Dakota | South | 4 | West North Central | 7.44% | 7.44% | 919318
Tennessee | West | 6 | East South Central | 0 | 8.2% | 7126489
Texas | East | 7 | West South Central | 9.55% | 9.55% | 30503301
Utah | South | 8 | Mountain | 7.19% | 7.19% | 3417734
Vermont | West | 1 | New England | 0 | 5.75% | 647464
Virginia | East | 5 | South Atlantic | 0 | 6.24% | 8715698
Washington | South | 9 | Pacific | 9.23% | 9.23% | 7812880
West Virginia | West | 5 | South Atlantic | 6.5% | 6.5% | 1770071
Wisconsin | East | 3 | East North Central | 0 | 5.43% | 5910955
Wyoming | Midwest | 8 | Mountain | 5.22% | 5.22% | 584057
Go to tab

## 22 Credits & Trends
Credits & Trends |  | This tab describes relevant federal tax credits and state-level trends. |  | Back to Table of Contents
U.S. Federal Government Offers Tax Credits | State Trends | Tax Credits Geothermal Heat Pump Systems
The U.S. federal government provides tax credits to homeowners who install energy-efficient appliances such as Ground-Source Heat Pumps (GSHPs), Air-Source Heat Pumps (ASHPs), and other eligible equipment. These incentives aim to encourage energy efficiency and minimize environmental harm. | States throughout the U.S. are progressively implementing policies to encourage the use of energy-efficient home appliances and shift to cleaner energy alternatives. These include: | Tax Credits – The US offers a 30% federal tax credit for eligible geothermal heat pump systems that were placed in service after December 31, 2021 and before January 1, 2033. Unlike a deduction, this is a direct credit. For instance, a $20,000 investment in a system results in a $6,000 reduction in taxes. If the individual's tax liability is lower than the credit, they will receive the difference as a refund. See the schedule in the cell to the right for the timeline of the credits being phased out moving forward. | 30% for property placed in service after December 31, 2016, and before January 1, 2020. 26% for property placed in service after December 31, 2019, and before January 1, 2022. 30% for property placed in service after December 31, 2021, and before January 1, 2033. 26% for property placed in service after December 31, 2032, and before January 1, 2034. 22% for property placed in service after December 31, 2033, and before January 1, 2035. | https://www.energy.gov/eere/geothermal/tax-credits-incentives-and-technical-assistance-geothermal-heat-pumps
Energy Efficient Home Improvement Credit | 1. Adoption of Appliance Efficiency Standards | Heat Pumps - Nyserda shows sales surpassing gas furnaces (2022), AGA shows switching from heat pumps to gas by state. | https://www.aga.org/natural-gas-or-a-heat-pump-where-you-live-matters/
This credit offers 30% of the energy-efficient improvements costs to home owners, with the following limits: |  |  | https://www.nyserda.ny.gov/Featured-Stories/US-Heat-Pump-Sales
Several states have established appliance efficiency standards that mandate minimum energy and water conservation levels for household products. These standards are designed to lower energy use and decrease greenhouse gas emissions. For example, California's Appliance Efficiency Regulations cover more than 70 products, such as refrigerators, air conditioners, and water heaters.
Air-Source Heat Pumps (ASHPs): Eligible for a tax credit for 30% of the project cost, up to $2,000. | Climate Policy Dashboard
ENERGY STAR
2. Incentives for Electrification
Other Qualified Improvements: Homeowners can receive up to $1,200 per year for some energy-efficient improvements, including: Home energy audits: $150.
IRS | States are promoting the transition from fossil-fuel-powered appliances to electric options by offering rebates and incentives. For example, Indiana’s Home Appliance Rebate program helps low- and moderate-income families by providing financial support to purchase energy-efficient electric appliances like heat pumps and electric stoves.
Indiana.gov
Residential Clean Energy Credit
3. Restrictions on Fossil-Fueled Appliances
Homeowners can receive 30% of the installation costs (without any annual or lifetime dollar limits) of qualified "clean energy systems", except for fuel cell property:
Ground-Source Heat Pumps (GSHPs): Qualify under this credit. | Several states are implementing rules to restrict or prohibit the installation of new fossil-fuel-powered appliances in homes. For instance, Washington State has essentially banned fossil-fuel appliances in new buildings to encourage the use of electricity and cut down on carbon emissions.
IRS | Architect
Other Eligible Systems: | 4. Federal Support and Coordination
Solar water heaters.
IRS | The federal government aids state initiatives through programs such as the Energy Conservation Program for Consumer Products, which sets minimum energy efficiency standards for appliances. This program offers a regulatory foundation that states can use to improve energy efficiency.
https://www.energy.gov/eere/buildings/appliance-and-equipment-standards-program
Claiming the Credits
Individuals requesting the credits must file IRS Form 5695, "Residential Energy Credits," with their tax return. The equipment must satisfy energy efficiency requirement standards; all receipts and manufacturer certifications must be kept. | 5. Addressing Grid Challenges
IRS
As more people switch to electric appliances, the demand on the electric grid rises. In response, states are investing in updating the grid and developing energy storage solutions to maintain reliability and support the increasing use of electric devices. Industry leaders emphasize the importance of advanced software and AI to efficiently manage the changing grid system.
Additional Considerations | Barron's
https://www.aspentech.com/en/insights/industrial-ai-from-aspentech
State and Local Incentives: In addition to availability of federal credits, there are additional energy-efficient incentives for homeowners in some states. | These trends demonstrate a deliberate effort by governments to improve energy efficiency, decrease dependence on fossil fuels, and promote the use of cleaner technologies for household appliances.
https://www.irs.gov/credits-deductions/energy-efficient-home-improvement-credit
Income Limitations: There are some income thresholds for some rebates and incentives. The specific program details can be found in the sources above.
Go to tab

## 23 Venting Notes
Venting Notes |  | This tab estimates the likelihood of switching to a high-efficiency system, based on fuel type, technology, and census division.
In the Northern U.S., there are direct-venting gas appliances with efficiencies between 90% to 94% Annual Fuel Utilization Efficiency (AFUE) that meet PVC (direct-vent) requirements but do not qualify for ENERGY STAR certification. Therefore, ENERGY STAR data does not comprehensively reflect high efficiency venting for the North between 90% to 94% AFUE. These appliances are not fully represented in ENERGY STAR shipping rate tables, which focus on units meeting higher efficiency thresholds, particularly after 2015. | [8 empty] | Back to Table of Contents
To better estimate the probability of switching to high-efficiency systems, especially in cases where ENERGY STAR data is incomplete (as described above), we use two key data sources: 1. The American Gas Association (AGA) Energy Analysis Table, from the report "Empowering Consumer Choices: Analyzing the Impact of the ENERGY STAR Program on the Adoption of High-Efficiency Gas Appliances" (Rev. 2023.06.09), which provides data on total direct-venting appliance shipments in 2015, including non-ENERGY STAR units. 2. ENERGY STAR shipping rate data from 2004 to 2023. For other fuel types, similar trends are assumed, due to limited data availability.
[9 empty] | Note 1: | Note 2: | Note 3: | Note 4: | Note 5:
[9 empty] | A percentage added to account for the differences in ENERGY STAR's efficiency rating for the North by using AGA's estimate of High efficiency compared to ENERGY STAR's shipping rates for 2015. | Gas dryers were accounted for with the assumptions that the differences between each Census Division are similar to gas furnaces and a percentage added to account for the differences in ENERGY STAR's efficiency rating for the North by using AGA's estimate of High efficiency compared to ENERGY STAR's shipping rates for 2015. | About 82% of U.S. households using heating oil are located in the Northeast. | Assumption: For gas boilers set conversion to direct venting to average to 64% ENERGY STAR rating is 90% for both North and South and will set the conversion at 68% for the North and 60% for the South. | About 82% of U.S. households using heating oil are located in the Northeast.
Percent Switching to Direct (Condensing) Venting
Census Division | Natural Gas Furnaces | Natural Gas Clothes Dryers | Distillate Fuel Oil/Kerosene Furnaces | Natural Gas Boilers | Distillate Fuel Oil/Kerosene Boilers
| Click here for Note 1 | Click here for Note 2 | Click here for Note 3 | Click here for Note 4 | Click here for Note 5 | [5 empty] | Oil Furnaces have an ENERGY STAR rating of 85% AFUE or greater North or South so no adjustments were made. | https://www.energystar.gov/sites/default/files/asset/document/ENERGY%20STAR%20Commercial%20Boiler%20Design%20Guide.pdf | Boilers are considered "condensing" at 86-98% fficiency for the North and South no no adjustments were made.
| 2022 | 2022 | 2022 | 2022 | 2022 | [5 empty] | https://www.eia.gov/energyexplained/heating-oil/use-of-heating-oil.php | https://www.energystar.gov/products/boilers
New England | 66.24% | 91.42% | 24% | 68% | 37% | [5 empty] | https://www.gsa.gov/system/files/GPG_Findings_004-Condensing_Boilers.pdf
Middle Atlantic | 63.02% | 87% | 24% | 68% | 37% | [5 empty] | https://www.energystar.gov/products/furnaces/key_product_criteria |  | https://www.eia.gov/energyexplained/heating-oil/use-of-heating-oil.php
East North Central | 55.85% | 80.03% | * | 68% | *
West North Central | 59.22% | 83.75% | * | 68% | *
South Atlantic | 32.67% | 50% | * | 60% | *
East South Central | 29.99% | 46.64% | * | 60% | *
West South Central | 22.62% | 35.19% | * | 60% | *
Mountain | 43.36% | 62.08% | * | 68% | *
Pacific | 32.51% | 49.64% | * | 68% | *
Average | 45% | 65% | 24% | 64% | 37%
* These census divisions have negligible usage of Distillate Fuel Oil/Kerosene
These shipping rates reflect imply the rates of direct venting for that year regardless if the old system was direct venting, b-venting, or a new installation. | [12 empty] | https://www.eia.gov/consumption/residential/data/2020/hc/pdf/HC%206.8.pdf
https://www.eia.gov/consumption/residential/data/2020/hc/pdf/HC%206.6.pdf
From AGA American Gas Association - Energy Analysis Empowering Consumer Choices: Analyzing the Impact of the ENERGY STAR Program on the Adoption of High-Efficiency Gas Appliances Rev.2023.06.09 | [5 empty] | https://www.aga.org/wp-content/uploads/2023/06/AGA-Energy-Insights-Empowering-Consumer-Choices-Analyzing-the-Impact-of-the-ENERGY-STAR-Program-on-the-Adoption-of-High-Efficiency-Gas-Appliances.pdf | AGA Efficient Gas Furnaces By Weighted the Number of New Furnaces and Aggregated by Census Division | [5 empty] | Trends - Current State of the Age of Space Heating
State | ENERGY STAR Rated 2015 | Census Division | Households With New Gas Furnaces in 2015 | Total Condensing in 2015 | Difference Between Total PVC Venting and ENERGY STAR 2015 |  | Census Division | Percentage of New Direct Venting Furnaces 2015 | Difference Between all condensing and ENERGY STAR | Difference From Average | ENERGY STAR 2022 + AGA Difference |  | Main heating equipment age | Total U.S. (millions) | East North Central | East South Central | Middle Atlantic | Mountain | New England | Pacific | South Atlantic | West North Central | West South Central
Alabama | 14% | East South Central | 175980 | 14% | 0% |  | New England | 73.28% | 20.91% | 25.93% | 43.53% |  |  | RECS Table HC6.6 Space heating in U.S. homes, by climate census division, 2020 Table HC6.8 Space heating in homes in the South and West, 2020
Alaska | 54% | Pacific | 30416 | 63% | 9% |  | Middle Atlantic | 67.21% | 19.88% | 19.86% | 43.16% |  | Less than 2 years old | 13.29 | 1.82 | 1.13 | 0.95 | 1.01 | 0.57 | 1.67 | 3.24 | 0.83 | 2.06
Arizona | 18% | Mountain | 382352 | 18% | 0% |  | East North Central | 68.26% | 12.33% | 20.91% | 40.44% |  | 2 to 4 years old | 17.19 | 2.45 | 1.21 | 1.86 | 1.32 | 0.61 | 2.3 | 3.87 | 0.93 | 2.63
Arkansas | 19% | West South Central | 167227 | 19% | 0% |  | West North Central | 70.04% | 15.05% | 22.69% | 41.42% |  | 5 to 9 years old | 26.77 | 4.22 | 1.88 | 2.95 | 2.04 | 1.05 | 3.24 | 5.71 | 2.02 | 3.65
California | 26% | Pacific | 1894957 | 26% | 0% |  | South Atlantic | 33.98% | 1.484% | -13.37% | 36.53% |  | 10 to 14 years old | 22.29 | 3.68 | 1.31 | 3.04 | 1.67 | 1.13 | 2.91 | 4.07 | 1.92 | 2.56
Colorado | 30% | Mountain | 366739 | 56% | 26% |  | East South Central | 30.64% | 0% | -16.71% | 36% |  | 15 to 19 years old | 14.66 | 2.34 | 0.83 | 2.14 | 1.1 | 0.71 | 2.06 | 2.71 | 1.19 | 1.59
Connecticut | 56% | New England | 158459 | 67% | 11% |  | West South Central | 10.19% | 0% | -37.16% | 36% |  | 20 or more years old | 23.54 | 3.94 | 0.97 | 4.99 | 1.76 | 1.8 | 4.16 | 2.78 | 1.58 | 1.57
Delaware | 47% | South Atlantic | 60536 | 70% | 23% |  | Mountain | 40.95% | 9.663% | -6.401% | 39.48% |  | Does not use heating equipment | 5.79 |  |  | 0.11 | 0.31 |  | 2.16 | 2.46 |  | 0.56
District of Columbia | 49% | South Atlantic | 23696 | 49% | 0% |  | Pacific | 33.04% | 1.659% | -14.31% | 36.6% |  | Total | 117.74 | 18.45 | 7.33 | 15.93 | 8.9 | 5.87 | 16.34 | 22.38 | 8.47 | 14.06
Florida | 4% | South Atlantic | 142860 | 4% | 0% |  | Average | 47.35% | 8.996% | 0% | 39.24% |  | Percent Newer than 20 years | 80.01% | 78.64% | 86.77% | 68.68% | 80.22% | 69.34% | 74.54% | 87.58% | 81.35% | 88.83%
Georgia | 13% | South Atlantic | 622941 | 13% | 0% | [7 empty] | Percent Older than 20 years | 19.99% | 21.36% | 13.23% | 31.32% | 19.78% | 30.66% | 25.46% | 12.42% | 18.65% | 11.17%
Hawaii | 26% | Pacific | 3047 | 26% | 0%
Idaho | 49% | Mountain | 107285 | 66% | 17% | [7 empty] | Trends - Percentage of Direct Venting (Condensing) Gas Furnaces
Illinois | 38% | East North Central | 917173 | 57% | 19% | [7 empty] | According to AGA, in 2024 14% Percent of the North use energy efficient Natural Gas Furnaces between 90 to 94% (Direct Condensing) and 52% are higher, therefore 66% of gas furnaces are currently above 90% efficiency. In the South, 15% of furnaces are 95% or above efficient. |  |  |  | https://www.aga.org/wp-content/uploads/2024/05/240516-AGA-Energy-Star-2024-Furnace-Comments-Final.pdf
Indiana | 52% | East North Central | 502203 | 65% | 13% | [11 empty] | https://www.eia.gov/todayinenergy/detail.php?id=20011#:~:text=Condensing%20furnaces%20are%20able%20to,gas%20utilities%2C%20and%20efficiency%20advocates
Iowa | 85% | West North Central | 232902 | 90% | 5% | [8 empty] | 90% to 94% efficient | 95% and above efficient | Current percentage of furnaces with direct venting 90% or above efficiency
Kansas | 31% | West North Central | 223814 | 47% | 16% | [7 empty] | North | 14% | 52% | 66%
Kentucky | 59% | East South Central | 226524 | 59% | 0% | [7 empty] | South | 9% | 15% | 24%
Louisiana | 7% | West South Central | 138768 | 7% | 0%
Maine | 48% | New England | 35210 | 73% | 25%
Maryland | 44% | South Atlantic | 247685 | 44% | 0%
Massachusetts | 56% | New England | 314062 | 79% | 23% |  | Multiple Tables (years 2004 through 2023) |  |  | https://www.energystar.gov/partner-resources/products_partner_resources/brand-owner/unit-shipment-data/archives
Michigan | 68% | East North Central | 825988 | 73% | 5% |  | National Estimated ENERGY STAR Market Penetration (High-Efficiency shipping rates) (2004–2023)
Minnesota | 65% | West North Central | 336553 | 81% | 16% |  | Year | Natural Gas Clothes Dryers | Natural Gas Furnaces | Distillate Fuel Oil/Kerosene Furnaces | Natural Gas Boilers | Distillate Fuel Oil/Kerosene Boilers | Natural Gas Furnace Rates of Change
Mississippi | 7% | East South Central | 120311 | 7% | 0% |  | 2023 | 54% | 40% | 13% | 53% | 33% | 4%
Missouri | 37% | West North Central | 287067 | 57% | 20% |  | 2022 | 56% | 36% | 24% | 64% | 37% | -5%
Montana | 53% | Mountain | 74722 | 65% | 12% |  | 2021 | 50% | 41% | 22% | 69% | 49% | 1%
Nebraska | 50% | West North Central | 102146 | 65% | 15% |  | 2020 | 47% | 40% | 21% | 57% | 77% | 10%
Nevada | 9% | Mountain | 142666 | 9% | 0% |  | 2019 | 45% | 30% | 22% | 56% | 72% | 4%
New Hampshire | 48% | New England | 45876 | 73% | 25% |  | 2018 | 46% | 26% | 21% | 53% | 53% | -1%
New Jersey | 39% | Middle Atlantic | 444232 | 59% | 20% |  | 2017 | 24% | 27% | 19% | 45% | 36% | 2%
New Mexico | 22% | Mountain | 143408 | 22% | 0% |  | 2016 | 35% | 25% | 18% | 45% | 31% | -1%
New York | 51% | Middle Atlantic | 890685 | 70% | 19% |  | 2015 | 17% | 26% | 19% | 45% | 45% | 2%
North Carolina | 60% | South Atlantic | 333107 | 60% | 0% |  | 2014 |  | 24% | 15% | 61% | 32% | 15%
North Dakota | 62% | West North Central | 42814 | 81% | 19% |  | 2013 |  | 9% | 8% | 67% | 44% | -26%
Ohio | 54% | East North Central | 862064 | 65% | 11% |  | 2012 |  | 35% | 22% | 57% | 47% | -20%
Oklahoma | 29% | West South Central | 193990 | 29% | 0% |  | 2011 |  | 55% | 27% | 42% | 52% | -6%
Oregon | 62% | Pacific | 155237 | 77% | 15% |  | 2010 |  | 61% | 36% | 52% | 61% | 11%
Pennsylvania | 48% | Middle Atlantic | 645212 | 69% | 21% |  | 2009 |  | 50% | 24% | 46% | 62% | 7%
Rhode Island | 27% | New England | 50791 | 58% | 31% |  | 2008 |  | 43% | 12% | 57% | 62% | 11%
South Carolina | 31% | South Atlantic | 226624 | 31% | 0% |  | 2007 |  | 32% | 10% | 39% | 61% | -3%
South Dakota | 62% | West North Central | 55599 | 81% | 19% |  | 2006 |  | 35% | 6% | 34% | 67% | -2%
Tennessee | 29% | East South Central | 395646 | 29% | 0% |  | 2005 |  | 37% | 7% | 25% | 51% | -10%
Texas | 7% | West South Central | 1466439 | 7% | 0% |  | 2004 |  | 47% | 7% | 41% | 71% | †
Utah | 57% | Mountain | 220523 | 64% | 7% |  | High-Efficiency System Average | 41.56% | 35.95% | 17.65% | 50.4% | 52.15%
Vermont | 48% | New England | 16348 | 73% | 25% |  | † Since 2004 is the first year of data, it is not possible to calculate a rate of change for that year.
Virginia | 39% | South Atlantic | 320961 | 39% | 0% |  | Notes: No data available for gas dryers before 2015. Data for 2015 and 2022 are in bold because they are the years that AGA has detailed data that are used in the remaining analysis in this tab.
Washington | 50% | Pacific | 255815 | 55% | 5%
West Virginia | 52% | South Atlantic | 60508 | 79% | 27%
Wisconsin | 79% | East North Central | 438626 | 93% | 14%
Wyoming | 53% | Mountain | 39944 | 65% | 12%
National Average | 39% |  | 16168738
Go to tab

## 24 Mini-Split Air Handler Notes
Mini-Split Air Handlers by Census Division | [9 empty] | Back to Table of Contents
This tab includes a description of assumptions and sources used for number of mini-split air handlers units needed per home, by census division.
Sources
|  | What is a Mini-Split Heat Pump? |  | https://www.energy.gov/energysaver/ductless-minisplit-heat-pumps |  |  | https://www1.eere.energy.gov/buildings/publications/pdfs/building_america/mini_split_pumps.pdf
|  | Table HC7.1 Air conditioning in U.S. homes, by housing unit type, 2020 (Final data release date: March 2023) |  | https://www.eia.gov/consumption/residential/data/2020/hc/pdf/HC%207.1.pdf
|  | Table HC7.6 Air conditioning in U.S. homes, by climate region, 2020 (Final data release date: March 2023) |  | https://www.eia.gov/consumption/residential/data/2020/hc/pdf/HC%207.6.pdf
|  | Table HC7.9 Air conditioning in U.S. homes, by home size, 2020 (Data release date: March 2023) |  | https://www.eia.gov/consumption/residential/data/2020/hc/pdf/HC%207.9.pdf
|  | EIA - Technology Forecast Updates – Residential and Commercial Building Technologies – Reference Case (APPENDIX A) 2023 |  | https://www.eia.gov/analysis/studies/buildings/equipcosts/pdf/appendix-a.pdf
|  | RECS Climate Zones |  | https://www.eia.gov/consumption/residential/maps.php
Descriptions and Details for Mini-Split Air Handler Units Switching Costs |  | Additional Information |  | https://bsesc.energy.gov/sites/default/files/2024-10/Guide%20To%20Sizing%20%26%20Selecting%20Air-Source.pdf
Description | Details | CE3.1 Annual household site end-use consumption in the U.S. - totals and averages |  | https://www.eia.gov/consumption/residential/data/2020/index.php?view=consumption&src=%E2%80%B9%20Consumption%20%20%20%20%20%20Residential%20Energy%20Consumption%20Survey%20(RECS)-f3#by%20end%20uses
Base Assumptions | Climate Region Influence | Heat Pump Systems |  | https://www.energy.gov/energysaver/heat-pump-systems
"Building America Climate Regions" Climate Influence | Data from EIA Residential Energy Consumption Survey (RECS) were used to understand regional air conditioning and heating patterns. Colder climates (e.g., New England, Middle Atlantic) were assigned at 3 to 4 severity units for a typical home.
Base Units | Assumed starting point (e.g., 2 air handler units for small homes).
Climate Factor | Adjustment Based on Climate Region Severity (Average ranges from 1 to 2)
Calculation for Number of Air Handler Units | Formula Used: Average Number of Air Handler Units = Base Units × Climate Factor
Review of Industry Practices | From the linked sources above, "Building America Climate Regions" and "AIA Climate Zones" climate information were used to estimate South Atlantic and East South Central Census Divisions (at 3 to 4 units of severity rating) and West South Central (e.g., Texas) (at 2 to 3 severity units due to milder winters). |  |  | Notes: Two tables are presented below. The first table, 'Number of Air Handler Units' shows the average number of mini-split air handler units per home by Residential Energy Consumption Survey (RECS) climate type. The second table, 'Average Site Energy Consumption' provides the average energy use per household by census division. It is important to note that census divisions do not align perfectly with RECS climate types, and therefore some generalization was necessary in applying assumptions across census divisions. Additionally, mini-split systems are most often used as secondary systems, so the number of units shown may not reflect what would be required to fully replace a primary space heating system. The BTU output of each air handler can also vary, meaning that actual unit counts and costs for full replacement could differ from the values shown. These estimates were developed using base assumptions and supplemented with data from Building Science Evaluation (BSE).
Adjustments for Zoning | Adjustments were made to reflect multi-zone benefits for larger homes, with 3 to 4 units in colder climates and 2 to 3 in milder climates.
From Table HC7.6 Air conditioning in U.S. homes, by climate region, 2020 (Final data release date: March 2023)
Number of Air Handler Units (millions)
Example Calculations for Number of Mini-Split Air Handlers Needed, by Census Division |  |  |  | Number of indoor units | Total U.S. | Very-cold/cold | Mixed-humid | Mixed-dry/hot-dry | Hot-humid | Marine
Census Division | Calculation
New England | Base Units: 2, Climate Factor: 1.5–2 \n Calculation: 2 × 1.5 = 3 to 2 × 2 = 4; (3+4)/2 = 3.5 |  |  | One | 1.21 | 0.4 | 0.33 | 0.14 | 0.27 | 0.07
Middle Atlantic | Base Units: 2, Climate Factor: 1.5–2 \n Calculation: 2 × 1.5 = 3 to 2 × 2 = 4; (3+4)/2 = 3.5 |  |  | Two | 0.64 | 0.29 | 0.15 | Q | 0.04 | 0.12
East North Central | Base Units: 2, Climate Factor: 1.25–1.5 \n Calculation: 2 × 1.25 = 2.5 to 2 × 1.5 = 3; (2.5+3)/2 = 2.75 |  |  | Three | 0.32 | 0.14 | 0.1 | Q | Q | Q
West North Central | Base Units: 2, Climate Factor: 1.25–1.5 \n Calculation: 2 × 1.25 = 2.5 to 2 × 1.5 = 3; (2.5+3)/2 = 2.75 |  |  | Four or more | 0.41 | 0.11 | 0.16 | Q | 0.06 | Q
South Atlantic | Base Units: 2, Climate Factor: 1.5–2 \n Calculation: 2 × 1.5 = 3 to 2 × 2 = 4; (3+4)/2 = 3.5 |  |  |  | Q = Data withheld because either the relative standard error (RSE) was greater than 50% or fewer than 10 households were in the reporting sample.
East South Central | Base Units: 2, Climate Factor: 1.5 \n Calculation: 2 × 1.5 = 3 |  |  |  | Average Site Energy Consumption (Million Btu per Household Using the End Use)
West South Central | Base Units: 2, Climate Factor: 1–1.5 \n Calculation: 2 × 1 = 2 to 2 × 1.5 = 3; (2+3)/2 = 2.5 |  |  | From Table CE3.1 Annual household site end-use consumption in the U.S. - totals and averages: | Census Division | Total | Space heating | Air conditioning | Percent of energy used | Census Division weights
Mountain | Base Units: 2, Climate Factor: 1–1.5 \n Calculation: 2 × 1 = 2 to 2 × 1.5 = 3; (2+3)/2 = 2.5
Pacific | Base Units: 2, Climate Factor: 1–1.5 \n Calculation: 2 × 1 = 2 to 2 × 1.5 = 3; (2+3)/2 = 2.5 |  |  |  | New England | 54.3 | 50.4 | 3.9 | 13.92% | 0.48718
[5 empty] | Middle Atlantic | 51.5 | 46.4 | 5.1 | 13.2% | 0.46206
[5 empty] | East North Central | 62.4 | 57.5 | 4.9 | 16% | 0.43989
Summary of Estimated Calculations of Number of Mini-Split Air Handler Units Needed, by Census Division |  |  |  |  | West North Central | 56.8 | 50.9 | 5.9 | 14.56% | 0.40041
Census Division name | Calculation | Census Division number | Units needed |  | South Atlantic | 31.2 | 20.6 | 10.6 | 7.998% | 0.27993
New England | 2 × 1.5 = 3 to 2 × 2.0 = 4; (3+4)/2 = 3.5 | 1 | 3.5 |  | East South Central | 34.9 | 25.3 | 9.6 | 8.946% | 0.22366
Middle Atlantic | 2 × 1.5 = 3 to 2 × 2.0 = 4; (3+4)/2 = 3.5 | 2 | 3.5 |  | West South Central | 32 | 18.8 | 13.2 | 8.203% | 0.20508
East North Central | 2 × 1.25 = 2.5 to 2 × 1.5 = 3; (2.5 × 3) / 2 = 2.75 | 3 | 2.75 |  | Mountain | 42 | 32 | 10 | 10.77% | 0.26916
West North Central | 2 × 1.25 = 2.5 to 2 × 1.5 = 3; (2.5 × 3) / 2 = 2.75 | 4 | 2.75 |  | Pacific | 25 | 19.8 | 5.2 | 6.409% | 0.16022
South Atlantic | 2 × 1.5 = 3 to 2 × 2.0 = 4; (3+4)/2 = 3.5 | 5 | 3.5 |  | Weighted Average |  |  |  |  | 2.9276
East South Central | 2 × 1.0 = 2 to 2 × 1.5 = 3; (2+3)/2= 2.5 | 6 | 2.5 |  | All homes | 42.3 | 34.4 | 7.9
West South Central | 2 × 1.0 = 2 to 2 × 1.5 = 3; (2+3)/2= 2.5 | 7 | 2.5
Mountain | 2 × 1.0 = 2 to 2 × 1.5 = 3; (2+3)/2= 2.5 | 8 | 2.5
Pacific | 2 × 1.0 = 2 to 2 × 1.5 = 3; (2+3)/2= 2.5 | 9 | 2.5
National Weighted Average: |  |  | 2.9276
Link to Table Used for Weighting
Go to tab

## 25 Markup Notes
Markup Notes |  |  | This tab documents the estimates used for markup rates, separately for labor and for materials. | Back to Table of Contents
https://buildern.com/resources/blog/general-contractor-markup/
https://www.servicetitan.com/tools/general-parts-markup-calculator
https://www.angi.com/articles/general-contractor-markup.htm
The links above are some sources for calculating markups. Industry experts suggest markups for labor costs should be at least 25%, and materials costs should be marked up in the range of 30% to 50%.
The table below shows the assumed markups for the purposes of the calculations in this workbook.
Assume: no taxes on markup
Markup %
| Labor | 25%
| Materials | 35%
Go to tab

## 26 Gas Dryer Notes
Gas Dryer Notes |  |  | The items below in this tab indicate the assumptions made for gas dryer costs, which are used in this workbook. | [5 empty] | Back to Table of Contents
| Link |  | Cost Factor | Average Price | New | Has Existing | Assumptions | Notes
| https://www.angi.com/articles/how-much-should-it-cost-hook-gas-dryer.htm | Angi 2024 |  |  |  |  | Already has a gas connection to the home | Most gas dryer installation costs are in the range of $760 to $1,650, net of labor and the cost of the dryer. The average cost is approximately $1,140.
|  |  | Gas dryer | $270 to $1,300 |  |  | No insurance costs
|  | 2 hours (natural gas plumber) | Labor | $50 to $100 | $260 to $800 + %50 and $100 per hour | $50 to $100 per hour |  | The cost of labor will depend on the professional hired and whether the dryer already has a gas line and hookup. Installing a gas dryer typically takes around two hours, with labor costs ranging from $50 to $100 per hour. If a new gas line needs to be installed, it can increase the total cost by an additional $260 to $800.
|  |  | Materials | $30 to $100 | 100 | $30 to $50 |  | The cost of materials will typically be between $30 and $50 if a gas line is already installed. However, if a new gas line installation is necessary, the price of materials could increase to $100 or more, depending on the length of the line. If the installation requires cutting through drywall, repair costs could exceed $550.
|  |  | Appliance removal and disposal | $50 to $100 | $70 to $150 | $70 to $150 |  | When upgrading to a new gas dryer, there is often an extra charge for removing the old appliance (separate from the installation fee). The removal process, including disconnecting, disassembling, and hauling away the old dryer, typically takes about an hour and costs between $50 and $100. After the dryer is removed, it must be disposed of according to local regulations. Disposal fees can vary by state, but homeowners generally pay between $20 and $50 for proper disposal.
|  |  | New gas line installation/Warranty | $260 to $800 | $10 to $20 per linear foot or $45 to $200 per hour $200 to $500, Valve & Inspection |  |  | The main difference between gas and electric dryers is that gas dryers need a dedicated gas line to operate. Installing this gas line can significantly increase the overall installation cost, usually adding between $260 and $800. To avoid the risk of gas leaks, professional installation is necessary. The cost for installation typically ranges from $10 to $20 per foot of piping or $45 to $200 per hour for labor. Gas dryers also require a shut-off valve to stop the gas supply during maintenance or emergencies. The cost of installing a gas valve for a dryer generally falls between $200 and $500, which includes an inspection to ensure the valve is functioning properly.
The cost of installing a vent typically ranges from $140 to $600, but it's crucial for directing the humid, lint-filled air from your dryer to the outdoors. Proper venting helps prevent your laundry room from becoming damp and musty, reduces the risk of fire, and keeps harmful air from circulating. Vents can be made from materials such as aluminum, rigid plastic, or metal. If a vent is already installed, it can be reused. However, many homeowners choose to replace the vent when installing a gas dryer to avoid the need for a replacement soon after. This is particularly important when switching from an electric dryer to a gas dryer, as gas dryers operate at higher temperatures. It's also a good time to consider alternative venting options that could improve your dryer’s efficiency.
Go to tab