## Layout Details
Note: Form EIA-930A, Annual Balancing Authority Generator Inventory Report is an inventory of the bulk electric system's generators that are operating in the continental United States and that are represented within the EIA-860 Generator Inventory and in the Hourly Electric Grid Monitor's hourly generation data. This publication file compiles the Form EIA-930A submissions that exactly match Plant IDs and Generator IDs on the Form EIA-860. Where partial matches or no matching records exist on the Form EIA-860, we provide the Form EIA-930A submission. The data year and status of Form EIA-860 data are included for reference. The links below provide the forms and instructions for both Forms EIA-930A and the EIA-860. The table below provides the layout of each data element reported on the three data schedules of the Form EIA-930A.
Data year: | 2024
EIA-860 source: | Preliminary Monthly Electric Generator Inventory from August 2025
Form EIA-930A, Annual Balancing Authority Generator Inventory Report
Form EIA-860, Annual Electric Generator Report
Layout and description of data
Data Element | Source | Schedule | Description | EIA-930A submissions without matching 860 Plant Code and Generator ID
BA Code | EIA-930A | 2,3,4 | A unique identifier for Balancing Authorities that operate in the United States | NA
Plant Name | EIA-860 / EIA-930A | 2,3,4 | The name of a power plant as filed on Form EIA-860 or, when a match is not possible, on Form EIA-930A | NA
EIA Plant ID | EIA-860 | 2,3,4 | EIA Plant identification code assigned as part of filing Form EIA-860, validly submitted on Form EIA-930A | NA
EIA Generator ID | EIA-860 | 2,3,4 | EIA generator identification code assigned as part of filing Form EIA-860, validly submitted on Form EIA-930A | NA
Plant ID (EIA-930A) | EIA-930A | 2,3,4 | A submission of a plant identifier from Form EIA-930A, only populated if there was no match with Form EIA-860 plant ID and generator ID | only populated if there was no match with the 860 Plant Code and Generator ID
Generator ID (EIA-930A) | EIA-930A | 2,3,4 | A submission of a generator identifier from Form EIA-930A, only populated if there was no match with Form EIA-860 plant id and generator ID | only populated if there was no match with the 860 Plant Code and Generator ID
Electric Generator Technology | EIA-860 / EIA-930A | 2,3,4 | A combination of the prime mover and energy source reported on the Form EIA-860 when a match is possible; otherwise the technology reported on Form EIA-930A | NA
Nameplate Capacity (EIA-860) | EIA-860 | 2,3,4 | The highest value on the generator nameplate in megawatts rounded to the nearest tenth, as measured in alternating current, reported on the Form EIA-860 associated with this generator ID | NA
State (EIA-860) | EIA-860 | 2,3,4 | A state postal code associated with the power plant reported on Form EIA-860 | NA
County (EIA-860) | EIA-860 | 2,3,4 | The county associated with the power plant reported on Form EIA-860 | NA
Latitude (EIA-860) | EIA-860 | 2,3,4 | The latitude coordinates associated with the power plant reported on Form EIA-860 | NA
Longitude (EIA-860) | EIA-860 | 2,3,4 | The longitude coordinates associated with the power plant reported on Form EIA-860 | NA
Operation Year (EIA-860) | EIA-860 | 2,4 | The operational year associated with the generator id, as reported on Form EIA-860 | NA
Operation Month (EIA-860) | EIA-860 | 2,4 | The operational month associated with the generator id, as reported on Form EIA-860 | NA
Nameplate Capacity (EIA-930A) | EIA-930A | 2,3,4 | The nameplate capacity reported on Form EIA-930A, only populated if there was no match with Form EIA-860 Plant Code and Generator ID | only populated if there was no match with the 860 Plant Code and Generator ID
State (EIA-930A) | EIA-930A | 2,3,4 | A state postal code associated with the power plant reported on Form EIA-930A, only populated if there was no match with Form EIA-860 plant id and generator ID | only populated if there was no match with the 860 Plant Code and Generator ID
County (EIA-930A) | EIA-930A | 2,3,4 | The county associated with the power plant reported on Form EIA-930A, only populated if there was no match with Form EIA-860 plant ID and generator ID | only populated if there was no match with the 860 Plant Code and Generator ID
Planned Operation Year (EIA-860) | EIA-860 | 3 | The planned operational year associated with the generator ID, as reported on the Form EIA-860 | NA
Planned Operation Month (EIA-860) | EIA-860 | 3 | The planned operational month associated with the generator ID, as reported on Form EIA-860 | NA
Generator Reported on EIA-930A Schedule 2? | EIA-930A | 4 | Yes or No, as reported on Form EIA-930A | NA
BAs having a Pseudo-Tie or Dynamic Relationship | EIA-930A | 4 | BA code associated with the partner Balancing Authority that shares all or a portion of the generator ID, as reported on Form EIA-930A | NA

## SUMMARY
BA Code | Schedule | Count of Validated EIA Plant/Generator IDs | Count of Unrecognized Generators | Total Count of Generators | Total Nameplate Capacity
AECI | 2 | 32 | 0 | 32 | 6502.7
AECI | 3 | 2 | 0 | 2 | 838
AVA | 2 | 78 | 1 | 79 | 2209.8
AVA | 3 | 0 | 8 | 8 | 1122.5
AVA | 4 | 3 | 0 | 3 | 118.8
AVRN | 2 | 25 | 0 | 25 | 2851.3
AVRN | 3 | 1 | 0 | 1 | 151.7
AVRN | 4 | 0 | 1 | 1 | 214
AZPS | 2 | 129 | 4 | 133 | 8525.9
AZPS | 3 | 20 | 28 | 48 | 11100.3
AZPS | 4 | 2 | 3 | 5 | 1405
BANC | 2 | 110 | 3 | 113 | 5447.5
BANC | 3 | 3 | 0 | 3 | 350
BANC | 4 | 5 | 0 | 5 | 936
BPAT | 2 | 298 | 0 | 298 | 26429.2
BPAT | 3 | 1 | 0 | 1 | 60
BPAT | 4 | 27 | 1 | 28 | 3513.9
CHPD | 2 | 28 | 0 | 28 | 1740.6
CHPD | 4 | 1 | 0 | 1 | 95.9
CISO | 2 | 1209 | 225 | 1434 | 87434.96
CISO | 3 | 2 | 0 | 2 | 7.8
CISO | 4 | 16 | 40 | 56 | 7735.48
CPLE | 2 | 600 | 0 | 600 | 16389.8
CPLE | 3 | 19 | 0 | 19 | 976
CPLE | 4 | 92 | 0 | 92 | 14321.7
CPLW | 2 | 20 | 0 | 20 | 1166.1
CPLW | 4 | 11 | 0 | 11 | 1124.5
DEAA | 2 | 3 | 0 | 3 | 713
DEAA | 4 | 3 | 0 | 3 | 713
DOPD | 2 | 10 | 0 | 10 | 855.2
DOPD | 4 | 21 | 0 | 21 | 2154.8
DUK | 2 | 635 | 0 | 635 | 30780.4
DUK | 3 | 27 | 0 | 27 | 1476.6
DUK | 4 | 117 | 0 | 117 | 28514.1
EPE | 2 | 31 | 0 | 31 | 2416.9
EPE | 3 | 6 | 0 | 6 | 648
EPE | 4 | 3 | 0 | 3 | 4209.6
ERCO | 2 | 2020 | 26 | 2046 | 165767.74
ERCO | 3 | 51 | 103 | 154 | 26172.12
FMPP | 2 | 76 | 10 | 86 | 5789.7
FMPP | 3 | 3 | 2 | 5 | 138.8
FPC | 2 | 155 | 0 | 155 | 16227
FPC | 3 | 9 | 0 | 9 | 1082
FPL | 2 | 268 | 1 | 269 | 37706.2
FPL | 3 | 16 | 6 | 22 | 1639
GCPD | 2 | 22 | 0 | 22 | 2186
GCPD | 4 | 21 | 0 | 21 | 2265.9
GRID | 2 | 16 | 0 | 16 | 3781.3
GRID | 4 | 7 | 0 | 7 | 1359.8
GVL | 2 | 10 | 0 | 10 | 740.2
GWA | 2 | 2 | 0 | 2 | 210
GWA | 3 | 0 | 1 | 1 | 75
GWA | 4 | 2 | 0 | 2 | 210
HGMA | 2 | 6 | 0 | 6 | 1277.1
HGMA | 4 | 6 | 0 | 6 | 1277.1
HST | 2 | 10 | 0 | 10 | 35.6
IID | 2 | 93 | 0 | 93 | 2020.7
IID | 3 | 3 | 0 | 3 | 127
IID | 4 | 12 | 12 | 24 | 1095.5
IPCO | 2 | 169 | 0 | 169 | 4655.2
IPCO | 3 | 3 | 0 | 3 | 357
IPCO | 4 | 12 | 0 | 12 | 2921.7
ISNE | 2 | 544 | 121 | 665 | 33806.159
ISNE | 3 | 0 | 41 | 41 | 2703.305
JEA | 2 | 27 | 2 | 29 | 2990.3
JEA | 4 | 2 | 0 | 2 | 2228
LDWP | 2 | 74 | 7 | 81 | 10275.6
LDWP | 4 | 29 | 0 | 29 | 8971.5
LGEE | 2 | 59 | 0 | 59 | 9958.9
LGEE | 3 | 1 | 0 | 1 | 86
LGEE | 4 | 7 | 0 | 7 | 634.6
MISO | 2 | 4656 | 11 | 4667 | 200435.9
MISO | 3 | 23 | 111 | 134 | 20827.32
MISO | 4 | 36 | 0 | 36 | 8425.9
NEVP | 2 | 178 | 14 | 192 | 14411.225
NEVP | 3 | 1 | 117 | 118 | 28843.4
NEVP | 4 | 4 | 0 | 4 | 730.6
NWMT | 2 | 116 | 0 | 116 | 4530.8
NWMT | 3 | 4 | 0 | 4 | 248
NWMT | 4 | 6 | 0 | 6 | 2423.6
NYIS | 2 | 1297 | 0 | 1297 | 43004.7
NYIS | 3 | 49 | 0 | 49 | 4555.6
PACE | 2 | 316 | 0 | 316 | 17861.4
PACE | 3 | 12 | 0 | 12 | 1205.1
PACW | 2 | 151 | 0 | 151 | 2854
PACW | 3 | 5 | 0 | 5 | 160.9
PGE | 2 | 138 | 8 | 146 | 4030.9
PGE | 3 | 1 | 7 | 8 | 216.95
PGE | 4 | 10 | 1 | 11 | 1923.2
PJM | 2 | 3805 | 27 | 3832 | 224170
PJM | 3 | 170 | 1 | 171 | 15929
PJM | 4 | 53 | 1 | 54 | 9231.3
PNM | 2 | 132 | 0 | 132 | 6877.8
PNM | 3 | 27 | 0 | 27 | 1939
PNM | 4 | 1 | 0 | 1 | 350
PSCO | 2 | 320 | 1 | 321 | 17257.5
PSCO | 3 | 17 | 0 | 17 | 1325.9
PSCO | 4 | 10 | 2 | 12 | 1906.7
PSEI | 2 | 57 | 0 | 57 | 2344.3
PSEI | 3 | 4 | 0 | 4 | 248
PSEI | 4 | 71 | 0 | 71 | 7966.4
SC | 2 | 64 | 0 | 64 | 5984
SC | 3 | 3 | 1 | 4 | 471
SC | 4 | 1 | 0 | 1 | 1029.6
SCEG | 2 | 127 | 0 | 127 | 8162.3
SCEG | 3 | 11 | 0 | 11 | 705.4
SCEG | 4 | 7 | 0 | 7 | 1057.2
SCL | 2 | 30 | 1 | 31 | 2068.1
SCL | 4 | 20 | 3 | 23 | 2288.8
SEC | 2 | 17 | 0 | 17 | 3221.2
SEC | 4 | 9 | 0 | 9 | 1207
SEPA | 2 | 20 | 0 | 20 | 1409.9
SOCO | 2 | 808 | 3 | 811 | 73852.7
SOCO | 3 | 2 | 3 | 5 | 630
SOCO | 4 | 5 | 0 | 5 | 2576.6
SPA | 2 | 50 | 0 | 50 | 1661.4
SPA | 4 | 45 | 0 | 45 | 443.1
SRP | 2 | 93 | 2 | 95 | 15603.7
SWPP | 2 | 1617 | 1 | 1618 | 102432
SWPP | 3 | 55 | 0 | 55 | 9527.9
TAL | 2 | 11 | 0 | 11 | 943.2
TEC | 2 | 72 | 0 | 72 | 8114.2
TEC | 3 | 6 | 1 | 7 | 229.7
TEPC | 2 | 81 | 2 | 83 | 4294.8
TEPC | 3 | 2 | 5 | 7 | 920
TIDC | 2 | 26 | 0 | 26 | 807.5
TPWR | 2 | 21 | 0 | 21 | 716.6
TPWR | 4 | 14 | 0 | 14 | 1071.1
TVA | 2 | 373 | 6 | 379 | 41543.2
TVA | 3 | 22 | 37 | 59 | 7145.7
TVA | 4 | 3 | 0 | 3 | 567
WACM | 2 | 190 | 33 | 223 | 10965.73
WACM | 3 | 3 | 13 | 16 | 1599.05
WALC | 2 | 51 | 0 | 51 | 4538.7
WALC | 4 | 10 | 0 | 10 | 605
WAUW | 2 | 4 | 0 | 4 | 107.2
WWA | 2 | 1 | 0 | 1 | 189
WWA | 4 | 1 | 0 | 1 | 189
YAD | 2 | 13 | 0 | 13 | 215.2
YAD | 4 | 1 | 0 | 1 | 30.4

## SCH 2
BA Code | Plant Name | EIA Plant ID | EIA Generator ID | Plant ID (EIA-930A) | Generator ID (EIA-930A) | Electric Generator Technology | Nameplate Capacity (MW) (EIA-860) | State (EIA-860) | County (EIA-860) | Latitude (EIA-860) | Longitude (EIA-860) | Operation Year (EIA-860) | Opeartion Month (EIA-860) | Nameplate Capacity (MW) (EIA-930A) | State (EIA-930A) | County (EIA-930A)
AECI | Bluegrass Ridge | 56555 | 1 |  |  | Onshore Wind Turbine | 56.7 | MO | Gentry | 40.1006 | -94.4869 | 2007 | 6
AECI | Chouteau | 7757 | 1 |  |  | Natural Gas Fired Combined Cycle | 176 | OK | Mayes | 36.2221 | -95.2771 | 2000 | 1
AECI | Chouteau | 7757 | 2 |  |  | Natural Gas Fired Combined Cycle | 176 | OK | Mayes | 36.2221 | -95.2771 | 2000 | 1
AECI | Chouteau | 7757 | 3 |  |  | Natural Gas Fired Combined Cycle | 182.8 | OK | Mayes | 36.2221 | -95.2771 | 2000 | 1
AECI | Chouteau | 7757 | 4 |  |  | Natural Gas Fired Combined Cycle | 176 | OK | Mayes | 36.2221 | -95.2771 | 2011 | 6
AECI | Chouteau | 7757 | 5 |  |  | Natural Gas Fired Combined Cycle | 176 | OK | Mayes | 36.2221 | -95.2771 | 2011 | 6
AECI | Chouteau | 7757 | 6 |  |  | Natural Gas Fired Combined Cycle | 182.8 | OK | Mayes | 36.2221 | -95.2771 | 2011 | 6
AECI | Clear Creek Wind | 63025 | V110 |  |  | Onshore Wind Turbine | 22 | MO | Nodaway | 40.3698 | -94.892 | 2020 | 5
AECI | Clear Creek Wind | 63025 | V120 |  |  | Onshore Wind Turbine | 220 | MO | Nodaway | 40.3698 | -94.892 | 2020 | 5
AECI | Conception | 56537 | 1 |  |  | Onshore Wind Turbine | 50.4 | MO | Nodaway | 40.2572 | -94.6722 | 2008 | 4
AECI | Cow Branch | 56536 | 1 |  |  | Onshore Wind Turbine | 50.4 | MO | Atchison | 40.4535 | -95.4683 | 2008 | 4
AECI | Dell Power Station | 55340 | CTG1 |  |  | Natural Gas Fired Combined Cycle | 199.3 | AR | Mississippi | 35.8619 | -90.0253 | 2007 | 8
AECI | Dell Power Station | 55340 | CTG2 |  |  | Natural Gas Fired Combined Cycle | 199.3 | AR | Mississippi | 35.8619 | -90.0253 | 2007 | 8
AECI | Dell Power Station | 55340 | STG |  |  | Natural Gas Fired Combined Cycle | 280.5 | AR | Mississippi | 35.8619 | -90.0253 | 2007 | 8
AECI | Essex | 7749 | 1 |  |  | Natural Gas Fired Combustion Turbine | 121.2 | MO | Stoddard | 36.8682 | -89.8402 | 1999 | 6
AECI | Holden | 7848 | 11 |  |  | Natural Gas Fired Combustion Turbine | 107.1 | MO | Johnson | 38.7538 | -93.9983 | 2002 | 6
AECI | Holden | 7848 | 12 |  |  | Natural Gas Fired Combustion Turbine | 107.1 | MO | Johnson | 38.7538 | -93.9983 | 2002 | 6
AECI | Holden | 7848 | 13 |  |  | Natural Gas Fired Combustion Turbine | 107.1 | MO | Johnson | 38.7538 | -93.9983 | 2002 | 6
AECI | Lost Creek Wind Energy Facility | 57189 | LCW |  |  | Onshore Wind Turbine | 168 | MO | DeKalb | 39.9814 | -94.5181 | 2010 | 5
AECI | New Madrid | 2167 | 1 |  |  | Conventional Steam Coal | 650 | MO | New Madrid | 36.5147 | -89.5617 | 1972 | 10
AECI | New Madrid | 2167 | 2 |  |  | Conventional Steam Coal | 650 | MO | New Madrid | 36.5147 | -89.5617 | 1977 | 6
AECI | Nodaway | 7754 | 1 |  |  | Natural Gas Fired Combustion Turbine | 157.8 | MO | Nodaway | 40.2877 | -94.7913 | 1999 | 6
AECI | Nodaway | 7754 | 2 |  |  | Natural Gas Fired Combustion Turbine | 157.8 | MO | Nodaway | 40.2877 | -94.7913 | 1999 | 6
AECI | Osage Wind, LLC | 58683 | 1 |  |  | Onshore Wind Turbine | 150.4 | OK | Osage | 36.7069 | -96.7003 | 2015 | 6
AECI | St Francis Energy Facility | 7604 | 1 |  |  | Natural Gas Fired Combined Cycle | 253.3 | MO | Dunklin | 36.5852 | -90.1779 | 1999 | 7
AECI | St Francis Energy Facility | 7604 | 2 |  |  | Natural Gas Fired Combined Cycle | 253.3 | MO | Dunklin | 36.5852 | -90.1779 | 2001 | 4
AECI | Thomas Hill | 2168 | 1 |  |  | Conventional Steam Coal | 171.7 | MO | Randolph | 39.5522 | -92.6381 | 1966 | 12
AECI | Thomas Hill | 2168 | 2 |  |  | Conventional Steam Coal | 272 | MO | Randolph | 39.5522 | -92.6381 | 1969 | 3
AECI | Thomas Hill | 2168 | 3 |  |  | Conventional Steam Coal | 738 | MO | Randolph | 39.5522 | -92.6381 | 1982 | 5
AECI | Unionville | 6563 | 1 |  |  | Petroleum Liquids | 26.6 | MO | Putnam | 40.4593 | -93.0218 | 1976 | 6
AECI | Unionville | 6563 | 2 |  |  | Petroleum Liquids | 26.6 | MO | Putnam | 40.4593 | -93.0218 | 1976 | 6
AECI | White Cloud Wind Project, LLC | 62624 | WTCWF |  |  | Onshore Wind Turbine | 236.5 | MO | Nodaway | 40.255 | -94.9722 | 2020 | 12
AVA | Adams Nielson Solar | 61933 | ADAMS |  |  | Solar Photovoltaic | 19.2 | WA | Adams | 46.9553 | -118.6212 | 2018 | 11
AVA | Biotech LS 0836 | 56932 | BLS1 |  |  | Petroleum Liquids | 1 | WA | Whitman | 46.7331 | -117.1583 | 2009 | 5
AVA | Boulder Park | 8022 | 1 |  |  | Natural Gas Internal Combustion Engine | 4.1 | WA | Spokane | 47.6972 | -117.1472 | 2002 | 5
AVA | Boulder Park | 8022 | 2 |  |  | Natural Gas Internal Combustion Engine | 4.1 | WA | Spokane | 47.6972 | -117.1472 | 2002 | 5
AVA | Boulder Park | 8022 | 3 |  |  | Natural Gas Internal Combustion Engine | 4.1 | WA | Spokane | 47.6972 | -117.1472 | 2002 | 5
AVA | Boulder Park | 8022 | 4 |  |  | Natural Gas Internal Combustion Engine | 4.1 | WA | Spokane | 47.6972 | -117.1472 | 2002 | 5
AVA | Boulder Park | 8022 | 5 |  |  | Natural Gas Internal Combustion Engine | 4.1 | WA | Spokane | 47.6972 | -117.1472 | 2002 | 5
AVA | Boulder Park | 8022 | 6 |  |  | Natural Gas Internal Combustion Engine | 4.1 | WA | Spokane | 47.6972 | -117.1472 | 2002 | 5
AVA | Box Canyon | 3891 | 1 |  |  | Conventional Hydroelectric | 22.5 | WA | Pend Oreille | 48.7809 | -117.4183 | 1955 | 6
AVA | Box Canyon | 3891 | 2 |  |  | Conventional Hydroelectric | 22.5 | WA | Pend Oreille | 48.7809 | -117.4183 | 1955 | 7
AVA | Box Canyon | 3891 | 3 |  |  | Conventional Hydroelectric | 22.5 | WA | Pend Oreille | 48.7809 | -117.4183 | 1955 | 8
AVA | Box Canyon | 3891 | 4 |  |  | Conventional Hydroelectric | 22.5 | WA | Pend Oreille | 48.7809 | -117.4183 | 1955 | 8
AVA | Cabinet Gorge | 833 | 1 |  |  | Conventional Hydroelectric | 59.4 | ID | Bonner | 48.0844 | -116.0531 | 1953 | 8
AVA | Cabinet Gorge | 833 | 2 |  |  | Conventional Hydroelectric | 73.2 | ID | Bonner | 48.0844 | -116.0531 | 1953 | 2
AVA | Cabinet Gorge | 833 | 3 |  |  | Conventional Hydroelectric | 73.2 | ID | Bonner | 48.0844 | -116.0531 | 1952 | 11
AVA | Cabinet Gorge | 833 | 4 |  |  | Conventional Hydroelectric | 59.4 | ID | Bonner | 48.0844 | -116.0531 | 1952 | 9
AVA | Clearwater Paper IPP Lewiston | 50637 | GEN1 |  |  | Wood/Wood Waste Biomass | 10 | ID | Nez Perce | 46.4231 | -116.9764 | 1950 | 1
AVA | Clearwater Paper IPP Lewiston | 50637 | GEN2 |  |  | Wood/Wood Waste Biomass | 10 | ID | Nez Perce | 46.4231 | -116.9764 | 1977 | 11
AVA | Clearwater Paper IPP Lewiston | 50637 | GEN3 |  |  | Wood/Wood Waste Biomass | 28.8 | ID | Nez Perce | 46.4231 | -116.9764 | 1981 | 7
AVA | Clearwater Paper IPP Lewiston | 50637 | GEN4 |  |  | Wood/Wood Waste Biomass | 65 | ID | Nez Perce | 46.4231 | -116.9764 | 1991 | 2
AVA | Fighting Creek LFGTE Plant | 57902 | G-123 |  |  | Landfill Gas | 1.6 | ID | Kootenai | 47.5317 | -116.93 | 2012 | 3
AVA | Fighting Creek LFGTE Plant | 57902 | G-162 |  |  | Landfill Gas | 1.6 | ID | Kootenai | 47.5317 | -116.93 | 2012 | 3
AVA | Ford Hydro LP | 54674 | GEN1 |  |  | Conventional Hydroelectric | 0.4 | ID | Clearwater | 46.3838 | -115.9493 | 1988 | 3
AVA | Ford Hydro LP | 54674 | GEN2 |  |  | Conventional Hydroelectric | 0.4 | ID | Clearwater | 46.3838 | -115.9493 | 1988 | 3
AVA | Ford Hydro LP | 54674 | GEN3 |  |  | Conventional Hydroelectric | 0.4 | ID | Clearwater | 46.3838 | -115.9493 | 1988 | 3
AVA | Grimes Way | 56016 | 1 |  |  | Natural Gas Internal Combustion Engine | 1.1 | WA | Whitman | 46.7289 | -117.1514 | 2005 | 1
AVA | Grimes Way | 56016 | 2 |  |  | Natural Gas Internal Combustion Engine | 1.1 | WA | Whitman | 46.7289 | -117.1514 | 2005 | 1
AVA | Grimes Way | 56016 | 3 |  |  | Petroleum Liquids | 1.8 | WA | Whitman | 46.7289 | -117.1514 | 2005 | 1
AVA | Kettle Falls Generating Station | 550 | 1 |  |  | Wood/Wood Waste Biomass | 50.7 | WA | Stevens | 48.6203 | -118.1111 | 1983 | 12
AVA | Kettle Falls Generating Station | 550 | 2 |  |  | Natural Gas Fired Combustion Turbine | 7.2 | WA | Stevens | 48.6203 | -118.1111 | 2002 | 5
AVA | Little Falls (WA) | 3866 | 1 |  |  | Conventional Hydroelectric | 10.8 | WA | Lincoln | 47.8217 | -117.9167 | 1910 | 7
AVA | Little Falls (WA) | 3866 | 2 |  |  | Conventional Hydroelectric | 10.8 | WA | Lincoln | 47.8217 | -117.9167 | 1910 | 9
AVA | Little Falls (WA) | 3866 | 3 |  |  | Conventional Hydroelectric | 10.8 | WA | Lincoln | 47.8217 | -117.9167 | 1910 | 12
AVA | Little Falls (WA) | 3866 | 4 |  |  | Conventional Hydroelectric | 10.8 | WA | Lincoln | 47.8217 | -117.9167 | 1911 | 11
AVA | Long Lake | 3867 | 1 |  |  | Conventional Hydroelectric | 17.5 | WA | Lincoln | 47.8344 | -117.8361 | 1915 | 10
AVA | Long Lake | 3867 | 2 |  |  | Conventional Hydroelectric | 17.5 | WA | Lincoln | 47.8344 | -117.8361 | 1915 | 10
AVA | Long Lake | 3867 | 3 |  |  | Conventional Hydroelectric | 17.5 | WA | Lincoln | 47.8344 | -117.8361 | 1919 | 12
AVA | Long Lake | 3867 | 4 |  |  | Conventional Hydroelectric | 17.5 | WA | Lincoln | 47.8344 | -117.8361 | 1924 | 2
AVA | Main Canal Headworks | 56698 | 1 |  |  | Conventional Hydroelectric | 26.8 | WA | Grant | 47.6164 | -119.2992 | 1987 | 1
AVA | Meyers Falls | 3868 | UN1 |  |  | Conventional Hydroelectric | 0.9 | WA | Stevens | 48.5953 | -118.0603 | 1915 | 6
AVA | Meyers Falls | 3868 | UN2 |  |  | Conventional Hydroelectric | 0.3 | WA | Stevens | 48.5953 | -118.0603 | 1915 | 6
AVA | Meyers Falls | 3868 | UNA |  |  | Conventional Hydroelectric | 0.2 | WA | Stevens | 48.5953 | -118.0603 | 2006 | 1
AVA | Meyers Falls | 3868 | UNB |  |  | Conventional Hydroelectric | 0.2 | WA | Stevens | 48.5953 | -118.0603 | 2006 | 1
AVA | Monroe Street | 9095 | 6 |  |  | Conventional Hydroelectric | 14.8 | WA | Spokane | 47.6536 | -117.4206 | 1992 | 12
AVA | Morris Center Storage |  |  |  |  | Batteries | [7 empty] | 1 | WA | Spokane
AVA | Nine Mile | 3869 | 1 |  |  | Conventional Hydroelectric | 8.8 | WA | Spokane | 47.7697 | -117.5372 | 1910 | 7
AVA | Nine Mile | 3869 | 2 |  |  | Conventional Hydroelectric | 8.8 | WA | Spokane | 47.7697 | -117.5372 | 1908 | 7
AVA | Nine Mile | 3869 | 3N |  |  | Conventional Hydroelectric | 10 | WA | Spokane | 47.7697 | -117.5372 | 1994 | 6
AVA | Nine Mile | 3869 | 4N |  |  | Conventional Hydroelectric | 10 | WA | Spokane | 47.7697 | -117.5372 | 1994 | 6
AVA | Northeast (WA) | 6210 | 1 |  |  | Natural Gas Fired Combustion Turbine | 61.8 | WA | Spokane | 47.7351 | -117.3705 | 1978 | 12
AVA | Noxon Rapids | 2199 | 1 |  |  | Conventional Hydroelectric | 99 | MT | Sanders | 47.9605 | -115.7336 | 1959 | 9
AVA | Noxon Rapids | 2199 | 2 |  |  | Conventional Hydroelectric | 76.8 | MT | Sanders | 47.9605 | -115.7336 | 1959 | 10
AVA | Noxon Rapids | 2199 | 3 |  |  | Conventional Hydroelectric | 99 | MT | Sanders | 47.9605 | -115.7336 | 1959 | 12
AVA | Noxon Rapids | 2199 | 4 |  |  | Conventional Hydroelectric | 99 | MT | Sanders | 47.9605 | -115.7336 | 1960 | 4
AVA | Noxon Rapids | 2199 | 5 |  |  | Conventional Hydroelectric | 114 | MT | Sanders | 47.9605 | -115.7336 | 1977 | 12
AVA | Palouse | 57530 | 1 |  |  | Onshore Wind Turbine | 105.3 | WA | Whitman | 47.1558 | -117.3644 | 2012 | 12
AVA | Plummer Cogen | 55090 | GEN1 |  |  | Wood/Wood Waste Biomass | 6.2 | ID | Benewah | 47.331 | -116.8904 | 1982 | 12
AVA | Post Falls | 835 | 1 |  |  | Conventional Hydroelectric | 2.2 | ID | Kootenai | 47.7033 | -116.9539 | 1907 | 12
AVA | Post Falls | 835 | 2 |  |  | Conventional Hydroelectric | 2.2 | ID | Kootenai | 47.7033 | -116.9539 | 1906 | 7
AVA | Post Falls | 835 | 3 |  |  | Conventional Hydroelectric | 2.2 | ID | Kootenai | 47.7033 | -116.9539 | 1906 | 8
AVA | Post Falls | 835 | 4 |  |  | Conventional Hydroelectric | 2.2 | ID | Kootenai | 47.7033 | -116.9539 | 1906 | 11
AVA | Post Falls | 835 | 5 |  |  | Conventional Hydroelectric | 2.2 | ID | Kootenai | 47.7033 | -116.9539 | 1908 | 8
AVA | Post Falls | 835 | 6 |  |  | Conventional Hydroelectric | 3.5 | ID | Kootenai | 47.7033 | -116.9539 | 1980 | 12
AVA | Rathdrum | 7456 | 1 |  |  | Natural Gas Fired Combustion Turbine | 83.2 | ID | Kootenai | 47.8043 | -116.8673 | 1994 | 11
AVA | Rathdrum | 7456 | 2 |  |  | Natural Gas Fired Combustion Turbine | 83.2 | ID | Kootenai | 47.8043 | -116.8673 | 1994 | 11
AVA | Rathdrum Power LLC | 55179 | CTG1 |  |  | Natural Gas Fired Combined Cycle | 179.4 | ID | Kootenai | 47.7858 | -116.9203 | 2001 | 9
AVA | Rathdrum Power LLC | 55179 | STG1 |  |  | Natural Gas Fired Combined Cycle | 122.1 | ID | Kootenai | 47.7858 | -116.9203 | 2001 | 9
AVA | Rattlesnake Flat | 62936 | RAT |  |  | Onshore Wind Turbine | 144 | WA | Adams | 46.941 | -118.5671 | 2020 | 12
AVA | Sheep Creek Hydro | 50091 | TB1 |  |  | Conventional Hydroelectric | 1.3 | WA | Stevens | 48.9477 | -117.7954 | 1986 | 6
AVA | Sheep Creek Hydro | 50091 | TB2 |  |  | Conventional Hydroelectric | 0.3 | WA | Stevens | 48.9477 | -117.7954 | 1986 | 6
AVA | Spokane Waste to Energy | 50886 | GEN1 |  |  | Municipal Solid Waste | 26 | WA | Spokane | 47.6263 | -117.5042 | 1991 | 9
AVA | Summer Falls Power Plant | 56695 | 1 |  |  | Conventional Hydroelectric | 46 | WA | Grant | 47.5025 | -119.2917 | 1985 | 1
AVA | Summer Falls Power Plant | 56695 | 2 |  |  | Conventional Hydroelectric | 46 | WA | Grant | 47.5025 | -119.2917 | 1985 | 1
AVA | Upper Falls | 9096 | 1 |  |  | Conventional Hydroelectric | 10 | WA | Spokane | 47.6544 | -117.4189 | 1922 | 4
AVA | Upriver Dam Hydro Plant | 50380 | GEN1 |  |  | Conventional Hydroelectric | 2 | WA | Spokane | 47.6822 | -117.3319 | 1936 | 1
AVA | Upriver Dam Hydro Plant | 50380 | GEN2 |  |  | Conventional Hydroelectric | 2 | WA | Spokane | 47.6822 | -117.3319 | 1936 | 1
AVA | Upriver Dam Hydro Plant | 50380 | GEN3 |  |  | Conventional Hydroelectric | 2 | WA | Spokane | 47.6822 | -117.3319 | 1936 | 1
AVA | Upriver Dam Hydro Plant | 50380 | GEN4 |  |  | Conventional Hydroelectric | 5.8 | WA | Spokane | 47.6822 | -117.3319 | 1984 | 6
AVA | Upriver Dam Hydro Plant | 50380 | GEN5 |  |  | Conventional Hydroelectric | 5.8 | WA | Spokane | 47.6822 | -117.3319 | 1984 | 6
AVRN | Bakeoven Solar | 63507 | BOS1 |  |  | Solar Photovoltaic | 60 | OR | Wasco | 45.1318 | -120.8807 | 2025 | 7
AVRN | Big Horn Wind II | 57319 | 1 |  |  | Onshore Wind Turbine | 50 | WA | Klickitat | 45.9192 | -120.3039 | 2011 | 1
AVRN | Big Horn Wind Project | 56361 | 1 |  |  | Onshore Wind Turbine | 199 | WA | Klickitat | 45.8877 | -120.2896 | 2006 | 10
AVRN | Golden Hill Wind | 63710 | GH1 |  |  | Onshore Wind Turbine | 201.3 | OR | Sherman | 45.5627 | -120.7085 | 2022 | 4
AVRN | Hay Canyon Wind Power LLC | 56790 | 1 |  |  | Onshore Wind Turbine | 100.8 | OR | Sherman | 45.52 | -120.5744 | 2009 | 2
AVRN | Juniper Canyon I Wind Project | 57320 | 1 |  |  | Onshore Wind Turbine | 151.2 | WA | Klickitat | 45.9215 | -120.2355 | 2011 | 3
AVRN | Klamath Cogeneration Plant | 55103 | CT1 |  |  | Natural Gas Fired Combined Cycle | 161.5 | OR | Klamath | 42.1739 | -121.8106 | 2001 | 7
AVRN | Klamath Cogeneration Plant | 55103 | CT2 |  |  | Natural Gas Fired Combined Cycle | 161.5 | OR | Klamath | 42.1739 | -121.8106 | 2001 | 7
AVRN | Klamath Cogeneration Plant | 55103 | ST1 |  |  | Natural Gas Fired Combined Cycle | 178.5 | OR | Klamath | 42.1739 | -121.8106 | 2001 | 7
AVRN | Klamath Expansion Project | 55544 | GT1 |  |  | Natural Gas Fired Combustion Turbine | 29.4 | OR | Klamath | 42.1727 | -121.8144 | 2002 | 5
AVRN | Klamath Expansion Project | 55544 | GT2 |  |  | Natural Gas Fired Combustion Turbine | 29.4 | OR | Klamath | 42.1727 | -121.8144 | 2002 | 5
AVRN | Klamath Expansion Project | 55544 | GT3 |  |  | Natural Gas Fired Combustion Turbine | 29.4 | OR | Klamath | 42.1727 | -121.8144 | 2002 | 5
AVRN | Klamath Expansion Project | 55544 | GT4 |  |  | Natural Gas Fired Combustion Turbine | 29.4 | OR | Klamath | 42.1727 | -121.8144 | 2002 | 5
AVRN | Klondike Wind Power | 55871 | Ph 1 |  |  | Onshore Wind Turbine | 24.5 | OR | Sherman | 45.5563 | -120.5507 | 2002 | 1
AVRN | Klondike Windpower II | 56359 | PH2 |  |  | Onshore Wind Turbine | 75 | OR | Sherman | 45.571 | -120.593 | 2005 | 7
AVRN | Klondike Windpower III | 56468 | 1 |  |  | Onshore Wind Turbine | 221 | OR | Sherman | 45.5836 | -120.5042 | 2007 | 11
AVRN | Klondike Windpower III | 56468 | 2 |  |  | Onshore Wind Turbine | 76.5 | OR | Sherman | 45.5836 | -120.5042 | 2008 | 7
AVRN | Leaning Juniper Wind Power II | 57333 | 1 |  |  | Onshore Wind Turbine | 199.2 | OR | Gilliam | 45.651 | -120.2598 | 2011 | 3
AVRN | Lund Hill Solar | 63509 | LHS1 |  |  | Solar Photovoltaic | 150 | WA | Klickitat | 45.888 | -120.355 | 2022 | 10
AVRN | Montague Solar | 63441 | S1 |  |  | Solar Photovoltaic | 162 | OR | Gilliam | 45.54 | -120.18 | 2023 | 4
AVRN | Montague Wind Power Facility LLC | 58099 | 1 |  |  | Onshore Wind Turbine | 200 | OR | Gilliam | 45.5857 | -120.0904 | 2019 | 11
AVRN | Pebble Springs Wind LLC | 56789 | 1 |  |  | Onshore Wind Turbine | 98.7 | OR | Gilliam | 45.7119 | -120.125 | 2009 | 1
AVRN | RE Maplewood | 61346 | PV2 |  |  | Solar Photovoltaic | 28 | TX | Pecos | 30.9766 | -102.2578 | 2021 | 4
AVRN | Star Point Wind Project LLC | 57096 | 1 |  |  | Onshore Wind Turbine | 98.7 | OR | Sherman | 45.51 | -120.48 | 2010 | 2
AVRN | Tuolumne Wind Project | 56702 | WPT1 |  |  | Onshore Wind Turbine | 136.3 | WA | Klickitat | 45.8797 | -120.8072 | 2009 | 5
AZPS | AZ State University - Tempe Campus Solar | 62643 | 20794 |  |  | Solar Photovoltaic | 0.2 | AZ | Maricopa | 33.4243 | -111.9282 | 2013 | 12
AZPS | AZ State University - Tempe Campus Solar | 62643 | 20799 |  |  | Solar Photovoltaic | 0.1 | AZ | Maricopa | 33.4243 | -111.9282 | 2013 | 12
AZPS | AZ State University - Tempe Campus Solar | 62643 | 20971 |  |  | Solar Photovoltaic | 0.2 | AZ | Maricopa | 33.4243 | -111.9282 | 2013 | 12
AZPS | AZ State University - Tempe Campus Solar | 62643 | 20974 |  |  | Solar Photovoltaic | 0.1 | AZ | Maricopa | 33.4243 | -111.9282 | 2013 | 12
AZPS | AZ State University - Tempe Campus Solar | 62643 | 20975 |  |  | Solar Photovoltaic | 0.1 | AZ | Maricopa | 33.4243 | -111.9282 | 2003 | 12
AZPS | AZ State University - Tempe Campus Solar | 62643 | 3365A |  |  | Solar Photovoltaic | 0.1 | AZ | Maricopa | 33.4243 | -111.9282 | 2009 | 1
AZPS | AZ State University - Tempe Campus Solar | 62643 | 3365B |  |  | Solar Photovoltaic | 0.1 | AZ | Maricopa | 33.4243 | -111.9282 | 2009 | 1
AZPS | AZ State University - Tempe Campus Solar | 62643 | 3384 |  |  | Solar Photovoltaic | 0.7 | AZ | Maricopa | 33.4243 | -111.9282 | 2009 | 2
AZPS | AZ State University - Tempe Campus Solar | 62643 | 3385 |  |  | Solar Photovoltaic | 0.6 | AZ | Maricopa | 33.4243 | -111.9282 | 2008 | 12
AZPS | AZ State University - Tempe Campus Solar | 62643 | 4202 |  |  | Solar Photovoltaic | 0.1 | AZ | Maricopa | 33.4243 | -111.9282 | 2009 | 4
AZPS | AZ State University - Tempe Campus Solar | 62643 | 91001 |  |  | Solar Photovoltaic | 0.1 | AZ | Maricopa | 33.4243 | -111.9282 | 2018 | 8
AZPS | Agave | 67964 | A150M |  |  | Solar Photovoltaic | 150 | AZ | Maricopa | 33.3239 | -112.8397 | 2023 | 9
AZPS | Aligned Data Center |  |  |  | 1 | Other Gases | [7 empty] | 63 | AZ | Maricopa
AZPS | Arizona State University CHP | 58199 | G1 |  |  | Natural Gas Fired Combined Cycle | 9.2 | AZ | Maricopa | 33.4172 | -111.9283 | 2006 | 4
AZPS | Arizona State University CHP | 58199 | G2 |  |  | Natural Gas Fired Combustion Turbine | 7.9 | AZ | Maricopa | 33.4172 | -111.9283 | 2019 | 5
AZPS | Arizona Western College PV | 57765 | SFC |  |  | Solar Photovoltaic | 1 | AZ | Yuma | 32.6878 | -114.4961 | 2011 | 11
AZPS | Arizona Western College PV | 57765 | SHP |  |  | Solar Photovoltaic | 0.9 | AZ | Yuma | 32.6878 | -114.4961 | 2011 | 11
AZPS | Arizona Western College PV | 57765 | SOLEG |  |  | Solar Photovoltaic | 1 | AZ | Yuma | 32.6878 | -114.4961 | 2015 | 4
AZPS | Arizona Western College PV | 57765 | STE |  |  | Solar Photovoltaic | 0.9 | AZ | Yuma | 32.6878 | -114.4961 | 2011 | 11
AZPS | Arizona Western College PV | 57765 | SWD |  |  | Solar Photovoltaic | 0.9 | AZ | Yuma | 32.6878 | -114.4961 | 2011 | 11
AZPS | Arlington Valley Solar Energy II | 57680 | AVSE1 |  |  | Solar Photovoltaic | 19 | AZ | Maricopa | 33.305 | -112.8339 | 2013 | 4
AZPS | Arlington Valley Solar Energy II | 57680 | AVSE2 |  |  | Solar Photovoltaic | 28 | AZ | Maricopa | 33.305 | -112.8339 | 2013 | 4
AZPS | Arlington Valley Solar Energy II | 57680 | AVSE3 |  |  | Solar Photovoltaic | 28 | AZ | Maricopa | 33.305 | -112.8339 | 2013 | 5
AZPS | Arlington Valley Solar Energy II | 57680 | AVSE4 |  |  | Solar Photovoltaic | 26 | AZ | Maricopa | 33.305 | -112.8339 | 2013 | 8
AZPS | Arlington Valley Solar Energy II | 57680 | AVSE5 |  |  | Solar Photovoltaic | 28 | AZ | Maricopa | 33.305 | -112.8339 | 2013 | 8
AZPS | Badger 1 | 58262 | 1 |  |  | Solar Photovoltaic | 14.8 | AZ | Maricopa | 33.498 | -112.8135 | 2013 | 11
AZPS | Bagdad |  |  |  | 1 | Solar Photovoltaic | [7 empty] | 14.9 | AZ | Yavapai
AZPS | Black Mountain Solar LLC | 58042 | 1 |  |  | Solar Photovoltaic | 9 | AZ | Mohave | 35.0227 | -114.1627 | 2012 | 12
AZPS | Buckeye Union HS District 201 | 58037 | PV1 |  |  | Solar Photovoltaic | 3.3 | AZ | Maricopa | 33.4192 | -112.5761 | 2011 | 12
AZPS | Chevelon Butte Phase 2 | 67176 | CHVB2 |  |  | Onshore Wind Turbine | 216 | AZ | Coconino | 34.6821 | -110.803 | 2024 | 4
AZPS | Chevelon Butte Wind Farm |  |  |  | CHVB 2 | Onshore Wind Turbine | [7 empty] | 216 | AZ | Coconino
AZPS | Chevelon Butte Wind Farm | 66001 | CHVB |  |  | Onshore Wind Turbine | 238.2 | AZ | Coconino | 34.6815 | -110.8017 | 2023 | 5
AZPS | Chino Valley Solar | 57560 | PV1 |  |  | Solar Photovoltaic | 19 | AZ | Yavapai | 34.7184 | -112.429 | 2012 | 12
AZPS | Cholla | 113 | 1 |  |  | Conventional Steam Coal | 113.6 | AZ | Navajo | 34.9394 | -110.3033 | 1962 | 5
AZPS | Cholla | 113 | 3 |  |  | Conventional Steam Coal | 312.3 | AZ | Navajo | 34.9394 | -110.3033 | 1980 | 5
AZPS | Cotton Center Solar Hybrid | 57561 | CC17M |  |  | Batteries | 17 | AZ | Maricopa | 33.0347 | -112.6617 | 2023 | 4
AZPS | Cotton Center Solar Hybrid | 57561 | PV1 |  |  | Solar Photovoltaic | 17 | AZ | Maricopa | 33.0347 | -112.6617 | 2011 | 11
AZPS | Desert Star Hybrid | 59444 | DS10M |  |  | Batteries | 10 | AZ | Maricopa | 33.145 | -112.66 | 2023 | 2
AZPS | Desert Star Hybrid | 59444 | PV1 |  |  | Solar Photovoltaic | 10 | AZ | Maricopa | 33.145 | -112.66 | 2015 | 9
AZPS | Douglas | 114 | 1 |  |  | Petroleum Liquids | 26.1 | AZ | Cochise | 31.3641 | -109.5538 | 1972 | 5
AZPS | El Sol BESS | 62964 | EL50M |  |  | Batteries | 50 | AZ | Maricopa | 33.568 | -112.3059 | 2023 | 2
AZPS | Estrella Mountain PV | 60230 | PV1 |  |  | Solar Photovoltaic | 1.8 | AZ | Maricopa | 33.4098 | -112.3403 | 2019 | 6
AZPS | Foothills Solar Plant Hybrid | 57997 | FH38M |  |  | Batteries | 35 | AZ | Yuma | 32.6486 | -114.4287 | 2023 | 4
AZPS | Foothills Solar Plant Hybrid | 57997 | PV1 |  |  | Solar Photovoltaic | 18 | AZ | Yuma | 32.6486 | -114.4287 | 2013 | 3
AZPS | Foothills Solar Plant Hybrid | 57997 | PV2 |  |  | Solar Photovoltaic | 20 | AZ | Yuma | 32.6486 | -114.4287 | 2013 | 12
AZPS | Four Corners | 2442 | 4 |  |  | Conventional Steam Coal | 818.1 | NM | San Juan | 36.69 | -108.4814 | 1969 | 7
AZPS | Four Corners | 2442 | 5 |  |  | Conventional Steam Coal | 818.1 | NM | San Juan | 36.69 | -108.4814 | 1970 | 7
AZPS | Gila Bend Hybrid | 59020 | GB36M |  |  | Batteries | 32 | AZ | Maricopa | 32.9408 | -112.8814 | 2023 | 4
AZPS | Gila Bend Hybrid | 59020 | PV1 |  |  | Solar Photovoltaic | 36 | AZ | Maricopa | 32.9408 | -112.8814 | 2014 | 10
AZPS | Gilbert Solar Facility I, LLC | 58543 | 1 |  |  | Solar Photovoltaic | 2 | AZ | Maricopa | 33.3559 | -111.8024 | 2011 | 10
AZPS | Hyder II Hybrid | 58383 | H214M |  |  | Batteries | 14 | AZ | Yuma | 33.027 | -113.3489 | 2023 | 4
AZPS | Hyder II Hybrid | 58383 | PV1 |  |  | Solar Photovoltaic | 14 | AZ | Yuma | 33.027 | -113.3489 | 2013 | 12
AZPS | Hyder Solar Hybrid | 57563 | H116M |  |  | Batteries | 16 | AZ | Yuma | 33.0257 | -113.344 | 2023 | 4
AZPS | Hyder Solar Hybrid | 57563 | PV1 |  |  | Solar Photovoltaic | 17 | AZ | Yuma | 33.0257 | -113.344 | 2011 | 11
AZPS | Hyder Solar Hybrid | 57563 | PV2 |  |  | Solar Photovoltaic | 15 | AZ | Yuma | 33.0257 | -113.344 | 2012 | 2
AZPS | Intel - Ocotillo Campus Solar | 60822 | PV1 |  |  | Solar Photovoltaic | 2.8 | AZ | Maricopa | 33.2433 | -111.8924 | 2017 | 12
AZPS | Intel - Ocotillo Campus Solar | 60822 | PV2 |  |  | Solar Photovoltaic | 1.4 | AZ | Maricopa | 33.2433 | -111.8924 | 2018 | 3
AZPS | Jewish Community Center PV | 58292 | JCC |  |  | Solar Photovoltaic | 1.1 | AZ | Maricopa | 33.6031 | -111.9247 | 2012 | 9
AZPS | Kingman 1 | 57775 | PV |  |  | Solar Photovoltaic | 0.5 | AZ | Mohave | 35.1458 | -114.0675 | 2011 | 9
AZPS | Kingman 1 | 57775 | WGNS |  |  | Onshore Wind Turbine | 10 | AZ | Mohave | 35.1458 | -114.0675 | 2011 | 9
AZPS | Lake Pleasant WTP | 58539 | 1 |  |  | Solar Photovoltaic | 6.5 | AZ | Maricopa | 33.8206 | -112.24 | 2012 | 12
AZPS | Luke Solar | 57324 | PV1 |  |  | Solar Photovoltaic | 11.2 | AZ | Maricopa | 33.5261 | -112.3794 | 2015 | 6
AZPS | Macys Goodyear | 57673 | 1 |  |  | Solar Photovoltaic | 3.1 | AZ | Maricopa | 33.4091 | -112.4146 | 2010 | 12
AZPS | Marine Corps Air Station Yuma |  |  |  | 1 | Other Gases | [7 empty] | 25 | AZ | Yuma
AZPS | Mesquite Solar 5, LLC | 65963 | MS5 |  |  | Solar Photovoltaic | 60 | AZ | Maricopa | 33.3252 | -112.918 | 2023 | 7
AZPS | Mesquite Solar 5, LLC | 65963 | MS5B |  |  | Batteries | 60 | AZ | Maricopa | 33.3252 | -112.918 | 2023 | 7
AZPS | Northwest Regional | 57403 | GEN1 |  |  | Landfill Gas | 1.6 | AZ | Maricopa | 33.6819 | -112.4767 | 2012 | 8
AZPS | Northwest Regional | 57403 | GEN2 |  |  | Landfill Gas | 1.6 | AZ | Maricopa | 33.6819 | -112.4767 | 2012 | 8
AZPS | Novo BioPower Plant | 56616 | G3 |  |  | Wood/Wood Waste Biomass | 27.2 | AZ | Navajo | 34.5032 | -110.335 | 2008 | 6
AZPS | Ocotillo | 116 | GT1 |  |  | Natural Gas Fired Combustion Turbine | 53.1 | AZ | Maricopa | 33.4225 | -111.9122 | 1972 | 5
AZPS | Ocotillo | 116 | GT2 |  |  | Natural Gas Fired Combustion Turbine | 53.1 | AZ | Maricopa | 33.4225 | -111.9122 | 1973 | 7
AZPS | Ocotillo | 116 | GT3 |  |  | Natural Gas Fired Combustion Turbine | 140 | AZ | Maricopa | 33.4225 | -111.9122 | 2019 | 4
AZPS | Ocotillo | 116 | GT4 |  |  | Natural Gas Fired Combustion Turbine | 140 | AZ | Maricopa | 33.4225 | -111.9122 | 2019 | 4
AZPS | Ocotillo | 116 | GT5 |  |  | Natural Gas Fired Combustion Turbine | 140 | AZ | Maricopa | 33.4225 | -111.9122 | 2019 | 5
AZPS | Ocotillo | 116 | GT6 |  |  | Natural Gas Fired Combustion Turbine | 140 | AZ | Maricopa | 33.4225 | -111.9122 | 2019 | 4
AZPS | Ocotillo | 116 | GT7 |  |  | Natural Gas Fired Combustion Turbine | 140 | AZ | Maricopa | 33.4225 | -111.9122 | 2019 | 4
AZPS | Paloma Solar Hybrid | 57562 | PA17M |  |  | Batteries | 17 | AZ | Maricopa | 33.0211 | -112.6614 | 2023 | 4
AZPS | Paloma Solar Hybrid | 57562 | PV1 |  |  | Solar Photovoltaic | 17 | AZ | Maricopa | 33.0211 | -112.6614 | 2011 | 9
AZPS | Paradise Valley H.S. PV | 58293 | PVH |  |  | Solar Photovoltaic | 1.3 | AZ | Maricopa | 33.6416 | -111.9997 | 2013 | 1
AZPS | Perrin Ranch Wind LLC | 58155 | GEN1 |  |  | Onshore Wind Turbine | 99.2 | AZ | Coconino | 35.4156 | -112.2711 | 2012 | 1
AZPS | Phoenix Airport East Economy Lot | 58708 | PAEEL |  |  | Solar Photovoltaic | 1.1 | AZ | Maricopa | 33.4345 | -111.9842 | 2012 | 12
AZPS | Phoenix Airport Rental Car Center | 58709 | PARCC |  |  | Solar Photovoltaic | 1.6 | AZ | Maricopa | 33.4304 | -112.0448 | 2012 | 12
AZPS | Poseidon Wind, LLC | 57379 | 1 |  |  | Onshore Wind Turbine | 65.1 | AZ | Navajo | 34.6062 | -110.1734 | 2010 | 12
AZPS | Prescott Airport | 56228 | PV1 |  |  | Solar Photovoltaic | 3 | AZ | Yavapai | 34.6584 | -112.4008 | 2002 | 10
AZPS | Prescott Solar Plant | 58147 | PV1 |  |  | Solar Photovoltaic | 10.8 | AZ | Yavapai | 34.6494 | -112.4275 | 2011 | 12
AZPS | RE Ajo 1 LLC | 57795 | 1 |  |  | Solar Photovoltaic | 4.5 | AZ | Pima | 32.367 | -112.8314 | 2011 | 8
AZPS | RE Bagdad Solar I LLC | 57790 | 1 |  |  | Solar Photovoltaic | 14.9 | AZ | Yavapai | 34.5858 | -113.1772 | 2011 | 12
AZPS | RE Gillespie 1 LLC | 58501 | GILL1 |  |  | Solar Photovoltaic | 15 | AZ | Maricopa | 33.0264 | -112.6658 | 2013 | 12
AZPS | Red Hawk | 55455 | ST1 |  |  | Natural Gas Fired Combined Cycle | 204 | AZ | Maricopa | 33.3346 | -112.8406 | 2002 | 7
AZPS | Red Hawk | 55455 | ST2 |  |  | Natural Gas Fired Combined Cycle | 204 | AZ | Maricopa | 33.3346 | -112.8406 | 2002 | 7
AZPS | Red Rock | 60467 | PV1 |  |  | Solar Photovoltaic | 43.9 | AZ | Maricopa | 32.551 | -111.2892 | 2017 | 2
AZPS | Saddle Mountain Solar I | 58213 | AZ2 |  |  | Solar Photovoltaic | 15 | AZ | Maricopa | 33.3783 | -113.1808 | 2012 | 12
AZPS | Saguaro | 118 | GE1 |  |  | Natural Gas Fired Combustion Turbine | 78.3 | AZ | Pinal | 32.5517 | -111.3 | 2002 | 7
AZPS | Saguaro | 118 | GT1 |  |  | Natural Gas Fired Combustion Turbine | 53.1 | AZ | Pinal | 32.5517 | -111.3 | 1972 | 5
AZPS | Saguaro | 118 | GT2 |  |  | Natural Gas Fired Combustion Turbine | 53.1 | AZ | Pinal | 32.5517 | -111.3 | 1973 | 7
AZPS | Solana Generating Station | 56812 | GEN 1 |  |  | Solar Thermal with Energy Storage | 140 | AZ | Maricopa | 32.9223 | -112.9559 | 2013 | 10
AZPS | Solana Generating Station | 56812 | GEN2 |  |  | Solar Thermal with Energy Storage | 140 | AZ | Maricopa | 32.9223 | -112.9559 | 2013 | 10
AZPS | Sun Streams 3 | 67285 | GEN01 |  |  | Solar Photovoltaic | 215 | AZ | Maricopa | 33.3317 | -112.8119 | 2024 | 6
AZPS | Sun Streams 3 | 67285 | GEN02 |  |  | Batteries | 215 | AZ | Maricopa | 33.3317 | -112.8119 | 2024 | 6
AZPS | Sundance | 55522 | CT1 |  |  | Natural Gas Fired Combustion Turbine | 60.5 | AZ | Pinal | 32.9285 | -111.5899 | 2002 | 5
AZPS | Sundance | 55522 | CT10 |  |  | Natural Gas Fired Combustion Turbine | 60.5 | AZ | Pinal | 32.9285 | -111.5899 | 2002 | 6
AZPS | Sundance | 55522 | CT2 |  |  | Natural Gas Fired Combustion Turbine | 60.5 | AZ | Pinal | 32.9285 | -111.5899 | 2002 | 5
AZPS | Sundance | 55522 | CT3 |  |  | Natural Gas Fired Combustion Turbine | 60.5 | AZ | Pinal | 32.9285 | -111.5899 | 2002 | 5
AZPS | Sundance | 55522 | CT4 |  |  | Natural Gas Fired Combustion Turbine | 60.5 | AZ | Pinal | 32.9285 | -111.5899 | 2002 | 5
AZPS | Sundance | 55522 | CT5 |  |  | Natural Gas Fired Combustion Turbine | 60.5 | AZ | Pinal | 32.9285 | -111.5899 | 2002 | 5
AZPS | Sundance | 55522 | CT6 |  |  | Natural Gas Fired Combustion Turbine | 60.5 | AZ | Pinal | 32.9285 | -111.5899 | 2002 | 5
AZPS | Sundance | 55522 | CT7 |  |  | Natural Gas Fired Combustion Turbine | 60.5 | AZ | Pinal | 32.9285 | -111.5899 | 2002 | 6
AZPS | Sundance | 55522 | CT8 |  |  | Natural Gas Fired Combustion Turbine | 60.5 | AZ | Pinal | 32.9285 | -111.5899 | 2002 | 6
AZPS | Sundance | 55522 | CT9 |  |  | Natural Gas Fired Combustion Turbine | 60.5 | AZ | Pinal | 32.9285 | -111.5899 | 2002 | 6
AZPS | Union HS at Casa Grande | 58516 | PV1 |  |  | Solar Photovoltaic | 1.6 | AZ | Pinal | 32.9369 | -111.7386 | 2012 | 12
AZPS | Vista Grande HS at Casa Grande | 58517 | PV1 |  |  | Solar Photovoltaic | 1.4 | AZ | Pinal | 32.8914 | -111.7131 | 2012 | 12
AZPS | West Phoenix | 117 | 1B |  |  | Natural Gas Fired Combined Cycle | 132 | AZ | Maricopa | 33.4417 | -112.1583 | 1976 | 6
AZPS | West Phoenix | 117 | 2B |  |  | Natural Gas Fired Combined Cycle | 132 | AZ | Maricopa | 33.4417 | -112.1583 | 1976 | 6
AZPS | West Phoenix | 117 | 3B |  |  | Natural Gas Fired Combined Cycle | 132 | AZ | Maricopa | 33.4417 | -112.1583 | 1976 | 6
AZPS | West Phoenix | 117 | C4-1 |  |  | Natural Gas Fired Combined Cycle | 91 | AZ | Maricopa | 33.4417 | -112.1583 | 2001 | 6
AZPS | West Phoenix | 117 | C4-2 |  |  | Natural Gas Fired Combined Cycle | 44.6 | AZ | Maricopa | 33.4417 | -112.1583 | 2001 | 6
AZPS | West Phoenix | 117 | C5-1 |  |  | Natural Gas Fired Combined Cycle | 184.5 | AZ | Maricopa | 33.4417 | -112.1583 | 2003 | 8
AZPS | West Phoenix | 117 | C5-2 |  |  | Natural Gas Fired Combined Cycle | 184.5 | AZ | Maricopa | 33.4417 | -112.1583 | 2003 | 8
AZPS | West Phoenix | 117 | C5-3 |  |  | Natural Gas Fired Combined Cycle | 200.6 | AZ | Maricopa | 33.4417 | -112.1583 | 2003 | 8
AZPS | West Phoenix | 117 | GT1 |  |  | Natural Gas Fired Combustion Turbine | 53.1 | AZ | Maricopa | 33.4417 | -112.1583 | 1972 | 5
AZPS | West Phoenix | 117 | GT2 |  |  | Natural Gas Fired Combustion Turbine | 53.1 | AZ | Maricopa | 33.4417 | -112.1583 | 1973 | 7
AZPS | Western Renewable Energy | 56358 | 1 |  |  | Wood/Wood Waste Biomass | 3 | AZ | Apache | 34.093 | -109.29 | 2004 | 2
AZPS | Westwing | 67855 | WESTW |  |  | Batteries | 82 | AZ | Maricopa | 33.7131 | -112.3242 | 2024 | 9
AZPS | Yucca | 120 | GT1 |  |  | Natural Gas Fired Combustion Turbine | 22.3 | AZ | Yuma | 32.7214 | -114.7106 | 1971 | 7
AZPS | Yucca | 120 | GT2 |  |  | Natural Gas Fired Combustion Turbine | 22.3 | AZ | Yuma | 32.7214 | -114.7106 | 1971 | 7
AZPS | Yucca | 120 | GT21 |  |  | Petroleum Liquids | 25.3 | AZ | Yuma | 32.7214 | -114.7106 | 1978 | 12
AZPS | Yucca | 120 | GT3 |  |  | Natural Gas Fired Combustion Turbine | 72.4 | AZ | Yuma | 32.7214 | -114.7106 | 1973 | 6
AZPS | Yucca | 120 | GT4 |  |  | Petroleum Liquids | 72.4 | AZ | Yuma | 32.7214 | -114.7106 | 1974 | 7
AZPS | Yucca | 120 | GT5 |  |  | Natural Gas Fired Combustion Turbine | 60.5 | AZ | Yuma | 32.7214 | -114.7106 | 2008 | 6
AZPS | Yucca | 120 | GT6 |  |  | Natural Gas Fired Combustion Turbine | 60.5 | AZ | Yuma | 32.7214 | -114.7106 | 2008 | 6
AZPS | Yucca | 120 | ST1 |  |  | Natural Gas Steam Turbine | 86.7 | AZ | Yuma | 32.7214 | -114.7106 | 1959 | 4
AZPS | Yuma Cogeneration Associates | 54694 | GEN1 |  |  | Natural Gas Fired Combined Cycle | 44.1 | AZ | Yuma | 32.7288 | -114.6541 | 1994 | 3
AZPS | Yuma Cogeneration Associates | 54694 | GEN2 |  |  | Natural Gas Fired Combined Cycle | 18.5 | AZ | Yuma | 32.7288 | -114.6541 | 1994 | 3
BANC | Axium Modesto Solar | 58039 | 1 |  |  | Solar Photovoltaic | 25 | CA | Stanislaus | 37.7342 | -120.9956 | 2012 | 12
BANC | Camino | 430 | H1 |  |  | Conventional Hydroelectric | 78.9 | CA | El Dorado | 38.8288 | -120.5371 | 1963 | 10
BANC | Camino | 430 | H2 |  |  | Conventional Hydroelectric | 78.9 | CA | El Dorado | 38.8288 | -120.5371 | 1968 | 8
BANC | Carson Ice-Gen Project | 7527 | 1 |  |  | Natural Gas Fired Combustion Turbine | 54 | CA | Sacramento | 38.4457 | -121.4624 | 1995 | 10
BANC | Carson Ice-Gen Project | 7527 | 2 |  |  | Natural Gas Fired Combined Cycle | 17.5 | CA | Sacramento | 38.4457 | -121.4624 | 1995 | 10
BANC | Carson Ice-Gen Project | 7527 | CCCT |  |  | Natural Gas Fired Combined Cycle | 54 | CA | Sacramento | 38.4457 | -121.4624 | 1995 | 10
BANC | Cosumnes | 55970 | 1 |  |  | Natural Gas Fired Combined Cycle | 190 | CA | Sacramento | 38.3385 | -121.124 | 2006 | 2
BANC | Cosumnes | 55970 | 2 |  |  | Natural Gas Fired Combined Cycle | 196.8 | CA | Sacramento | 38.3385 | -121.124 | 2006 | 2
BANC | Cosumnes | 55970 | 3 |  |  | Natural Gas Fired Combined Cycle | 170 | CA | Sacramento | 38.3385 | -121.124 | 2006 | 2
BANC | DGS Central Utility Plant | 58593 | BS1 |  |  | Petroleum Liquids | 0.6 | CA | Sacramento | 38.5739 | -121.5014 | 2010 | 12
BANC | DGS Central Utility Plant | 58593 | EM1 |  |  | Petroleum Liquids | 0.4 | CA | Sacramento | 38.5739 | -121.5014 | 2010 | 12
BANC | DGS Central Utility Plant | 58593 | STG |  |  | Natural Gas Steam Turbine | 2.9 | CA | Sacramento | 38.5739 | -121.5014 | 2010 | 12
BANC | Don Pedro | 439 | 3 |  |  | Conventional Hydroelectric | 45.5 | CA | Tuolumne | 37.696 | -120.4202 | 1971 | 5
BANC | ERock MID Claribel Generation Station | 67380 | MID |  |  | Natural Gas Internal Combustion Engine | 48 | CA | Stanislaus | 37.7103 | -120.9685 | 2024 | 4
BANC | Folsom | 441 | 1 |  |  | Conventional Hydroelectric | 66.2 | CA | Sacramento | 38.7067 | -121.1584 | 1955 | 6
BANC | Folsom | 441 | 2 |  |  | Conventional Hydroelectric | 66.2 | CA | Sacramento | 38.7067 | -121.1584 | 1955 | 10
BANC | Folsom | 441 | 3 |  |  | Conventional Hydroelectric | 66.2 | CA | Sacramento | 38.7067 | -121.1584 | 1955 | 5
BANC | Green Acres Solar Facility 1 | 57849 | GASF1 |  |  | Solar Photovoltaic | 3 | CA | Sacramento | 38.282 | -121.4647 | 2012 | 9
BANC | Green Acres Solar Facility 2 | 57850 | GASF2 |  |  | Solar Photovoltaic | 1 | CA | Sacramento | 38.2836 | -121.4613 | 2012 | 9
BANC | Intel Folsom | 58086 | 1 |  |  | Solar Photovoltaic | 0.5 | CA | Sacramento | 38.6451 | -121.173 | 2010 | 7
BANC | Intel Folsom | 58086 | 2 |  |  | Solar Photovoltaic | 0.5 | CA | Sacramento | 38.6451 | -121.173 | 2010 | 7
BANC | Jaybird | 431 | H1 |  |  | Conventional Hydroelectric | 80.8 | CA | El Dorado | 38.834 | -120.5318 | 1961 | 4
BANC | Jaybird | 431 | H2 |  |  | Conventional Hydroelectric | 80.8 | CA | El Dorado | 38.834 | -120.5318 | 1962 | 3
BANC | Jones Fork | 534 | 1 |  |  | Conventional Hydroelectric | 10 | CA | El Dorado | 38.8503 | -120.3819 | 1985 | 6
BANC | Judge F Carr | 442 | 1 |  |  | Conventional Hydroelectric | 77.2 | CA | Shasta | 40.6469 | -122.627 | 1963 | 5
BANC | Judge F Carr | 442 | 2 |  |  | Conventional Hydroelectric | 77.2 | CA | Shasta | 40.6469 | -122.627 | 1963 | 7
BANC | Keswick | 443 | 1 |  |  | Conventional Hydroelectric | 39 | CA | Shasta | 40.6119 | -122.4464 | 1950 | 3
BANC | Keswick | 443 | 2 |  |  | Conventional Hydroelectric | 39 | CA | Shasta | 40.6119 | -122.4464 | 1949 | 12
BANC | Keswick | 443 | 3 |  |  | Conventional Hydroelectric | 39 | CA | Shasta | 40.6119 | -122.4464 | 1949 | 10
BANC | Kiefer Landfill | 55766 | 361A |  |  | Landfill Gas | 3 | CA | Sacramento | 38.5136 | -121.1944 | 1999 | 12
BANC | Kiefer Landfill | 55766 | 361B |  |  | Landfill Gas | 3 | CA | Sacramento | 38.5136 | -121.1944 | 1999 | 12
BANC | Kiefer Landfill | 55766 | 361C |  |  | Landfill Gas | 3 | CA | Sacramento | 38.5136 | -121.1944 | 1999 | 12
BANC | Kiefer Landfill 4 |  |  | 55766 |  | Landfill Gas | [7 empty] | 3
BANC | Kiefer Landfill 5 |  |  | 55766 |  | Landfill Gas | [7 empty] | 3
BANC | Loon Lake | 432 | H1 |  |  | Conventional Hydroelectric | 74.1 | CA | El Dorado | 38.9827 | -120.3245 | 1971 | 9
BANC | McClellan (CA) | 535 | 1 |  |  | Natural Gas Fired Combustion Turbine | 77 | CA | Sacramento | 38.6527 | -121.3933 | 1986 | 3
BANC | McClure | 151 | 1 |  |  | Petroleum Liquids | 71.2 | CA | Stanislaus | 37.6294 | -120.9314 | 1980 | 7
BANC | McClure | 151 | 2 |  |  | Natural Gas Fired Combustion Turbine | 71.2 | CA | Stanislaus | 37.6294 | -120.9314 | 1981 | 7
BANC | Nimbus | 444 | 1 |  |  | Conventional Hydroelectric | 6.7 | CA | Sacramento | 38.6373 | -121.2202 | 1955 | 5
BANC | Nimbus | 444 | 2 |  |  | Conventional Hydroelectric | 6.7 | CA | Sacramento | 38.6373 | -121.2202 | 1955 | 6
BANC | RE Bruceville 1 LLC | 57783 | BRU1 |  |  | Solar Photovoltaic | 5 | CA | Sacramento | 38.3475 | -121.4128 | 2012 | 1
BANC | RE Bruceville 2 LLC | 57784 | BRU2 |  |  | Solar Photovoltaic | 5 | CA | Sacramento | 38.3475 | -121.4128 | 2012 | 2
BANC | RE Bruceville 3 LLC | 57785 | BRU3 |  |  | Solar Photovoltaic | 5 | CA | Sacramento | 38.3475 | -121.4128 | 2012 | 2
BANC | RE Dillard 1 LLC | 57777 | DL1 |  |  | Solar Photovoltaic | 3 | CA | Sacramento | 38.4686 | -121.1819 | 2012 | 1
BANC | RE Dillard 2 LLC | 57779 | DIL2 |  |  | Solar Photovoltaic | 3 | CA | Sacramento | 38.4661 | -121.1778 | 2012 | 1
BANC | RE Dillard 3 LLC | 57781 | DIL3 |  |  | Solar Photovoltaic | 3 | CA | Sacramento | 38.4619 | -121.1803 | 2012 | 1
BANC | RE Dillard 4 LLC | 57806 | DIL4 |  |  | Solar Photovoltaic | 0.4 | CA | Sacramento | 38.4619 | -121.1803 | 2012 | 1
BANC | RE Kammerer 1 LLC | 57778 | KAM1 |  |  | Solar Photovoltaic | 5 | CA | Sacramento | 38.3651 | -121.3811 | 2012 | 1
BANC | RE Kammerer 2 LLC | 57780 | KAM2 |  |  | Solar Photovoltaic | 5 | CA | Sacramento | 38.3651 | -121.3811 | 2012 | 2
BANC | RE Kammerer 3 LLC | 57782 | KAM3 |  |  | Solar Photovoltaic | 5 | CA | Sacramento | 38.3651 | -121.3811 | 2012 | 2
BANC | RE McKenzie 1 LLC | 57816 | MCK1 |  |  | Solar Photovoltaic | 5 | CA | Sacramento | 38.3026 | -121.2958 | 2012 | 11
BANC | RE McKenzie 2 LLC | 57817 | MCK2 |  |  | Solar Photovoltaic | 5 | CA | Sacramento | 38.3026 | -121.2958 | 2012 | 11
BANC | RE McKenzie 3 LLC | 57818 | MCK3 |  |  | Solar Photovoltaic | 5 | CA | Sacramento | 38.3026 | -121.2958 | 2012 | 11
BANC | RE McKenzie 4 LLC | 57819 | MCK4 |  |  | Solar Photovoltaic | 5 | CA | Sacramento | 38.3026 | -121.2958 | 2012 | 11
BANC | RE McKenzie 5 LLC | 57820 | MCK5 |  |  | Solar Photovoltaic | 5 | CA | Sacramento | 38.3026 | -121.2958 | 2012 | 11
BANC | RE McKenzie 6 LLC | 57821 | MCK6 |  |  | Solar Photovoltaic | 5 | CA | Sacramento | 38.3026 | -121.2958 | 2012 | 11
BANC | Rancho Seco Solar II, LLC | 63387 | RSS2 |  |  | Solar Photovoltaic | 160 | CA | Sacramento | 38.3468 | -121.1198 | 2021 | 2
BANC | Rancho Seco Solar, LLC | 60226 | GEN01 |  |  | Solar Photovoltaic | 10.8 | CA | Sacramento | 38.3399 | -121.1145 | 2016 | 8
BANC | Redding Power | 7307 | 1 |  |  | Natural Gas Fired Combustion Turbine | 18 | CA | Shasta | 40.5073 | -122.4233 | 1996 | 10
BANC | Redding Power | 7307 | 2 |  |  | Natural Gas Fired Combustion Turbine | 27.9 | CA | Shasta | 40.5073 | -122.4233 | 1996 | 4
BANC | Redding Power | 7307 | 3 |  |  | Natural Gas Fired Combustion Turbine | 27.9 | CA | Shasta | 40.5073 | -122.4233 | 1996 | 4
BANC | Redding Power | 7307 | 4 |  |  | Natural Gas Fired Combined Cycle | 26.8 | CA | Shasta | 40.5073 | -122.4233 | 1989 | 1
BANC | Redding Power | 7307 | 5 |  |  | Natural Gas Fired Combined Cycle | 40 | CA | Shasta | 40.5073 | -122.4233 | 2002 | 7
BANC | Redding Power | 7307 | 6 |  |  | Natural Gas Fired Combined Cycle | 42.5 | CA | Shasta | 40.5073 | -122.4233 | 2011 | 8
BANC | Ripon Generation Station | 56135 | 1 |  |  | Natural Gas Fired Combustion Turbine | 60.5 | CA | San Joaquin | 37.7315 | -121.116 | 2006 | 6
BANC | Ripon Generation Station | 56135 | 2 |  |  | Natural Gas Fired Combustion Turbine | 60.5 | CA | San Joaquin | 37.7315 | -121.116 | 2006 | 6
BANC | Robbs Peak | 433 | 1 |  |  | Conventional Hydroelectric | 25.5 | CA | El Dorado | 38.8965 | -120.3783 | 1965 | 10
BANC | Roseville Energy Park | 56298 | 0001 |  |  | Natural Gas Fired Combined Cycle | 40 | CA | Placer | 38.7928 | -121.3811 | 2007 | 11
BANC | Roseville Energy Park | 56298 | 0002 |  |  | Natural Gas Fired Combined Cycle | 40 | CA | Placer | 38.7928 | -121.3811 | 2007 | 11
BANC | Roseville Energy Park | 56298 | 0003 |  |  | Natural Gas Fired Combined Cycle | 85 | CA | Placer | 38.7928 | -121.3811 | 2007 | 11
BANC | Roseville Energy Park | 56298 | 0004 |  |  | Natural Gas Fired Combustion Turbine | 30 | CA | Placer | 38.7928 | -121.3811 | 2022 | 8
BANC | Roseville Energy Park | 56298 | 0005 |  |  | Natural Gas Fired Combustion Turbine | 30 | CA | Placer | 38.7928 | -121.3811 | 2022 | 8
BANC | Roseville Power Plant #2 | 7452 | 1 |  |  | Natural Gas Fired Combustion Turbine | 33 | CA | Placer | 38.8107 | -121.3238 | 1986 | 4
BANC | Roseville Power Plant #2 | 7452 | 2 |  |  | Natural Gas Fired Combustion Turbine | 33 | CA | Placer | 38.8107 | -121.3238 | 1986 | 5
BANC | SCA Cogen 2 | 7551 | CCST |  |  | Natural Gas Fired Combined Cycle | 49.8 | CA | Sacramento | 38.5309 | -121.4001 | 1997 | 3
BANC | SCA Cogen 2 | 7551 | CT1A |  |  | Natural Gas Fired Combined Cycle | 49.8 | CA | Sacramento | 38.5309 | -121.4001 | 1997 | 5
BANC | SCA Cogen 2 | 7551 | CT1B |  |  | Natural Gas Fired Combined Cycle | 49.8 | CA | Sacramento | 38.5309 | -121.4001 | 1997 | 3
BANC | SCA Cogen 2 | 7551 | CT1C |  |  | Natural Gas Fired Combustion Turbine | 44 | CA | Sacramento | 38.5309 | -121.4001 | 2001 | 4
BANC | SMUD at Fleshman | 57671 | PV1 |  |  | Solar Photovoltaic | 2.9 | CA | Sacramento | 38.2378 | -121.3375 | 2011 | 12
BANC | SMUD at Grundman | 57669 | PV1 |  |  | Solar Photovoltaic | 17 | CA | Sacramento | 38.3647 | -121.4128 | 2011 | 12
BANC | SMUD at Lawrence | 57753 | PV1 |  |  | Solar Photovoltaic | 1 | CA | Sacramento | 38.3389 | -121.4313 | 2011 | 12
BANC | SMUD at Van Conett | 57670 | PV1 |  |  | Solar Photovoltaic | 2.9 | CA | Sacramento | 38.2531 | -121.2789 | 2011 | 12
BANC | SPA Cogen 3 | 7552 | CCCT |  |  | Natural Gas Fired Combined Cycle | 118.7 | CA | Sacramento | 38.511 | -121.4735 | 1997 | 12
BANC | SPA Cogen 3 | 7552 | CCST |  |  | Natural Gas Fired Combined Cycle | 55.2 | CA | Sacramento | 38.511 | -121.4735 | 1997 | 12
BANC | STD_1_NETMTR |  |  |  |  | Solar Photovoltaic | [7 empty] | 73.8 | CA | Sacramento
BANC | Sacramento (SMUD) | 59323 | SMUPV |  |  | Solar Photovoltaic | 1.4 | CA | Sacramento | 38.5872 | -121.4578 | 2014 | 8
BANC | Shasta | 445 | 1 |  |  | Conventional Hydroelectric | 142 | CA | Shasta | 40.7175 | -122.4223 | 1949 | 4
BANC | Shasta | 445 | 2 |  |  | Conventional Hydroelectric | 142 | CA | Shasta | 40.7175 | -122.4223 | 1948 | 7
BANC | Shasta | 445 | 3 |  |  | Conventional Hydroelectric | 142 | CA | Shasta | 40.7175 | -122.4223 | 1944 | 6
BANC | Shasta | 445 | 4 |  |  | Conventional Hydroelectric | 142 | CA | Shasta | 40.7175 | -122.4223 | 1944 | 6
BANC | Shasta | 445 | 5 |  |  | Conventional Hydroelectric | 142 | CA | Shasta | 40.7175 | -122.4223 | 1948 | 3
BANC | Spring Creek | 450 | 1 |  |  | Conventional Hydroelectric | 90 | CA | Shasta | 40.6281 | -122.4675 | 1964 | 1
BANC | Spring Creek | 450 | 2 |  |  | Conventional Hydroelectric | 90 | CA | Shasta | 40.6281 | -122.4675 | 1964 | 3
BANC | Sutter Energy Center | 55112 | CT01 |  |  | Natural Gas Fired Combined Cycle | 212 | CA | Sutter | 39.0531 | -121.6959 | 2001 | 7
BANC | Sutter Energy Center | 55112 | CT02 |  |  | Natural Gas Fired Combined Cycle | 212 | CA | Sutter | 39.0531 | -121.6959 | 2001 | 7
BANC | Sutter Energy Center | 55112 | ST01 |  |  | Natural Gas Fired Combined Cycle | 212 | CA | Sutter | 39.0531 | -121.6959 | 2001 | 7
BANC | Trinity | 451 | 1 |  |  | Conventional Hydroelectric | 70 | CA | Trinity | 40.7973 | -122.7626 | 1964 | 2
BANC | Trinity | 451 | 2 |  |  | Conventional Hydroelectric | 70 | CA | Trinity | 40.7973 | -122.7626 | 1964 | 2
BANC | Union Valley | 6612 | 1 |  |  | Conventional Hydroelectric | 38.6 | CA | El Dorado | 38.8643 | -120.4443 | 1963 | 10
BANC | Whiskeytown | 7189 | 1 |  |  | Conventional Hydroelectric | 3.5 | CA | Shasta | 40.5976 | -122.5387 | 1986 | 9
BANC | White Rock/Slab Creek | 435 | H1 |  |  | Conventional Hydroelectric | 133 | CA | El Dorado | 38.7653 | -120.7874 | 1968 | 6
BANC | White Rock/Slab Creek | 435 | H2 |  |  | Conventional Hydroelectric | 133 | CA | El Dorado | 38.7653 | -120.7874 | 1968 | 2
BANC | Whitethorn Solar LLC | 60193 | GEN1 |  |  | Solar Photovoltaic | 3.3 | CA | Alameda | 37.691 | -121.717 | 2016 | 2
BANC | Wildflower Solar 1 | 62988 | CAWF1 |  |  | Solar Photovoltaic | 13 | CA | Sacramento | 38.705 | -121.477 | 2020 | 12
BANC | Woodland | 7266 | 2 |  |  | Natural Gas Fired Combined Cycle | 37.7 | CA | Stanislaus | 37.6526 | -121.0204 | 2003 | 6
BANC | Woodland | 7266 | 3 |  |  | Natural Gas Fired Combined Cycle | 60.5 | CA | Stanislaus | 37.6526 | -121.0204 | 2003 | 6
BANC | Woodland | 7266 | 3A |  |  | Natural Gas Internal Combustion Engine | 8.4 | CA | Stanislaus | 37.6526 | -121.0204 | 2011 | 7
BANC | Woodland | 7266 | 3B |  |  | Natural Gas Internal Combustion Engine | 8.4 | CA | Stanislaus | 37.6526 | -121.0204 | 2011 | 7
BANC | Woodland | 7266 | 3C |  |  | Natural Gas Internal Combustion Engine | 8.4 | CA | Stanislaus | 37.6526 | -121.0204 | 2011 | 7
BANC | Woodland | 7266 | 3D |  |  | Natural Gas Internal Combustion Engine | 8.4 | CA | Stanislaus | 37.6526 | -121.0204 | 2011 | 7
BANC | Woodland | 7266 | 3E |  |  | Natural Gas Internal Combustion Engine | 8.4 | CA | Stanislaus | 37.6526 | -121.0204 | 2011 | 7
BANC | Woodland | 7266 | 3F |  |  | Natural Gas Internal Combustion Engine | 8.4 | CA | Stanislaus | 37.6526 | -121.0204 | 2011 | 7
BANC | Woodland | 7266 | NA1 |  |  | Natural Gas Fired Combustion Turbine | 50.4 | CA | Stanislaus | 37.6526 | -121.0204 | 1993 | 11
BPAT | Albeni Falls | 851 | 1 |  |  | Conventional Hydroelectric | 14 | ID | Bonner | 48.1802 | -116.9986 | 1955 | 5
BPAT | Albeni Falls | 851 | 2 |  |  | Conventional Hydroelectric | 14 | ID | Bonner | 48.1802 | -116.9986 | 1955 | 6
BPAT | Albeni Falls | 851 | 3 |  |  | Conventional Hydroelectric | 14 | ID | Bonner | 48.1802 | -116.9986 | 1955 | 9
BPAT | Alkali Solar, LLC | 63795 | 2 |  |  | Solar Photovoltaic | 10 | OR | Lake | 43.3194 | -121.0035 | 2020 | 6
BPAT | Arlington Wind Power Project | 56855 | GEN1 |  |  | Onshore Wind Turbine | 102.9 | OR | Gilliam | 45.7167 | -120.2008 | 2008 | 12
BPAT | Big Cliff | 3074 | 1 |  |  | Conventional Hydroelectric | 18 | OR | Marion | 44.7514 | -122.2832 | 1954 | 12
BPAT | Big Fork | 6459 | 1 |  |  | Conventional Hydroelectric | 1.7 | MT | Flathead | 48.0592 | -114.0708 | 1927 | 7
BPAT | Big Fork | 6459 | 2 |  |  | Conventional Hydroelectric | 1.7 | MT | Flathead | 48.0592 | -114.0708 | 1928 | 7
BPAT | Big Fork | 6459 | 3 |  |  | Conventional Hydroelectric | 0.7 | MT | Flathead | 48.0592 | -114.0708 | 1910 | 7
BPAT | Bonneville | 3075 | 1 |  |  | Conventional Hydroelectric | 53.5 | OR | Multnomah | 45.6441 | -121.941 | 1938 | 7
BPAT | Bonneville | 3075 | 10 |  |  | Conventional Hydroelectric | 62.1 | OR | Multnomah | 45.6441 | -121.941 | 1944 | 1
BPAT | Bonneville | 3075 | 11 |  |  | Conventional Hydroelectric | 66.5 | OR | Multnomah | 45.6441 | -121.941 | 1982 | 10
BPAT | Bonneville | 3075 | 12 |  |  | Conventional Hydroelectric | 66.5 | OR | Multnomah | 45.6441 | -121.941 | 1982 | 10
BPAT | Bonneville | 3075 | 13 |  |  | Conventional Hydroelectric | 66.5 | OR | Multnomah | 45.6441 | -121.941 | 1982 | 10
BPAT | Bonneville | 3075 | 14 |  |  | Conventional Hydroelectric | 66.5 | OR | Multnomah | 45.6441 | -121.941 | 1982 | 6
BPAT | Bonneville | 3075 | 15 |  |  | Conventional Hydroelectric | 66.5 | OR | Multnomah | 45.6441 | -121.941 | 1982 | 3
BPAT | Bonneville | 3075 | 16 |  |  | Conventional Hydroelectric | 66.5 | OR | Multnomah | 45.6441 | -121.941 | 1981 | 12
BPAT | Bonneville | 3075 | 17 |  |  | Conventional Hydroelectric | 66.5 | OR | Multnomah | 45.6441 | -121.941 | 1981 | 9
BPAT | Bonneville | 3075 | 18 |  |  | Conventional Hydroelectric | 66.5 | OR | Multnomah | 45.6441 | -121.941 | 1981 | 5
BPAT | Bonneville | 3075 | 2 |  |  | Conventional Hydroelectric | 53.5 | OR | Multnomah | 45.6441 | -121.941 | 1938 | 8
BPAT | Bonneville | 3075 | 3 |  |  | Conventional Hydroelectric | 62.1 | OR | Multnomah | 45.6441 | -121.941 | 1941 | 1
BPAT | Bonneville | 3075 | 4 |  |  | Conventional Hydroelectric | 62.1 | OR | Multnomah | 45.6441 | -121.941 | 1941 | 2
BPAT | Bonneville | 3075 | 5 |  |  | Conventional Hydroelectric | 62.1 | OR | Multnomah | 45.6441 | -121.941 | 1941 | 10
BPAT | Bonneville | 3075 | 6 |  |  | Conventional Hydroelectric | 62.1 | OR | Multnomah | 45.6441 | -121.941 | 1942 | 6
BPAT | Bonneville | 3075 | 7 |  |  | Conventional Hydroelectric | 62.1 | OR | Multnomah | 45.6441 | -121.941 | 1943 | 4
BPAT | Bonneville | 3075 | 8 |  |  | Conventional Hydroelectric | 62.1 | OR | Multnomah | 45.6441 | -121.941 | 1943 | 7
BPAT | Bonneville | 3075 | 9 |  |  | Conventional Hydroelectric | 62.1 | OR | Multnomah | 45.6441 | -121.941 | 1943 | 10
BPAT | Bonneville | 3075 | F1 |  |  | Conventional Hydroelectric | 13.1 | OR | Multnomah | 45.6441 | -121.941 | 1982 | 1
BPAT | Bonneville | 3075 | F2 |  |  | Conventional Hydroelectric | 13.1 | OR | Multnomah | 45.6441 | -121.941 | 1981 | 11
BPAT | Carmen Smith | 3067 | 1 |  |  | Conventional Hydroelectric | 52.2 | OR | Linn | 44.286 | -122.0414 | 1963 | 8
BPAT | Carmen Smith | 3067 | 2 |  |  | Conventional Hydroelectric | 52.2 | OR | Linn | 44.286 | -122.0414 | 1963 | 8
BPAT | Carmen Smith | 3067 | 3 |  |  | Conventional Hydroelectric | 9.9 | OR | Linn | 44.286 | -122.0414 | 1963 | 1
BPAT | Chandler | 6406 | 1 |  |  | Conventional Hydroelectric | 6 | WA | Benton | 46.2668 | -119.5898 | 1956 | 2
BPAT | Chandler | 6406 | 2 |  |  | Conventional Hydroelectric | 6 | WA | Benton | 46.2668 | -119.5898 | 1956 | 2
BPAT | Chief Joseph | 3921 | 1 |  |  | Conventional Hydroelectric | 88.2 | WA | Douglas | 47.9951 | -119.6404 | 1958 | 10
BPAT | Chief Joseph | 3921 | 10 |  |  | Conventional Hydroelectric | 88.2 | WA | Douglas | 47.9951 | -119.6404 | 1955 | 9
BPAT | Chief Joseph | 3921 | 11 |  |  | Conventional Hydroelectric | 88.2 | WA | Douglas | 47.9951 | -119.6404 | 1955 | 9
BPAT | Chief Joseph | 3921 | 12 |  |  | Conventional Hydroelectric | 88.2 | WA | Douglas | 47.9951 | -119.6404 | 1955 | 9
BPAT | Chief Joseph | 3921 | 13 |  |  | Conventional Hydroelectric | 88.2 | WA | Douglas | 47.9951 | -119.6404 | 1957 | 2
BPAT | Chief Joseph | 3921 | 14 |  |  | Conventional Hydroelectric | 88.2 | WA | Douglas | 47.9951 | -119.6404 | 1957 | 7
BPAT | Chief Joseph | 3921 | 15 |  |  | Conventional Hydroelectric | 88.2 | WA | Douglas | 47.9951 | -119.6404 | 1957 | 9
BPAT | Chief Joseph | 3921 | 16 |  |  | Conventional Hydroelectric | 88.2 | WA | Douglas | 47.9951 | -119.6404 | 1957 | 11
BPAT | Chief Joseph | 3921 | 17 |  |  | Conventional Hydroelectric | 95 | WA | Douglas | 47.9951 | -119.6404 | 1977 | 7
BPAT | Chief Joseph | 3921 | 18 |  |  | Conventional Hydroelectric | 95 | WA | Douglas | 47.9951 | -119.6404 | 1977 | 8
BPAT | Chief Joseph | 3921 | 19 |  |  | Conventional Hydroelectric | 95 | WA | Douglas | 47.9951 | -119.6404 | 1977 | 11
BPAT | Chief Joseph | 3921 | 2 |  |  | Conventional Hydroelectric | 88.2 | WA | Douglas | 47.9951 | -119.6404 | 1958 | 7
BPAT | Chief Joseph | 3921 | 20 |  |  | Conventional Hydroelectric | 95 | WA | Douglas | 47.9951 | -119.6404 | 1978 | 6
BPAT | Chief Joseph | 3921 | 21 |  |  | Conventional Hydroelectric | 95 | WA | Douglas | 47.9951 | -119.6404 | 1978 | 6
BPAT | Chief Joseph | 3921 | 22 |  |  | Conventional Hydroelectric | 95 | WA | Douglas | 47.9951 | -119.6404 | 1978 | 6
BPAT | Chief Joseph | 3921 | 23 |  |  | Conventional Hydroelectric | 95 | WA | Douglas | 47.9951 | -119.6404 | 1978 | 9
BPAT | Chief Joseph | 3921 | 24 |  |  | Conventional Hydroelectric | 95 | WA | Douglas | 47.9951 | -119.6404 | 1979 | 1
BPAT | Chief Joseph | 3921 | 25 |  |  | Conventional Hydroelectric | 95 | WA | Douglas | 47.9951 | -119.6404 | 1979 | 1
BPAT | Chief Joseph | 3921 | 26 |  |  | Conventional Hydroelectric | 95 | WA | Douglas | 47.9951 | -119.6404 | 1979 | 2
BPAT | Chief Joseph | 3921 | 27 |  |  | Conventional Hydroelectric | 95 | WA | Douglas | 47.9951 | -119.6404 | 1979 | 5
BPAT | Chief Joseph | 3921 | 3 |  |  | Conventional Hydroelectric | 88.2 | WA | Douglas | 47.9951 | -119.6404 | 1958 | 5
BPAT | Chief Joseph | 3921 | 4 |  |  | Conventional Hydroelectric | 88.2 | WA | Douglas | 47.9951 | -119.6404 | 1958 | 2
BPAT | Chief Joseph | 3921 | 5 |  |  | Conventional Hydroelectric | 88.2 | WA | Douglas | 47.9951 | -119.6404 | 1957 | 2
BPAT | Chief Joseph | 3921 | 6 |  |  | Conventional Hydroelectric | 88.2 | WA | Douglas | 47.9951 | -119.6404 | 1956 | 12
BPAT | Chief Joseph | 3921 | 7 |  |  | Conventional Hydroelectric | 88.2 | WA | Douglas | 47.9951 | -119.6404 | 1956 | 11
BPAT | Chief Joseph | 3921 | 8 |  |  | Conventional Hydroelectric | 88.2 | WA | Douglas | 47.9951 | -119.6404 | 1956 | 9
BPAT | Chief Joseph | 3921 | 9 |  |  | Conventional Hydroelectric | 88.2 | WA | Douglas | 47.9951 | -119.6404 | 1955 | 12
BPAT | Coastal Energy Project | 57756 | 1 |  |  | Onshore Wind Turbine | 6 | WA | Grays Harbor | 46.7936 | -124.0654 | 2010 | 6
BPAT | Coffin Butte | 7725 | 1 |  |  | Landfill Gas | 0.8 | OR | Benton | 44.6969 | -123.2234 | 1995 | 10
BPAT | Coffin Butte | 7725 | 2 |  |  | Landfill Gas | 0.8 | OR | Benton | 44.6969 | -123.2234 | 1995 | 10
BPAT | Coffin Butte | 7725 | 3 |  |  | Landfill Gas | 0.8 | OR | Benton | 44.6969 | -123.2234 | 1995 | 10
BPAT | Coffin Butte | 7725 | 4 |  |  | Landfill Gas | 1.6 | OR | Benton | 44.6969 | -123.2234 | 2007 | 10
BPAT | Coffin Butte | 7725 | 5 |  |  | Landfill Gas | 1.6 | OR | Benton | 44.6969 | -123.2234 | 2007 | 10
BPAT | Columbia Generating Station | 371 | 2 |  |  | Nuclear | 1200 | WA | Benton | 46.4711 | -119.3339 | 1984 | 12
BPAT | Condon Windpower LLC | 55739 | GEN1 |  |  | Onshore Wind Turbine | 24.6 | OR | Gilliam | 45.2766 | -120.2794 | 2001 | 12
BPAT | Condon Windpower LLC | 55739 | GEN2 |  |  | Onshore Wind Turbine | 25.2 | OR | Gilliam | 45.2766 | -120.2794 | 2002 | 5
BPAT | Cosmo Specialty Fibers Plant | 50185 | TG1 |  |  | Wood/Wood Waste Biomass | 7.5 | WA | Grays Harbor | 46.9541 | -123.7611 | 1957 | 1
BPAT | Cosmo Specialty Fibers Plant | 50185 | TG2 |  |  | Wood/Wood Waste Biomass | 7.5 | WA | Grays Harbor | 46.9541 | -123.7611 | 1957 | 1
BPAT | Cougar | 3076 | 1 |  |  | Conventional Hydroelectric | 13 | OR | Lane | 44.1307 | -122.2439 | 1964 | 4
BPAT | Cougar | 3076 | 2 |  |  | Conventional Hydroelectric | 13 | OR | Lane | 44.1307 | -122.2439 | 1964 | 3
BPAT | Cowlitz Falls | 7427 | U#1 |  |  | Conventional Hydroelectric | 35 | WA | Lewis | 46.4661 | -122.1097 | 1994 | 6
BPAT | Cowlitz Falls | 7427 | U#2 |  |  | Conventional Hydroelectric | 35 | WA | Lewis | 46.4661 | -122.1097 | 1994 | 6
BPAT | Dalles Dam North Fishway Project | 7431 | 1 |  |  | Conventional Hydroelectric | 6.5 | OR | Wasco | 45.6144 | -121.1369 | 1991 | 5
BPAT | Darrington | 57969 | GEN1 |  |  | Wood/Wood Waste Biomass | 4.5 | WA | Snohomish | 48.2697 | -121.6 | 2007 | 2
BPAT | Detroit | 3077 | 1 |  |  | Conventional Hydroelectric | 50 | OR | Marion | 44.7224 | -122.2511 | 1953 | 11
BPAT | Detroit | 3077 | 2 |  |  | Conventional Hydroelectric | 50 | OR | Marion | 44.7224 | -122.2511 | 1953 | 7
BPAT | Dexter | 3078 | 1 |  |  | Conventional Hydroelectric | 15 | OR | Lane | 43.9242 | -122.8055 | 1955 | 6
BPAT | Dworshak | 840 | 1 |  |  | Conventional Hydroelectric | 103 | ID | Clearwater | 46.5143 | -116.2977 | 1975 | 6
BPAT | Dworshak | 840 | 2 |  |  | Conventional Hydroelectric | 103 | ID | Clearwater | 46.5143 | -116.2977 | 1975 | 9
BPAT | Dworshak | 840 | 3 |  |  | Conventional Hydroelectric | 259 | ID | Clearwater | 46.5143 | -116.2977 | 1974 | 9
BPAT | Eurus Combine Hills Turbine Ranch 2 | 57137 | 1 |  |  | Onshore Wind Turbine | 66.1 | OR | Umatilla | 45.943 | -118.591 | 2010 | 1
BPAT | Finley Buttes Landfill Gas | 58687 | GEN1 |  |  | Landfill Gas | 1.6 | OR | Morrow | 45.69 | -119.61 | 2007 | 12
BPAT | Finley Buttes Landfill Gas | 58687 | GEN2 |  |  | Landfill Gas | 1.6 | OR | Morrow | 45.69 | -119.61 | 2007 | 12
BPAT | Finley Buttes Landfill Gas | 58687 | GEN3 |  |  | Landfill Gas | 1.6 | OR | Morrow | 45.69 | -119.61 | 2007 | 12
BPAT | Fort Rock I | 63636 | FR1 |  |  | Solar Photovoltaic | 9.9 | OR | Lake | 43.3201 | -121.0035 | 2020 | 3
BPAT | Fort Rock IV | 63926 | FRIV |  |  | Solar Photovoltaic | 10 | OR | Lake | 43.3899 | -120.9561 | 2020 | 6
BPAT | Foster | 6552 | 1 |  |  | Conventional Hydroelectric | 10 | OR | Linn | 44.4146 | -122.6712 | 1968 | 9
BPAT | Foster | 6552 | 2 |  |  | Conventional Hydroelectric | 10 | OR | Linn | 44.4146 | -122.6712 | 1968 | 10
BPAT | Frederickson Power LP | 55818 | FICT |  |  | Natural Gas Fired Combined Cycle | 192 | WA | Pierce | 47.0861 | -122.3657 | 2002 | 8
BPAT | Frederickson Power LP | 55818 | FIST |  |  | Natural Gas Fired Combined Cycle | 126.3 | WA | Pierce | 47.0861 | -122.3657 | 2002 | 8
BPAT | Georgia-Pacific Toledo Mill | 58109 | TG2 |  |  | Wood/Wood Waste Biomass | 18.8 | OR | Lincoln | 44.6119 | -123.9319 | 2007 | 2
BPAT | Goose Prairie Solar | 67261 | GOOSE |  |  | Solar Photovoltaic | 80 | WA | Yakima | 46.5292 | -120.2395 | 2024 | 12
BPAT | Grand Coulee | 6163 | 1 |  |  | Conventional Hydroelectric | 125 | WA | Grant | 47.9575 | -118.9773 | 1942 | 4
BPAT | Grand Coulee | 6163 | 10 |  |  | Conventional Hydroelectric | 125 | WA | Grant | 47.9575 | -118.9773 | 1951 | 9
BPAT | Grand Coulee | 6163 | 11 |  |  | Conventional Hydroelectric | 125 | WA | Grant | 47.9575 | -118.9773 | 1951 | 6
BPAT | Grand Coulee | 6163 | 12 |  |  | Conventional Hydroelectric | 125 | WA | Grant | 47.9575 | -118.9773 | 1951 | 4
BPAT | Grand Coulee | 6163 | 13 |  |  | Conventional Hydroelectric | 125 | WA | Grant | 47.9575 | -118.9773 | 1950 | 10
BPAT | Grand Coulee | 6163 | 14 |  |  | Conventional Hydroelectric | 125 | WA | Grant | 47.9575 | -118.9773 | 1950 | 7
BPAT | Grand Coulee | 6163 | 15 |  |  | Conventional Hydroelectric | 125 | WA | Grant | 47.9575 | -118.9773 | 1950 | 4
BPAT | Grand Coulee | 6163 | 16 |  |  | Conventional Hydroelectric | 125 | WA | Grant | 47.9575 | -118.9773 | 1949 | 9
BPAT | Grand Coulee | 6163 | 17 |  |  | Conventional Hydroelectric | 125 | WA | Grant | 47.9575 | -118.9773 | 1949 | 7
BPAT | Grand Coulee | 6163 | 18 |  |  | Conventional Hydroelectric | 125 | WA | Grant | 47.9575 | -118.9773 | 1949 | 5
BPAT | Grand Coulee | 6163 | 19 |  |  | Conventional Hydroelectric | 600 | WA | Grant | 47.9575 | -118.9773 | 1975 | 9
BPAT | Grand Coulee | 6163 | 2 |  |  | Conventional Hydroelectric | 125 | WA | Grant | 47.9575 | -118.9773 | 1942 | 1
BPAT | Grand Coulee | 6163 | 20 |  |  | Conventional Hydroelectric | 600 | WA | Grant | 47.9575 | -118.9773 | 1976 | 4
BPAT | Grand Coulee | 6163 | 21 |  |  | Conventional Hydroelectric | 600 | WA | Grant | 47.9575 | -118.9773 | 1976 | 12
BPAT | Grand Coulee | 6163 | 22 |  |  | Conventional Hydroelectric | 805 | WA | Grant | 47.9575 | -118.9773 | 1978 | 5
BPAT | Grand Coulee | 6163 | 23 |  |  | Conventional Hydroelectric | 805 | WA | Grant | 47.9575 | -118.9773 | 1979 | 11
BPAT | Grand Coulee | 6163 | 24 |  |  | Conventional Hydroelectric | 805 | WA | Grant | 47.9575 | -118.9773 | 1980 | 5
BPAT | Grand Coulee | 6163 | 3 |  |  | Conventional Hydroelectric | 125 | WA | Grant | 47.9575 | -118.9773 | 1941 | 9
BPAT | Grand Coulee | 6163 | 4 |  |  | Conventional Hydroelectric | 125 | WA | Grant | 47.9575 | -118.9773 | 1944 | 2
BPAT | Grand Coulee | 6163 | 5 |  |  | Conventional Hydroelectric | 125 | WA | Grant | 47.9575 | -118.9773 | 1943 | 11
BPAT | Grand Coulee | 6163 | 6 |  |  | Conventional Hydroelectric | 125 | WA | Grant | 47.9575 | -118.9773 | 1943 | 8
BPAT | Grand Coulee | 6163 | 7 |  |  | Conventional Hydroelectric | 125 | WA | Grant | 47.9575 | -118.9773 | 1947 | 10
BPAT | Grand Coulee | 6163 | 8 |  |  | Conventional Hydroelectric | 125 | WA | Grant | 47.9575 | -118.9773 | 1943 | 2
BPAT | Grand Coulee | 6163 | 9 |  |  | Conventional Hydroelectric | 125 | WA | Grant | 47.9575 | -118.9773 | 1948 | 4
BPAT | Grand Coulee | 6163 | LS1 |  |  | Conventional Hydroelectric | 10 | WA | Grant | 47.9575 | -118.9773 | 1941 | 3
BPAT | Grand Coulee | 6163 | LS2 |  |  | Conventional Hydroelectric | 10 | WA | Grant | 47.9575 | -118.9773 | 1941 | 3
BPAT | Grand Coulee | 6163 | LS3 |  |  | Conventional Hydroelectric | 10 | WA | Grant | 47.9575 | -118.9773 | 1951 | 1
BPAT | Grand Coulee | 6163 | PG10 |  |  | Hydroelectric Pumped Storage | 53.5 | WA | Grant | 47.9575 | -118.9773 | 1983 | 6
BPAT | Grand Coulee | 6163 | PG11 |  |  | Hydroelectric Pumped Storage | 53.5 | WA | Grant | 47.9575 | -118.9773 | 1983 | 11
BPAT | Grand Coulee | 6163 | PG12 |  |  | Hydroelectric Pumped Storage | 53.5 | WA | Grant | 47.9575 | -118.9773 | 1984 | 4
BPAT | Grand Coulee | 6163 | PG7 |  |  | Hydroelectric Pumped Storage | 50 | WA | Grant | 47.9575 | -118.9773 | 1973 | 10
BPAT | Grand Coulee | 6163 | PG8 |  |  | Hydroelectric Pumped Storage | 50 | WA | Grant | 47.9575 | -118.9773 | 1973 | 11
BPAT | Grand Coulee | 6163 | PG9 |  |  | Hydroelectric Pumped Storage | 53.5 | WA | Grant | 47.9575 | -118.9773 | 1983 | 4
BPAT | Grays Harbor Energy Facility | 7999 | CT1 |  |  | Natural Gas Fired Combined Cycle | 198.9 | WA | Grays Harbor | 46.9692 | -123.48 | 2008 | 5
BPAT | Grays Harbor Energy Facility | 7999 | CT2 |  |  | Natural Gas Fired Combined Cycle | 198.9 | WA | Grays Harbor | 46.9692 | -123.48 | 2008 | 5
BPAT | Grays Harbor Energy Facility | 7999 | ST1 |  |  | Natural Gas Fired Combined Cycle | 317.1 | WA | Grays Harbor | 46.9692 | -123.48 | 2008 | 5
BPAT | Green Peter | 3080 | 1 |  |  | Conventional Hydroelectric | 40 | OR | Linn | 44.4494 | -122.5494 | 1967 | 7
BPAT | Green Peter | 3080 | 2 |  |  | Conventional Hydroelectric | 40 | OR | Linn | 44.4494 | -122.5494 | 1967 | 7
BPAT | H M Jackson | 7588 | 1 |  |  | Conventional Hydroelectric | 47.5 | WA | Snohomish | 47.9084 | -121.8144 | 1984 | 6
BPAT | H M Jackson | 7588 | 2 |  |  | Conventional Hydroelectric | 47.5 | WA | Snohomish | 47.9084 | -121.8144 | 1984 | 6
BPAT | H M Jackson | 7588 | 3 |  |  | Conventional Hydroelectric | 8.4 | WA | Snohomish | 47.9084 | -121.8144 | 1984 | 6
BPAT | H M Jackson | 7588 | 4 |  |  | Conventional Hydroelectric | 8.4 | WA | Snohomish | 47.9084 | -121.8144 | 1984 | 6
BPAT | Harvest Wind Project | 57152 | HWP1 |  |  | Onshore Wind Turbine | 98.9 | WA | Klickitat | 45.8131 | -120.3475 | 2009 | 12
BPAT | Hills Creek | 3081 | 1 |  |  | Conventional Hydroelectric | 15 | OR | Lane | 43.7107 | -122.4238 | 1962 | 2
BPAT | Hills Creek | 3081 | 2 |  |  | Conventional Hydroelectric | 15 | OR | Lane | 43.7107 | -122.4238 | 1962 | 2
BPAT | Hopkins Ridge Wind | 56255 | 1 |  |  | Onshore Wind Turbine | 149.4 | WA | Columbia | 46.4211 | -117.8331 | 2005 | 11
BPAT | Hopkins Ridge Wind | 56255 | 2 |  |  | Onshore Wind Turbine | 7.2 | WA | Columbia | 46.4211 | -117.8331 | 2008 | 8
BPAT | Horn Rapids Solar, Storage and Training | 64198 | HRPV |  |  | Solar Photovoltaic | 3.2 | WA | Benton | 46.3529 | -119.3222 | 2020 | 10
BPAT | Horseshoe Bend Wind LLC | 57550 | HORSE |  |  | Onshore Wind Turbine | 290 | OR | Gilliam | 45.5855 | -120.0082 | 2012 | 7
BPAT | Hungry Horse | 2203 | 1 |  |  | Conventional Hydroelectric | 107 | MT | Flathead | 48.3415 | -114.0144 | 1952 | 10
BPAT | Hungry Horse | 2203 | 2 |  |  | Conventional Hydroelectric | 107 | MT | Flathead | 48.3415 | -114.0144 | 1952 | 12
BPAT | Hungry Horse | 2203 | 3 |  |  | Conventional Hydroelectric | 107 | MT | Flathead | 48.3415 | -114.0144 | 1953 | 7
BPAT | Hungry Horse | 2203 | 4 |  |  | Conventional Hydroelectric | 107 | MT | Flathead | 48.3415 | -114.0144 | 1953 | 7
BPAT | Ice Harbor | 3925 | 1 |  |  | Conventional Hydroelectric | 90 | WA | Walla Walla | 46.2498 | -118.8798 | 1962 | 1
BPAT | Ice Harbor | 3925 | 2 |  |  | Conventional Hydroelectric | 90 | WA | Walla Walla | 46.2498 | -118.8798 | 1962 | 3
BPAT | Ice Harbor | 3925 | 3 |  |  | Conventional Hydroelectric | 90 | WA | Walla Walla | 46.2498 | -118.8798 | 1962 | 3
BPAT | Ice Harbor | 3925 | 4 |  |  | Conventional Hydroelectric | 111 | WA | Walla Walla | 46.2498 | -118.8798 | 1975 | 12
BPAT | Ice Harbor | 3925 | 5 |  |  | Conventional Hydroelectric | 111 | WA | Walla Walla | 46.2498 | -118.8798 | 1975 | 12
BPAT | Ice Harbor | 3925 | 6 |  |  | Conventional Hydroelectric | 111 | WA | Walla Walla | 46.2498 | -118.8798 | 1976 | 2
BPAT | John Day | 3082 | 1 |  |  | Conventional Hydroelectric | 135 | OR | Sherman | 45.7164 | -120.6941 | 1968 | 8
BPAT | John Day | 3082 | 10 |  |  | Conventional Hydroelectric | 135 | OR | Sherman | 45.7164 | -120.6941 | 1969 | 9
BPAT | John Day | 3082 | 11 |  |  | Conventional Hydroelectric | 135 | OR | Sherman | 45.7164 | -120.6941 | 1970 | 3
BPAT | John Day | 3082 | 12 |  |  | Conventional Hydroelectric | 135 | OR | Sherman | 45.7164 | -120.6941 | 1970 | 5
BPAT | John Day | 3082 | 13 |  |  | Conventional Hydroelectric | 135 | OR | Sherman | 45.7164 | -120.6941 | 1970 | 12
BPAT | John Day | 3082 | 14 |  |  | Conventional Hydroelectric | 135 | OR | Sherman | 45.7164 | -120.6941 | 1971 | 1
BPAT | John Day | 3082 | 15 |  |  | Conventional Hydroelectric | 135 | OR | Sherman | 45.7164 | -120.6941 | 1971 | 10
BPAT | John Day | 3082 | 16 |  |  | Conventional Hydroelectric | 135 | OR | Sherman | 45.7164 | -120.6941 | 1971 | 12
BPAT | John Day | 3082 | 2 |  |  | Conventional Hydroelectric | 135 | OR | Sherman | 45.7164 | -120.6941 | 1968 | 9
BPAT | John Day | 3082 | 3 |  |  | Conventional Hydroelectric | 135 | OR | Sherman | 45.7164 | -120.6941 | 1968 | 11
BPAT | John Day | 3082 | 4 |  |  | Conventional Hydroelectric | 135 | OR | Sherman | 45.7164 | -120.6941 | 1968 | 12
BPAT | John Day | 3082 | 5 |  |  | Conventional Hydroelectric | 135 | OR | Sherman | 45.7164 | -120.6941 | 1969 | 2
BPAT | John Day | 3082 | 6 |  |  | Conventional Hydroelectric | 135 | OR | Sherman | 45.7164 | -120.6941 | 1969 | 3
BPAT | John Day | 3082 | 7 |  |  | Conventional Hydroelectric | 135 | OR | Sherman | 45.7164 | -120.6941 | 1969 | 4
BPAT | John Day | 3082 | 8 |  |  | Conventional Hydroelectric | 135 | OR | Sherman | 45.7164 | -120.6941 | 1969 | 6
BPAT | John Day | 3082 | 9 |  |  | Conventional Hydroelectric | 135 | OR | Sherman | 45.7164 | -120.6941 | 1969 | 8
BPAT | Libby | 6172 | 1 |  |  | Conventional Hydroelectric | 105 | MT | Lincoln | 48.4098 | -115.3143 | 1975 | 8
BPAT | Libby | 6172 | 2 |  |  | Conventional Hydroelectric | 105 | MT | Lincoln | 48.4098 | -115.3143 | 1975 | 10
BPAT | Libby | 6172 | 3 |  |  | Conventional Hydroelectric | 105 | MT | Lincoln | 48.4098 | -115.3143 | 1976 | 1
BPAT | Libby | 6172 | 4 |  |  | Conventional Hydroelectric | 105 | MT | Lincoln | 48.4098 | -115.3143 | 1976 | 4
BPAT | Libby | 6172 | 5 |  |  | Conventional Hydroelectric | 105 | MT | Lincoln | 48.4098 | -115.3143 | 1984 | 9
BPAT | Linden Wind Energy Project | 57635 | LW1 |  |  | Onshore Wind Turbine | 50 | WA | Klickitat | 45.7442 | -120.7836 | 2010 | 6
BPAT | Little Goose | 3926 | 1 |  |  | Conventional Hydroelectric | 135 | WA | Columbia | 46.5838 | -118.0273 | 1970 | 4
BPAT | Little Goose | 3926 | 2 |  |  | Conventional Hydroelectric | 135 | WA | Columbia | 46.5838 | -118.0273 | 1970 | 4
BPAT | Little Goose | 3926 | 3 |  |  | Conventional Hydroelectric | 135 | WA | Columbia | 46.5838 | -118.0273 | 1971 | 1
BPAT | Little Goose | 3926 | 4 |  |  | Conventional Hydroelectric | 135 | WA | Columbia | 46.5838 | -118.0273 | 1978 | 2
BPAT | Little Goose | 3926 | 5 |  |  | Conventional Hydroelectric | 135 | WA | Columbia | 46.5838 | -118.0273 | 1978 | 6
BPAT | Little Goose | 3926 | 6 |  |  | Conventional Hydroelectric | 135 | WA | Columbia | 46.5838 | -118.0273 | 1978 | 6
BPAT | Longview Fibre | 54562 | 6 |  |  | Wood/Wood Waste Biomass | 20 | WA | Cowlitz | 46.1039 | -122.9184 | 1958 | 1
BPAT | Longview Fibre | 54562 | 7 |  |  | Wood/Wood Waste Biomass | 25 | WA | Cowlitz | 46.1039 | -122.9184 | 1966 | 4
BPAT | Lookout Point | 3083 | 1 |  |  | Conventional Hydroelectric | 40 | OR | Lane | 43.9153 | -122.7531 | 1955 | 5
BPAT | Lookout Point | 3083 | 2 |  |  | Conventional Hydroelectric | 40 | OR | Lane | 43.9153 | -122.7531 | 1955 | 3
BPAT | Lookout Point | 3083 | 3 |  |  | Conventional Hydroelectric | 40 | OR | Lane | 43.9153 | -122.7531 | 1955 | 1
BPAT | Lost Creek | 6174 | 1 |  |  | Conventional Hydroelectric | 24.5 | OR | Jackson | 42.6717 | -122.6772 | 1977 | 9
BPAT | Lost Creek | 6174 | 2 |  |  | Conventional Hydroelectric | 24.5 | OR | Jackson | 42.6717 | -122.6772 | 1977 | 12
BPAT | Lower Granite | 6175 | 1 |  |  | Conventional Hydroelectric | 135 | WA | Whitman | 46.6595 | -117.4294 | 1975 | 4
BPAT | Lower Granite | 6175 | 2 |  |  | Conventional Hydroelectric | 135 | WA | Whitman | 46.6595 | -117.4294 | 1975 | 5
BPAT | Lower Granite | 6175 | 3 |  |  | Conventional Hydroelectric | 135 | WA | Whitman | 46.6595 | -117.4294 | 1975 | 6
BPAT | Lower Granite | 6175 | 4 |  |  | Conventional Hydroelectric | 135 | WA | Whitman | 46.6595 | -117.4294 | 1978 | 2
BPAT | Lower Granite | 6175 | 5 |  |  | Conventional Hydroelectric | 135 | WA | Whitman | 46.6595 | -117.4294 | 1978 | 4
BPAT | Lower Granite | 6175 | 6 |  |  | Conventional Hydroelectric | 135 | WA | Whitman | 46.6595 | -117.4294 | 1978 | 4
BPAT | Lower Monumental | 3927 | 1 |  |  | Conventional Hydroelectric | 135 | WA | Walla Walla | 46.5635 | -118.5397 | 1969 | 6
BPAT | Lower Monumental | 3927 | 2 |  |  | Conventional Hydroelectric | 135 | WA | Walla Walla | 46.5635 | -118.5397 | 1969 | 10
BPAT | Lower Monumental | 3927 | 3 |  |  | Conventional Hydroelectric | 135 | WA | Walla Walla | 46.5635 | -118.5397 | 1970 | 2
BPAT | Lower Monumental | 3927 | 4 |  |  | Conventional Hydroelectric | 135 | WA | Walla Walla | 46.5635 | -118.5397 | 1979 | 3
BPAT | Lower Monumental | 3927 | 5 |  |  | Conventional Hydroelectric | 135 | WA | Walla Walla | 46.5635 | -118.5397 | 1979 | 4
BPAT | Lower Monumental | 3927 | 6 |  |  | Conventional Hydroelectric | 135 | WA | Walla Walla | 46.5635 | -118.5397 | 1979 | 7
BPAT | Lower Snake River Wind Energy Project | 57195 | LSR 1 |  |  | Onshore Wind Turbine | 342.7 | WA | Garfield | 46.5242 | -117.8217 | 2012 | 2
BPAT | McKinley Paper Co. - Washington Mill | 58352 | G-11A |  |  | Wood/Wood Waste Biomass | 12.6 | WA | Clallam | 48.1347 | -123.4656 | 2022 | 7
BPAT | McNary | 3084 | 1 |  |  | Conventional Hydroelectric | 70 | OR | Umatilla | 45.9402 | -119.2988 | 1953 | 12
BPAT | McNary | 3084 | 10 |  |  | Conventional Hydroelectric | 70 | OR | Umatilla | 45.9402 | -119.2988 | 1955 | 11
BPAT | McNary | 3084 | 11 |  |  | Conventional Hydroelectric | 70 | OR | Umatilla | 45.9402 | -119.2988 | 1956 | 5
BPAT | McNary | 3084 | 12 |  |  | Conventional Hydroelectric | 70 | OR | Umatilla | 45.9402 | -119.2988 | 1956 | 5
BPAT | McNary | 3084 | 13 |  |  | Conventional Hydroelectric | 70 | OR | Umatilla | 45.9402 | -119.2988 | 1957 | 3
BPAT | McNary | 3084 | 14 |  |  | Conventional Hydroelectric | 80.5 | OR | Umatilla | 45.9402 | -119.2988 | 1957 | 3
BPAT | McNary | 3084 | 2 |  |  | Conventional Hydroelectric | 70 | OR | Umatilla | 45.9402 | -119.2988 | 1954 | 1
BPAT | McNary | 3084 | 3 |  |  | Conventional Hydroelectric | 70 | OR | Umatilla | 45.9402 | -119.2988 | 1954 | 5
BPAT | McNary | 3084 | 4 |  |  | Conventional Hydroelectric | 70 | OR | Umatilla | 45.9402 | -119.2988 | 1954 | 7
BPAT | McNary | 3084 | 5 |  |  | Conventional Hydroelectric | 70 | OR | Umatilla | 45.9402 | -119.2988 | 1954 | 10
BPAT | McNary | 3084 | 6 |  |  | Conventional Hydroelectric | 70 | OR | Umatilla | 45.9402 | -119.2988 | 1955 | 1
BPAT | McNary | 3084 | 7 |  |  | Conventional Hydroelectric | 70 | OR | Umatilla | 45.9402 | -119.2988 | 1955 | 3
BPAT | McNary | 3084 | 8 |  |  | Conventional Hydroelectric | 70 | OR | Umatilla | 45.9402 | -119.2988 | 1955 | 6
BPAT | McNary | 3084 | 9 |  |  | Conventional Hydroelectric | 70 | OR | Umatilla | 45.9402 | -119.2988 | 1956 | 9
BPAT | McNary Dam Fish Attraction Project | 7511 | 1 |  |  | Conventional Hydroelectric | 10 | WA | Benton | 45.94 | -119.2991 | 1997 | 11
BPAT | Middle Fork Irrigation District | 50917 | GEN1 |  |  | Conventional Hydroelectric | 2 | OR | Hood River | 45.4807 | -121.5998 | 1986 | 3
BPAT | Middle Fork Irrigation District | 50917 | GEN2 |  |  | Conventional Hydroelectric | 0.5 | OR | Hood River | 45.4807 | -121.5998 | 1986 | 3
BPAT | Middle Fork Irrigation District | 50917 | GEN3 |  |  | Conventional Hydroelectric | 0.8 | OR | Hood River | 45.4807 | -121.5998 | 1986 | 3
BPAT | Nine Canyon | 7936 | 1 |  |  | Onshore Wind Turbine | 95.9 | WA | Benton | 46.0958 | -119.0964 | 2002 | 9
BPAT | North Hurlburt Wind LLC | 57526 | NORTH |  |  | Onshore Wind Turbine | 265 | OR | Gilliam | 45.7316 | -120.0835 | 2012 | 2
BPAT | Outback Solar At Christmas Valley | 58131 | PV1 |  |  | Solar Photovoltaic | 4.4 | OR | Lake | 43.2369 | -120.49 | 2012 | 10
BPAT | POTB Digester | 58591 | GEN1 |  |  | Other Waste Biomass | 1 | OR | Tillamook | 45.4144 | -123.8042 | 2013 | 11
BPAT | PaTu Wind Farm LLC | 57578 | PATU |  |  | Onshore Wind Turbine | 9 | OR | Sherman | 45.6131 | -120.6169 | 2010 | 12
BPAT | Packwood | 3929 | 1 |  |  | Conventional Hydroelectric | 27.5 | WA | Lewis | 46.5958 | -121.5694 | 1964 | 4
BPAT | Port Townsend Paper | 50544 | GEN6 |  |  | Wood/Wood Waste Biomass | 7.5 | WA | Jefferson | 48.0931 | -122.7958 | 1986 | 1
BPAT | Port Townsend Paper | 50544 | HDRO |  |  | Conventional Hydroelectric | 0.4 | WA | Jefferson | 48.0931 | -122.7958 | 1982 | 8
BPAT | River Road Gen Plant | 7605 | 1 |  |  | Natural Gas Fired Combined Cycle | 248 | WA | Clark | 45.6497 | -122.7256 | 1997 | 12
BPAT | Riverbend Landfill | 57019 | GEN1 |  |  | Landfill Gas | 0.8 | OR | Yamhill | 45.1672 | -123.2511 | 2010 | 6
BPAT | Riverbend Landfill | 57019 | GEN2 |  |  | Landfill Gas | 0.8 | OR | Yamhill | 45.1672 | -123.2511 | 2010 | 6
BPAT | Riverbend Landfill | 57019 | GEN3 |  |  | Landfill Gas | 0.8 | OR | Yamhill | 45.1672 | -123.2511 | 2010 | 6
BPAT | Riverbend Landfill | 57019 | GEN4 |  |  | Landfill Gas | 0.8 | OR | Yamhill | 45.1672 | -123.2511 | 2010 | 6
BPAT | Riverbend Landfill | 57019 | GEN5 |  |  | Landfill Gas | 0.8 | OR | Yamhill | 45.1672 | -123.2511 | 2010 | 6
BPAT | Riverbend Landfill | 57019 | GEN6 |  |  | Landfill Gas | 0.8 | OR | Yamhill | 45.1672 | -123.2511 | 2010 | 6
BPAT | Rock Garden Solar, LLC | 63779 | 4 |  |  | Solar Photovoltaic | 10 | OR | Lake | 43.3969 | -120.9304 | 2020 | 6
BPAT | Roza | 6407 | 1 |  |  | Conventional Hydroelectric | 12.9 | WA | Yakima | 46.6184 | -120.4778 | 1958 | 8
BPAT | Sagebrush Power Partners | 56858 | GEN1 |  |  | Onshore Wind Turbine | 100.7 | WA | Kittitas | 47.1356 | -120.6872 | 2010 | 11
BPAT | Seneca Sustainable Energy LLC | 57457 | 1 |  |  | Wood/Wood Waste Biomass | 19.8 | OR | Lane | 44.1163 | -123.179 | 2011 | 4
BPAT | Shell New Energies, Junction City | 59704 | JCBIO |  |  | Other Waste Biomass | 1.6 | OR | Lane | 44.1835 | -123.2005 | 2011 | 10
BPAT | Sierra Pacific Aberdeen | 55882 | GEN1 |  |  | Wood/Wood Waste Biomass | 18 | WA | Grays Harbor | 46.9728 | -123.7739 | 2003 | 3
BPAT | Smith Falls Hydro Project | 54249 | GEN1 |  |  | Conventional Hydroelectric | 18 | ID | Boundary | 48.9595 | -116.5574 | 1990 | 1
BPAT | Smith Falls Hydro Project | 54249 | GEN2 |  |  | Conventional Hydroelectric | 18 | ID | Boundary | 48.9595 | -116.5574 | 1990 | 1
BPAT | Smith Falls Hydro Project | 54249 | GEN3 |  |  | Conventional Hydroelectric | 2.1 | ID | Boundary | 48.9595 | -116.5574 | 1989 | 12
BPAT | South Hurlburt Wind LLC | 57549 | SOUTH |  |  | Onshore Wind Turbine | 290 | OR | Gilliam | 45.7063 | -120.08 | 2012 | 7
BPAT | Starvation | 63344 | STAR |  |  | Solar Photovoltaic | 9.9 | OR | Harney | 43.5022 | -119.1485 | 2019 | 12
BPAT | The Dalles | 3895 | 1 |  |  | Conventional Hydroelectric | 78 | OR | Wasco | 45.614 | -121.1346 | 1957 | 10
BPAT | The Dalles | 3895 | 10 |  |  | Conventional Hydroelectric | 78 | OR | Wasco | 45.614 | -121.1346 | 1959 | 11
BPAT | The Dalles | 3895 | 11 |  |  | Conventional Hydroelectric | 78 | OR | Wasco | 45.614 | -121.1346 | 1960 | 2
BPAT | The Dalles | 3895 | 12 |  |  | Conventional Hydroelectric | 78 | OR | Wasco | 45.614 | -121.1346 | 1960 | 5
BPAT | The Dalles | 3895 | 13 |  |  | Conventional Hydroelectric | 78 | OR | Wasco | 45.614 | -121.1346 | 1960 | 8
BPAT | The Dalles | 3895 | 14 |  |  | Conventional Hydroelectric | 78 | OR | Wasco | 45.614 | -121.1346 | 1960 | 11
BPAT | The Dalles | 3895 | 15 |  |  | Conventional Hydroelectric | 86 | OR | Wasco | 45.614 | -121.1346 | 1973 | 2
BPAT | The Dalles | 3895 | 16 |  |  | Conventional Hydroelectric | 86 | OR | Wasco | 45.614 | -121.1346 | 1973 | 2
BPAT | The Dalles | 3895 | 17 |  |  | Conventional Hydroelectric | 86 | OR | Wasco | 45.614 | -121.1346 | 1973 | 3
BPAT | The Dalles | 3895 | 18 |  |  | Conventional Hydroelectric | 86 | OR | Wasco | 45.614 | -121.1346 | 1973 | 3
BPAT | The Dalles | 3895 | 19 |  |  | Conventional Hydroelectric | 86 | OR | Wasco | 45.614 | -121.1346 | 1973 | 5
BPAT | The Dalles | 3895 | 2 |  |  | Conventional Hydroelectric | 78 | OR | Wasco | 45.614 | -121.1346 | 1957 | 11
BPAT | The Dalles | 3895 | 20 |  |  | Conventional Hydroelectric | 86 | OR | Wasco | 45.614 | -121.1346 | 1973 | 6
BPAT | The Dalles | 3895 | 21 |  |  | Conventional Hydroelectric | 86 | OR | Wasco | 45.614 | -121.1346 | 1973 | 11
BPAT | The Dalles | 3895 | 22 |  |  | Conventional Hydroelectric | 86 | OR | Wasco | 45.614 | -121.1346 | 1973 | 12
BPAT | The Dalles | 3895 | 3 |  |  | Conventional Hydroelectric | 78 | OR | Wasco | 45.614 | -121.1346 | 1958 | 2
BPAT | The Dalles | 3895 | 4 |  |  | Conventional Hydroelectric | 78 | OR | Wasco | 45.614 | -121.1346 | 1958 | 5
BPAT | The Dalles | 3895 | 5 |  |  | Conventional Hydroelectric | 89.7 | OR | Wasco | 45.614 | -121.1346 | 1958 | 10
BPAT | The Dalles | 3895 | 6 |  |  | Conventional Hydroelectric | 78 | OR | Wasco | 45.614 | -121.1346 | 1958 | 11
BPAT | The Dalles | 3895 | 7 |  |  | Conventional Hydroelectric | 78 | OR | Wasco | 45.614 | -121.1346 | 1959 | 2
BPAT | The Dalles | 3895 | 8 |  |  | Conventional Hydroelectric | 78 | OR | Wasco | 45.614 | -121.1346 | 1959 | 5
BPAT | The Dalles | 3895 | 9 |  |  | Conventional Hydroelectric | 78 | OR | Wasco | 45.614 | -121.1346 | 1959 | 11
BPAT | The Dalles | 3895 | F1 |  |  | Conventional Hydroelectric | 14 | OR | Wasco | 45.614 | -121.1346 | 1957 | 6
BPAT | The Dalles | 3895 | F2 |  |  | Conventional Hydroelectric | 14 | OR | Wasco | 45.614 | -121.1346 | 1957 | 7
BPAT | Vansycle | 55125 | WGNS |  |  | Onshore Wind Turbine | 25 | OR | Umatilla | 45.9362 | -118.66 | 1998 | 8
BPAT | Vansycle II Wind Energy Center | 58324 | SIE23 |  |  | Onshore Wind Turbine | 102.3 | OR | Umatilla | 45.8992 | -118.5914 | 2009 | 12
BPAT | Walterville | 3071 | 1 |  |  | Conventional Hydroelectric | 8 | OR | Lane | 44.0696 | -122.835 | 1949 | 1
BPAT | Waste Management Columbia Ridge LFGTE | 57015 | GEN1 |  |  | Landfill Gas | 0.8 | OR | Gilliam | 45.5739 | -120.2969 | 2009 | 12
BPAT | Waste Management Columbia Ridge LFGTE | 57015 | GEN10 |  |  | Landfill Gas | 1.6 | OR | Gilliam | 45.5739 | -120.2969 | 2014 | 8
BPAT | Waste Management Columbia Ridge LFGTE | 57015 | GEN11 |  |  | Landfill Gas | 1.6 | OR | Gilliam | 45.5739 | -120.2969 | 2014 | 8
BPAT | Waste Management Columbia Ridge LFGTE | 57015 | GEN12 |  |  | Landfill Gas | 1.6 | OR | Gilliam | 45.5739 | -120.2969 | 2014 | 8
BPAT | Waste Management Columbia Ridge LFGTE | 57015 | GEN2 |  |  | Landfill Gas | 0.8 | OR | Gilliam | 45.5739 | -120.2969 | 2009 | 12
BPAT | Waste Management Columbia Ridge LFGTE | 57015 | GEN3 |  |  | Landfill Gas | 0.8 | OR | Gilliam | 45.5739 | -120.2969 | 2009 | 12
BPAT | Waste Management Columbia Ridge LFGTE | 57015 | GEN4 |  |  | Landfill Gas | 0.8 | OR | Gilliam | 45.5739 | -120.2969 | 2009 | 12
BPAT | Waste Management Columbia Ridge LFGTE | 57015 | GEN5 |  |  | Landfill Gas | 0.8 | OR | Gilliam | 45.5739 | -120.2969 | 2009 | 12
BPAT | Waste Management Columbia Ridge LFGTE | 57015 | GEN6 |  |  | Landfill Gas | 0.8 | OR | Gilliam | 45.5739 | -120.2969 | 2009 | 12
BPAT | Waste Management Columbia Ridge LFGTE | 57015 | GEN7 |  |  | Landfill Gas | 0.8 | OR | Gilliam | 45.5739 | -120.2969 | 2009 | 12
BPAT | Waste Management Columbia Ridge LFGTE | 57015 | GEN8 |  |  | Landfill Gas | 0.8 | OR | Gilliam | 45.5739 | -120.2969 | 2009 | 12
BPAT | Waste Management Columbia Ridge LFGTE | 57015 | GEN9 |  |  | Landfill Gas | 1.6 | OR | Gilliam | 45.5739 | -120.2969 | 2014 | 8
BPAT | West Hines Solar I, LLC | 63796 | 1 |  |  | Solar Photovoltaic | 10 | OR | Harney | 43.5026 | -119.1471 | 2020 | 6
BPAT | Wheat Field Wind Power Project | 56854 | GEN1 |  |  | Onshore Wind Turbine | 102.9 | OR | Gilliam | 45.6758 | -120.3183 | 2009 | 2
BPAT | Wheatridge 1 | 64057 | WND |  |  | Onshore Wind Turbine | 100 | OR | Morrow | 45.5598 | -119.6338 | 2020 | 12
BPAT | Wheatridge Hybrid | 62745 | SOLAR |  |  | Solar Photovoltaic | 50 | OR | Morrow | 45.5598 | -119.6338 | 2022 | 3
BPAT | White Creek Wind Farm | 56487 | 1 |  |  | Onshore Wind Turbine | 204 | WA | Klickitat | 45.8155 | -120.3419 | 2007 | 11
BPAT | Willow Creek Energy Center | 56952 | 1 |  |  | Onshore Wind Turbine | 72 | OR | Morrow | 45.6533 | -119.9914 | 2009 | 1
BPAT | Windy Flats Wind Project | 57159 | GEN1 |  |  | Onshore Wind Turbine | 262.2 | WA | Klickitat | 45.7269 | -120.8339 | 2009 | 10
BPAT | Yelm | 3878 | 1 |  |  | Conventional Hydroelectric | 3 | WA | Thurston | 46.9749 | -122.6358 | 1930 | 12
BPAT | Yelm | 3878 | 2 |  |  | Conventional Hydroelectric | 3 | WA | Thurston | 46.9749 | -122.6358 | 1930 | 12
BPAT | Yelm | 3878 | 3 |  |  | Conventional Hydroelectric | 6 | WA | Thurston | 46.9749 | -122.6358 | 1955 | 12
BPAT | Youngs Creek Hydroelectric Project | 57763 | 1 |  |  | Conventional Hydroelectric | 7.5 | WA | Snohomish | 47.7916 | -121.8 | 2011 | 11
CHPD | Chelan | 6424 | A-1 |  |  | Conventional Hydroelectric | 29.6 | WA | Chelan | 47.8347 | -120.0133 | 1927 | 9
CHPD | Chelan | 6424 | A-2 |  |  | Conventional Hydroelectric | 29.6 | WA | Chelan | 47.8347 | -120.0133 | 1928 | 8
CHPD | Nine Canyon | 7936 | 1 |  |  | Onshore Wind Turbine | 95.9 | WA | Benton | 46.0958 | -119.0964 | 2002 | 9
CHPD | Rock Island | 6200 | A |  |  | Conventional Hydroelectric | 1.2 | WA | Chelan | 47.3461 | -120.0917 | 1931 | 10
CHPD | Rock Island | 6200 | B-10 |  |  | Conventional Hydroelectric | 22.5 | WA | Chelan | 47.3461 | -120.0917 | 1953 | 4
CHPD | Rock Island | 6200 | B-3 |  |  | Conventional Hydroelectric | 20.7 | WA | Chelan | 47.3461 | -120.0917 | 1932 | 12
CHPD | Rock Island | 6200 | B-4 |  |  | Conventional Hydroelectric | 20.7 | WA | Chelan | 47.3461 | -120.0917 | 1932 | 10
CHPD | Rock Island | 6200 | B-5 |  |  | Conventional Hydroelectric | 22.5 | WA | Chelan | 47.3461 | -120.0917 | 1952 | 9
CHPD | Rock Island | 6200 | B-6 |  |  | Conventional Hydroelectric | 22.5 | WA | Chelan | 47.3461 | -120.0917 | 1952 | 10
CHPD | Rock Island | 6200 | B-7 |  |  | Conventional Hydroelectric | 22.5 | WA | Chelan | 47.3461 | -120.0917 | 1952 | 11
CHPD | Rock Island | 6200 | B-8 |  |  | Conventional Hydroelectric | 22.5 | WA | Chelan | 47.3461 | -120.0917 | 1953 | 1
CHPD | Rock Island | 6200 | B-9 |  |  | Conventional Hydroelectric | 22.5 | WA | Chelan | 47.3461 | -120.0917 | 1953 | 3
CHPD | Rock Island | 6200 | U-1 |  |  | Conventional Hydroelectric | 51.3 | WA | Chelan | 47.3461 | -120.0917 | 1979 | 8
CHPD | Rock Island | 6200 | U-2 |  |  | Conventional Hydroelectric | 51.3 | WA | Chelan | 47.3461 | -120.0917 | 1979 | 6
CHPD | Rock Island | 6200 | U-3 |  |  | Conventional Hydroelectric | 51.3 | WA | Chelan | 47.3461 | -120.0917 | 1979 | 4
CHPD | Rock Island | 6200 | U-4 |  |  | Conventional Hydroelectric | 51.3 | WA | Chelan | 47.3461 | -120.0917 | 1979 | 2
CHPD | Rock Island | 6200 | U-6 |  |  | Conventional Hydroelectric | 51.3 | WA | Chelan | 47.3461 | -120.0917 | 1978 | 10
CHPD | Rock Island | 6200 | U-7 |  |  | Conventional Hydroelectric | 51.3 | WA | Chelan | 47.3461 | -120.0917 | 1978 | 8
CHPD | Rock Island | 6200 | U-8 |  |  | Conventional Hydroelectric | 51.3 | WA | Chelan | 47.3461 | -120.0917 | 1978 | 7
CHPD | Rocky Reach | 3883 | C-1 |  |  | Conventional Hydroelectric | 114 | WA | Chelan | 47.5336 | -120.2953 | 1961 | 6
CHPD | Rocky Reach | 3883 | C-2 |  |  | Conventional Hydroelectric | 114 | WA | Chelan | 47.5336 | -120.2953 | 1961 | 6
CHPD | Rocky Reach | 3883 | C-3 |  |  | Conventional Hydroelectric | 114 | WA | Chelan | 47.5336 | -120.2953 | 1961 | 6
CHPD | Rocky Reach | 3883 | C-4 |  |  | Conventional Hydroelectric | 114 | WA | Chelan | 47.5336 | -120.2953 | 1961 | 8
CHPD | Rocky Reach | 3883 | C-5 |  |  | Conventional Hydroelectric | 114 | WA | Chelan | 47.5336 | -120.2953 | 1961 | 8
CHPD | Rocky Reach | 3883 | C-6 |  |  | Conventional Hydroelectric | 114 | WA | Chelan | 47.5336 | -120.2953 | 1961 | 8
CHPD | Rocky Reach | 3883 | C-7 |  |  | Conventional Hydroelectric | 114 | WA | Chelan | 47.5336 | -120.2953 | 1961 | 9
CHPD | Rocky Reach | 3883 | C-8 |  |  | Conventional Hydroelectric | 125.4 | WA | Chelan | 47.5336 | -120.2953 | 1973 | 8
CHPD | Rocky Reach | 3883 | C-9 |  |  | Conventional Hydroelectric | 125.4 | WA | Chelan | 47.5336 | -120.2953 | 1973 | 11
CISO | 2081 Terzian Solar Project | 58918 | 2081 |  |  | Solar Photovoltaic | 1.2 | CA | Fresno | 36.67 | -119.4158 | 2014 | 2
CISO | 2097 Helton Solar Project | 58920 | 2097 |  |  | Solar Photovoltaic | 1.5 | CA | Merced | 37.3522 | -120.5069 | 2014 | 4
CISO | 2127 Harris Solar Project | 58919 | 2127 |  |  | Solar Photovoltaic | 1.3 | CA | Butte | 39.2917 | -121.6697 | 2014 | 4
CISO | ABEC #3 dba Lakeview Dairy | 61502 | GEN1 |  |  | Other Waste Biomass | 1 | CA | Kern | 35.2143 | -119.203 | 2018 | 2
CISO | ABEC #4 dba CE&S Dairy | 61503 | GEN1 |  |  | Other Waste Biomass | 1 | CA | Kern | 35.1731 | -119.1164 | 2018 | 2
CISO | ABEC Bidart-Old River LLC | 58699 | GEN 1 |  |  | Other Waste Biomass | 1 | CA | Kern | 35.1697 | -119.1056 | 2013 | 12
CISO | ABEC Bidart-Old River LLC | 58699 | GEN 2 |  |  | Other Waste Biomass | 1 | CA | Kern | 35.1697 | -119.1056 | 2013 | 12
CISO | ABEC Bidart-Stockale #1 |  |  | 58699 |  | BGAS | [7 empty] | 0.6 | CA | Kern
CISO | AERA ENERGY LLC. (COALINGA) |  |  | 50750 |  | GAS | [7 empty] | 8.5 | CA | Fresno
CISO | AES Alamitos Energy Center | 62115 | 1A |  |  | Natural Gas Fired Combined Cycle | 231 | CA | Los Angeles | 33.7672 | -118.1002 | 2020 | 2
CISO | AES Alamitos Energy Center | 62115 | 1B |  |  | Natural Gas Fired Combined Cycle | 231 | CA | Los Angeles | 33.7672 | -118.1002 | 2020 | 2
CISO | AES Alamitos Energy Center | 62115 | 1S |  |  | Natural Gas Fired Combined Cycle | 216 | CA | Los Angeles | 33.7672 | -118.1002 | 2020 | 2
CISO | AES Alamitos LLC | 315 | 3 |  |  | Natural Gas Steam Turbine | 310 | CA | Los Angeles | 33.7688 | -118.1009 | 1961 | 12
CISO | AES Alamitos LLC | 315 | 4 |  |  | Natural Gas Steam Turbine | 310 | CA | Los Angeles | 33.7688 | -118.1009 | 1962 | 6
CISO | AES Alamitos LLC | 315 | 5 |  |  | Natural Gas Steam Turbine | 495 | CA | Los Angeles | 33.7688 | -118.1009 | 1964 | 3
CISO | AES ES Alamitos 2 LLC | 67579 | ALMT2 |  |  | Batteries | 82 | CA | Los Angeles | 33.7703 | -118.1 | 2024 | 11
CISO | AES ES Alamitos, LLC | 61204 | ALMTS |  |  | Batteries | 100 | CA | Los Angeles | 33.7702 | -118.0997 | 2021 | 1
CISO | AES Huntington Beach Energy Project | 62116 | 1A |  |  | Natural Gas Fired Combined Cycle | 231 | CA | Orange | 33.6456 | -117.9794 | 2020 | 2
CISO | AES Huntington Beach Energy Project | 62116 | 1B |  |  | Natural Gas Fired Combined Cycle | 231 | CA | Orange | 33.6456 | -117.9794 | 2020 | 2
CISO | AES Huntington Beach Energy Project | 62116 | 1S |  |  | Natural Gas Fired Combined Cycle | 237.2 | CA | Orange | 33.6456 | -117.9794 | 2020 | 2
CISO | AES Huntington Beach LLC | 335 | 2 |  |  | Natural Gas Steam Turbine | 218 | CA | Orange | 33.6439 | -117.9792 | 1958 | 12
CISO | AM Wind Repower LLC | 66167 | 63235 |  |  | Onshore Wind Turbine | 27 | CA | Riverside | 33.9437 | -116.6615 | 2025 | 3
CISO | AP North Lake I, LP | 59610 | APNLI |  |  | Solar Photovoltaic | 20 | CA | Riverside | 33.74 | -117.0106 | 2015 | 8
CISO | AV Solar Ranch One | 57378 | AVSR |  |  | Solar Photovoltaic | 253 | CA | Los Angeles | 34.7803 | -118.4244 | 2014 | 8
CISO | AVEP BESS | 65591 | AVEPB |  |  | Batteries | 126 | CA | Kern | 34.878 | -118.347 | 2025 | 4
CISO | AVS Lancaster 1 | 60085 | PV1 |  |  | Solar Photovoltaic | 3.7 | CA | Los Angeles | 34.7489 | -117.9736 | 2016 | 12
CISO | Abel Road Bioenergy | 65517 | BMORC |  |  | Other Waste Biomass | 4 | CA | Colusa | 39.1456 | -122.1186 | 2022 | 7
CISO | Acid |  |  | 66659 |  | LESR | [7 empty] | 97 | CA | FRESNO
CISO | Acid Unit 1 |  |  | 26239 | GT1 | GAS | [7 empty] | 55.3 | CA | Fresno
CISO | Acorn I BESS |  |  | 62874 | ACORN1 | LESR | [7 empty] | 1.95 | CA | Ventura
CISO | Adelanto Solar II, LLC | 59440 | SAS |  |  | Solar Photovoltaic | 7 | CA | San Bernardino | 34.5572 | -117.3775 | 2015 | 7
CISO | Adelanto Solar, LLC | 59441 | SAS |  |  | Solar Photovoltaic | 20 | CA | San Bernardino | 34.5572 | -117.3775 | 2015 | 9
CISO | Adera Solar | 60027 | ADERA |  |  | Solar Photovoltaic | 20 | CA | Madera | 37.1206 | -120.3249 | 2015 | 12
CISO | Adobe Solar | 57651 | FRV3 |  |  | Solar Photovoltaic | 20 | CA | KERN | 35.1028 | -118.9544 | 2014 | 5
CISO | Agnews Power Plant |  |  | 50748 |  | GAS | [7 empty] | 28.56 | CA | Santa Clara
CISO | Agua Caliente Solar Project | 57373 | AGU1 |  |  | Solar Photovoltaic | 90.7 | AZ | Yuma | 32.9774 | -113.4945 | 2012 | 5
CISO | Agua Caliente Solar Project | 57373 | AGU2 |  |  | Solar Photovoltaic | 136 | AZ | Yuma | 32.9774 | -113.4945 | 2012 | 12
CISO | Agua Caliente Solar Project | 57373 | AGU3 |  |  | Solar Photovoltaic | 121 | AZ | Yuma | 32.9774 | -113.4945 | 2014 | 2
CISO | Agua Mansa Power Plant | 55951 | AMP1 |  |  | Natural Gas Fired Combustion Turbine | 60.5 | CA | San Bernardino | 34.0414 | -117.3603 | 2003 | 6
CISO | Alameda | 7450 | 1 |  |  | Natural Gas Fired Combustion Turbine | 27.4 | CA | Alameda | 37.7886 | -122.2889 | 1986 | 5
CISO | Alameda | 7450 | 2 |  |  | Natural Gas Fired Combustion Turbine | 27.4 | CA | Alameda | 37.7886 | -122.2889 | 1986 | 5
CISO | Alamo | 905 | 1 |  |  | Conventional Hydroelectric | 19.6 | CA | Los Angeles | 34.8158 | -118.6867 | 1986 | 7
CISO | Alamo Solar | 59469 | ALAMO |  |  | Solar Photovoltaic | 20 | CA | San Bernardino | 34.6822 | -117.3475 | 2015 | 5
CISO | Algonquin Power Sanger 2 |  |  | 57564 |  | GAS | [7 empty] | 48.3 | CA | Fresno
CISO | Algonquin SKIC 10 Solar, LLC | 60242 | SKI10 |  |  | Solar Photovoltaic | 10 | CA | Kern | 35.1261 | -119.2434 | 2017 | 1
CISO | Algonquin SKIC20 Solar LLC | 59412 | SKI20 |  |  | Solar Photovoltaic | 20 | CA | Kern | 35.1261 | -119.2433 | 2015 | 5
CISO | Almond | 62546 | ALMND |  |  | Solar Photovoltaic | 19.9 | CA | Kings | 36.2122 | -119.91 | 2023 | 9
CISO | Alpaugh 50 | 58003 | SPS50 |  |  | Solar Photovoltaic | 50 | CA | Tulare | 35.8983 | -119.4353 | 2012 | 12
CISO | Alpaugh North | 58002 | SPS |  |  | Solar Photovoltaic | 20 | CA | Tulare | 35.9025 | -119.4428 | 2012 | 12
CISO | Alpine Solar | 57295 | 1 |  |  | Solar Photovoltaic | 66 | CA | Los Angeles | 34.7892 | -118.5047 | 2013 | 2
CISO | Alta Powerhouse | 214 | 1 |  |  | Conventional Hydroelectric | 1 | CA | Placer | 39.216 | -120.8036 | 1902 | 11
CISO | Alta Wind Energy Center I | 57282 | AW01 |  |  | Onshore Wind Turbine | 150 | CA | Kern | 35.0337 | -118.3534 | 2011 | 1
CISO | Alta Wind Energy Center II | 57291 | AW02 |  |  | Onshore Wind Turbine | 150 | CA | Kern | 35.0239 | -118.2953 | 2011 | 1
CISO | Alta Wind Energy Center III | 57292 | AW03 |  |  | Onshore Wind Turbine | 150 | CA | Kern | 35.0239 | -118.2953 | 2011 | 2
CISO | Alta Wind Energy Center IV | 57293 | AW04 |  |  | Onshore Wind Turbine | 102 | CA | Kern | 35.0086 | -118.2422 | 2011 | 4
CISO | Alta Wind Energy Center V | 57294 | AW05 |  |  | Onshore Wind Turbine | 168 | CA | Kern | 35.0086 | -118.2422 | 2011 | 4
CISO | Alta Wind VIII | 57835 | AW08 |  |  | Onshore Wind Turbine | 150 | CA | Kern | 35.0267 | -118.2348 | 2012 | 1
CISO | Alta Wind X | 58394 | AW10 |  |  | Onshore Wind Turbine | 138 | CA | Kern | 35.06 | -118.2 | 2014 | 1
CISO | Alta Wind XI | 58395 | AW11 |  |  | Onshore Wind Turbine | 90 | CA | Kern | 35.065 | -118.39 | 2014 | 1
CISO | Altamont Gas Recovery | 50571 | GEN1 |  |  | Landfill Gas | 3 | CA | Alameda | 37.7493 | -121.6499 | 1989 | 3
CISO | Altamont Gas Recovery | 50571 | GEN2 |  |  | Landfill Gas | 3 | CA | Alameda | 37.7493 | -121.6499 | 1989 | 3
CISO | Altech 3 |  |  | 10718 | WIND | WIND | [7 empty] | 9.8 | CA | Riverside
CISO | Ameresco San Joaquin |  |  | 58436 |  | BGAS | [7 empty] | 4.3 | CA | San Joaquin
CISO | American Kings Solar, LLC | 60777 | GEN01 |  |  | Solar Photovoltaic | 128 | CA | Kings | 36.24 | -119.898 | 2020 | 12
CISO | Angels | 215 | 1 |  |  | Conventional Hydroelectric | 1.4 | CA | Calaveras | 38.0719 | -120.5394 | 1940 | 1
CISO | Antelope Big Sky Ranch | 60279 | ABSR |  |  | Solar Photovoltaic | 20 | CA | Los Angeles | 34.6948 | -118.2877 | 2016 | 8
CISO | Antelope DSR 1 | 60186 | DSR1 |  |  | Solar Photovoltaic | 50 | CA | Los Angeles | 34.6556 | -118.2807 | 2016 | 12
CISO | Antelope DSR 2 | 60187 | DSR2 |  |  | Solar Photovoltaic | 5 | CA | Los Angeles | 34.6869 | -118.3117 | 2016 | 12
CISO | Antelope DSR 3 | 61265 | ADSR3 |  |  | Solar Photovoltaic | 20 | CA | Los Angeles | 34.7369 | -118.3041 | 2019 | 9
CISO | Antelope Expansion 1B | 62320 | ANE1B |  |  | Solar Photovoltaic | 17 | CA | Los Angeles | 34.7161 | -118.2592 | 2022 | 11
CISO | Antelope Expansion 2 | 61264 | ANTX2 |  |  | Solar Photovoltaic | 105 | CA | Los Angeles | 34.745 | -118.3092 | 2018 | 12
CISO | Antelope Expansion 3A | 62673 | ANX3A |  |  | Solar Photovoltaic | 15 | CA | Los Angeles | 34.7289 | -118.3221 | 2021 | 6
CISO | Antelope Expansion 3B | 62674 | ANX3B |  |  | Solar Photovoltaic | 5 | CA | Los Angeles | 34.7202 | -118.3225 | 2021 | 6
CISO | Antelope Solar 2 LAB |  |  | 60186 |  | LESR | [7 empty] | 127 | CA | Los Angeles
CISO | Antelope Valley Solar |  |  | 61081 | 57313 | SOLR | [7 empty] | 3 | CA | Los Angeles
CISO | Aquamarine | 62547 | AQUAM |  |  | Solar Photovoltaic | 250 | CA | Kings | 36.1897 | -119.9042 | 2021 | 9
CISO | Arica Solar | 65744 | ARCBA |  |  | Batteries | 136 | CA | Riverside | 33.701 | -115.3163 | 2024 | 3
CISO | Arica Solar | 65744 | ARCPV |  |  | Solar Photovoltaic | 263 | CA | Riverside | 33.701 | -115.3163 | 2024 | 3
CISO | Arlington Energy Center II | 64481 | AEC1 |  |  | Solar Photovoltaic | 100 | CA | Riverside | 33.6909 | -114.7749 | 2022 | 3
CISO | Arlington Energy Center II | 64481 | AEC2 |  |  | Solar Photovoltaic | 133 | CA | Riverside | 33.6909 | -114.7749 | 2023 | 10
CISO | Arlington Energy Center II | 64481 | AEC2B |  |  | Batteries | 132 | CA | Riverside | 33.6909 | -114.7749 | 2022 | 8
CISO | Arlington Energy Center III | 64564 | AEC3 |  |  | Solar Photovoltaic | 131 | CA | Riverside | 33.6909 | -114.7749 | 2022 | 8
CISO | Arlington Energy Center III | 64564 | AEC3B |  |  | Batteries | 110 | CA | Riverside | 33.6909 | -114.7749 | 2022 | 8
CISO | Arlington Solar Unit 1B BESS |  |  | 64199 | AEC3B | LESR | [7 empty] | 63 | CA | Riverside
CISO | Arrache 4006 | 58445 | 1 |  |  | Solar Photovoltaic | 1 | CA | Los Angeles | 34.655 | -118.0511 | 2013 | 8
CISO | Arrache 4006 | 58445 | 2 |  |  | Solar Photovoltaic | 1 | CA | Los Angeles | 34.655 | -118.0511 | 2013 | 8
CISO | Arrache 4013 | 58446 | 1 |  |  | Solar Photovoltaic | 1.5 | CA | Los Angeles | 34.6506 | -118.0519 | 2013 | 8
CISO | Arrache 8083 I |  |  | 58447 |  | SOLR | [7 empty] | 1.5 | CA | Los Angeles
CISO | Arrache 8083 II |  |  | 58447 |  | SOLR | [7 empty] | 1.5 | CA | Los Angeles
CISO | Arrache 8083 III |  |  | 58447 |  | SOLR | [7 empty] | 1 | CA | Los Angeles
CISO | Aspiration G | 59737 | ASPRG |  |  | Solar Photovoltaic | 9 | CA | Fresno | 36.5522 | -120.3525 | 2017 | 9
CISO | Athos Solar Project | 63300 | IPAT1 |  |  | Solar Photovoltaic | 250 | CA | Riverside | 33.7513 | -115.355 | 2022 | 6
CISO | Atwell Island | 58366 | 1 |  |  | Solar Photovoltaic | 20.2 | CA | Tulare | 35.895 | -119.5108 | 2013 | 3
CISO | Atwell Island West Solar | 59414 | AWCA |  |  | Solar Photovoltaic | 20 | CA | Tulare | 35.815 | -119.4597 | 2015 | 5
CISO | Avenal Park | 57359 | 1 |  |  | Solar Photovoltaic | 6 | CA | Kings | 35.9897 | -120.11 | 2011 | 8
CISO | Avenue 26 Solar | 66809 | A26P1 |  |  | Solar Photovoltaic | 2.6 | CA | Madera | 37.1258 | -120.1788 | 2024 | 11
CISO | Avenue 26 Solar | 66809 | A26P2 |  |  | Solar Photovoltaic | 5 | CA | Madera | 37.1258 | -120.1788 | 2024 | 11
CISO | BAY ENVIRONMENTAL (NOVE POWER) |  |  | 50831 |  | BGAS | [7 empty] | 2.5 | CA | Contra Costa
CISO | BLM EAST Facility |  |  | 10875 |  | GEOT | [7 empty] | 72 | CA | Inyo
CISO | BUCKS CREEK AGGREGATE |  |  | 220 |  | WATR | [7 empty] | 57.25 | CA | Plumas
CISO | Badger Creek Limited | 10650 | GEN1 |  |  | Natural Gas Fired Combustion Turbine | 46 | CA | Kern | 35.4837 | -119.0299 | 1991 | 4
CISO | Baker Creek Hydroelectric | 59428 | GENE1 |  |  | Conventional Hydroelectric | 1.4 | CA | Humboldt | 40.5264 | -123.7256 | 2014 | 11
CISO | Baker Creek Hydroelectric | 59428 | GENE2 |  |  | Conventional Hydroelectric | 0.1 | CA | Humboldt | 40.5264 | -123.7256 | 2014 | 11
CISO | Bakersfield 111 | 59948 | BF111 |  |  | Solar Photovoltaic | 1.4 | CA | Kern | 35.3176 | -118.9899 | 2015 | 7
CISO | Bakersfield Industrial PV 1 | 61118 | BIND1 |  |  | Solar Photovoltaic | 1 | CA | Kern | 35.33 | -118.9931 | 2017 | 12
CISO | Bakersfield PV 1 | 61117 | BAKE1 |  |  | Solar Photovoltaic | 5.3 | CA | Kern | 35.325 | -118.9815 | 2017 | 12
CISO | Balch 1 | 217 | 1 |  |  | Conventional Hydroelectric | 31 | CA | Fresno | 36.9091 | -119.0877 | 1927 | 2
CISO | Balch 2 | 218 | 2 |  |  | Conventional Hydroelectric | 48.6 | CA | Fresno | 36.9089 | -119.0876 | 1958 | 11
CISO | Balch 2 | 218 | 3 |  |  | Conventional Hydroelectric | 48.6 | CA | Fresno | 36.9089 | -119.0876 | 1958 | 12
CISO | Baldy Mesa 2_Silver Peak Hybrid | 66885 | SPKPV |  |  | Solar Photovoltaic | 50 | CA | San Bernardino | 34.6091 | -117.4537 | 2024 | 12
CISO | Baldy Mesa Solar & Storage | 66598 | BLDMS |  |  | Solar Photovoltaic | 150 | CA | San Bernardino | 34.6092 | -117.4543 | 2024 | 5
CISO | Barre Peaker | 56474 | 1 |  |  | Natural Gas Fired Combustion Turbine | 49.8 | CA | Orange | 33.8073 | -117.9832 | 2007 | 9
CISO | Bayshore Solar A, LLC | 60481 | BSHRA |  |  | Solar Photovoltaic | 20 | CA | Los Angeles | 34.6678 | -118.2981 | 2017 | 12
CISO | Bayshore Solar B, LLC | 60474 | BSHRB |  |  | Solar Photovoltaic | 20 | CA | Los Angeles | 34.6783 | -118.3026 | 2017 | 12
CISO | Bayshore Solar C, LLC | 60475 | BSHRC |  |  | Solar Photovoltaic | 20 | CA | Los Angeles | 34.6813 | -118.3141 | 2017 | 12
CISO | Bear Canyon | 66650 | BC1 |  |  | Batteries | 13 | CA | Lake | 38.7628 | -122.6928 | 2024 | 7
CISO | Bear Creek (CA) | 50156 | GEN1 |  |  | Conventional Hydroelectric | 3.2 | CA | Shasta | 40.5345 | -121.9591 | 1990 | 1
CISO | Bear Creek Solar (Lodi) | 58508 | PV3 |  |  | Solar Photovoltaic | 1.5 | CA | San Joaquin | 38.1364 | -121.1489 | 2014 | 2
CISO | Bear Mountain Limited | 10649 | GEN1 |  |  | Natural Gas Fired Combustion Turbine | 46 | CA | Kern | 35.4192 | -118.9266 | 1995 | 4
CISO | Beardsley | 414 | 1 |  |  | Conventional Hydroelectric | 10 | CA | Tuolumne | 38.2026 | -120.077 | 1957 | 5
CISO | Beaumont BESS | 66461 | GEN1 |  |  | Batteries | 116.6 | CA | Riverside | 33.9244 | -116.9876 | 2024 | 8
CISO | Belden | 219 | 1 |  |  | Conventional Hydroelectric | 117.9 | CA | Plumas | 40.0074 | -121.2494 | 1969 | 9
CISO | Berkeley Cogeneration |  |  | 50849 |  | GAS | [7 empty] | 26.35 | CA | Alameda
CISO | Berry Cogen | 50170 | GEN1 |  |  | Natural Gas Fired Combustion Turbine | 38.7 | CA | Kern | 35.093 | -119.4436 | 1986 | 12
CISO | Berry Cogen 18 |  |  | 50622 |  | GAS | [7 empty] | 17 | CA | Kern
CISO | Bidwell Ditch Project | 10880 | GEN1 |  |  | Conventional Hydroelectric | 1.8 | CA | Shasta | 40.8014 | -121.4481 | 1987 | 3
CISO | Big Creek 1 | 317 | 1 |  |  | Conventional Hydroelectric | 19.8 | CA | Fresno | 37.2042 | -119.2396 | 1913 | 11
CISO | Big Creek 1 | 317 | 2 |  |  | Conventional Hydroelectric | 15.8 | CA | Fresno | 37.2042 | -119.2396 | 1913 | 11
CISO | Big Creek 1 | 317 | 3 |  |  | Conventional Hydroelectric | 21.6 | CA | Fresno | 37.2042 | -119.2396 | 1923 | 7
CISO | Big Creek 1 | 317 | 4 |  |  | Conventional Hydroelectric | 31.2 | CA | Fresno | 37.2042 | -119.2396 | 1925 | 6
CISO | Big Creek 2 | 318 | 3 |  |  | Conventional Hydroelectric | 15.8 | CA | Fresno | 37.2 | -119.3069 | 1913 | 12
CISO | Big Creek 2 | 318 | 4 |  |  | Conventional Hydroelectric | 15.8 | CA | Fresno | 37.2 | -119.3069 | 1914 | 1
CISO | Big Creek 2 | 318 | 5 |  |  | Conventional Hydroelectric | 17.5 | CA | Fresno | 37.2 | -119.3069 | 1921 | 2
CISO | Big Creek 2 | 318 | 6 |  |  | Conventional Hydroelectric | 17.5 | CA | Fresno | 37.2 | -119.3069 | 1925 | 3
CISO | Big Creek 2A | 322 | 1 |  |  | Conventional Hydroelectric | 55 | CA | Fresno | 37.2001 | -119.3068 | 1928 | 8
CISO | Big Creek 2A | 322 | 2 |  |  | Conventional Hydroelectric | 55 | CA | Fresno | 37.2001 | -119.3068 | 1928 | 12
CISO | Big Creek 3 | 319 | 1 |  |  | Conventional Hydroelectric | 34 | CA | Fresno | 37.1485 | -119.3866 | 1923 | 10
CISO | Big Creek 3 | 319 | 2 |  |  | Conventional Hydroelectric | 34 | CA | Fresno | 37.1485 | -119.3866 | 1923 | 9
CISO | Big Creek 3 | 319 | 3 |  |  | Conventional Hydroelectric | 34 | CA | Fresno | 37.1485 | -119.3866 | 1923 | 10
CISO | Big Creek 3 | 319 | 4 |  |  | Conventional Hydroelectric | 36 | CA | Fresno | 37.1485 | -119.3866 | 1948 | 4
CISO | Big Creek 3 | 319 | 5 |  |  | Conventional Hydroelectric | 36.5 | CA | Fresno | 37.1485 | -119.3866 | 1980 | 2
CISO | Big Creek 4 | 320 | 1 |  |  | Conventional Hydroelectric | 50 | CA | Madera | 37.139 | -119.4898 | 1951 | 6
CISO | Big Creek 4 | 320 | 2 |  |  | Conventional Hydroelectric | 50 | CA | Madera | 37.139 | -119.4898 | 1951 | 7
CISO | Big Creek 8 | 321 | 1 |  |  | Conventional Hydroelectric | 30 | CA | Fresno | 37.2096 | -119.3289 | 1921 | 8
CISO | Big Creek 8 | 321 | 2 |  |  | Conventional Hydroelectric | 45 | CA | Fresno | 37.2096 | -119.3289 | 1929 | 6
CISO | Big Creek Water Works | 10282 | BCHY |  |  | Conventional Hydroelectric | 5 | CA | Trinity | 40.6467 | -123.498 | 1987 | 1
CISO | Big Rock Solar Farm | 64636 | 92JTB |  |  | Batteries | 200 | CA | Imperial | 32.7334 | -115.7137 | 2025 | 5
CISO | BigBeau Solar, LLC | 64993 | BB1BA |  |  | Batteries | 22 | CA | Kern | 34.907 | -118.3441 | 2022 | 12
CISO | BigBeau Solar, LLC | 64993 | BB1PV |  |  | Solar Photovoltaic | 70 | CA | Kern | 34.907 | -118.3441 | 2022 | 2
CISO | Bishop Creek 2 | 323 | 1 |  |  | Conventional Hydroelectric | 2.5 | CA | Inyo | 37.2736 | -118.5733 | 1908 | 11
CISO | Bishop Creek 2 | 323 | 2 |  |  | Conventional Hydroelectric | 2.5 | CA | Inyo | 37.2736 | -118.5733 | 1908 | 11
CISO | Bishop Creek 2 | 323 | 3 |  |  | Conventional Hydroelectric | 2.3 | CA | Inyo | 37.2736 | -118.5733 | 1911 | 6
CISO | Bishop Creek 3 | 324 | 1 |  |  | Conventional Hydroelectric | 2.8 | CA | Inyo | 37.302 | -118.532 | 1913 | 6
CISO | Bishop Creek 3 | 324 | 2 |  |  | Conventional Hydroelectric | 2.8 | CA | Inyo | 37.302 | -118.532 | 1913 | 6
CISO | Bishop Creek 3 | 324 | 3 |  |  | Conventional Hydroelectric | 2.8 | CA | Inyo | 37.302 | -118.532 | 1913 | 6
CISO | Bishop Creek 4 | 325 | 1 |  |  | Conventional Hydroelectric | 1 | CA | Inyo | 37.323 | -118.5017 | 1905 | 9
CISO | Bishop Creek 4 | 325 | 2 |  |  | Conventional Hydroelectric | 1 | CA | Inyo | 37.323 | -118.5017 | 1905 | 9
CISO | Bishop Creek 4 | 325 | 3 |  |  | Conventional Hydroelectric | 2 | CA | Inyo | 37.323 | -118.5017 | 1906 | 6
CISO | Bishop Creek 4 | 325 | 4 |  |  | Conventional Hydroelectric | 2.2 | CA | Inyo | 37.323 | -118.5017 | 1907 | 10
CISO | Bishop Creek 4 | 325 | 5 |  |  | Conventional Hydroelectric | 2 | CA | Inyo | 37.323 | -118.5017 | 1909 | 6
CISO | Bishop Creek 6 | 327 | 1 |  |  | Conventional Hydroelectric | 1.6 | CA | Inyo | 37.3499 | -118.4628 | 1913 | 3
CISO | Black Butte | 7229 | 1 |  |  | Conventional Hydroelectric | 6.1 | CA | Tehama | 39.8149 | -122.3323 | 1988 | 9
CISO | BlackSand Generating Facility |  |  | 56090 |  | WAST | [7 empty] | 5.6 | CA | Orange
CISO | Blythe Energy Inc | 55295 | CT1 |  |  | Natural Gas Fired Combined Cycle | 182 | CA | Riverside | 33.6157 | -114.6865 | 2003 | 12
CISO | Blythe Energy Inc | 55295 | CT2 |  |  | Natural Gas Fired Combined Cycle | 182 | CA | Riverside | 33.6157 | -114.6865 | 2003 | 12
CISO | Blythe Energy Inc | 55295 | ST1 |  |  | Natural Gas Fired Combined Cycle | 227 | CA | Riverside | 33.6157 | -114.6865 | 2003 | 12
CISO | Blythe Green 1 |  |  | 56939 |  | SOLR | [7 empty] | 20 | CA | Riverside
CISO | Blythe Mesa Solar II | 65053 | BMSES |  |  | Batteries | 112 | CA | Riverside | 33.6408 | -114.6803 | 2022 | 12
CISO | Blythe Mesa Solar II | 65053 | IPBMS |  |  | Solar Photovoltaic | 223.6 | CA | Riverside | 33.6408 | -114.6803 | 2022 | 12
CISO | Blythe Solar 110, LLC | 60093 | BES1 |  |  | Batteries | 63 | CA | Riverside | 33.68 | -114.742 | 2021 | 6
CISO | Blythe Solar 110, LLC | 60093 | BLCK1 |  |  | Solar Photovoltaic | 38.7 | CA | Riverside | 33.68 | -114.742 | 2016 | 3
CISO | Blythe Solar 110, LLC | 60093 | BLCK2 |  |  | Solar Photovoltaic | 36.3 | CA | Riverside | 33.68 | -114.742 | 2016 | 4
CISO | Blythe Solar 110, LLC | 60093 | BLCK3 |  |  | Solar Photovoltaic | 34.8 | CA | Riverside | 33.68 | -114.742 | 2016 | 4
CISO | Blythe Solar II, LLC | 60092 | BLCK4 |  |  | Solar Photovoltaic | 33.2 | CA | Riverside | 33.68 | -114.73 | 2016 | 7
CISO | Blythe Solar II, LLC | 60092 | BLCK5 |  |  | Solar Photovoltaic | 33.9 | CA | Riverside | 33.68 | -114.73 | 2016 | 8
CISO | Blythe Solar II, LLC | 60092 | BLCK6 |  |  | Solar Photovoltaic | 32 | CA | Riverside | 33.68 | -114.73 | 2016 | 9
CISO | Blythe Solar II, LLC | 60092 | BLCK7 |  |  | Solar Photovoltaic | 32.1 | CA | Riverside | 33.68 | -114.73 | 2016 | 10
CISO | Blythe Solar II, LLC | 60092 | BLST2 |  |  | Batteries | 115 | CA | Riverside | 33.68 | -114.73 | 2021 | 3
CISO | Blythe Solar III, LLC Hybrid | 60094 | BLSL3 |  |  | Solar Photovoltaic | 136.8 | CA | Riverside | 33.656 | -114.742 | 2020 | 5
CISO | Blythe Solar IV, LLC | 60095 | BLS4A |  |  | Solar Photovoltaic | 68.7 | CA | Riverside | 33.682 | -114.768 | 2020 | 11
CISO | Blythe Solar IV, LLC | 60095 | BLS4B |  |  | Solar Photovoltaic | 68.7 | CA | Riverside | 33.682 | -114.768 | 2020 | 11
CISO | Blythe Solar IV, LLC | 60095 | BLST4 |  |  | Batteries | 47 | CA | Riverside | 33.682 | -114.768 | 2022 | 10
CISO | Borden Solar Farm | 59531 | BRDN |  |  | Solar Photovoltaic | 50 | CA | Madera | 36.9411 | -119.96 | 2020 | 6
CISO | Border Hybrid Energy Center | 55510 | CPP4 |  |  | Natural Gas Fired Combustion Turbine | 60.5 | CA | San Diego | 32.5624 | -116.9439 | 2001 | 11
CISO | Bottleneck Energy Storage | 66757 | BN1 |  |  | Batteries | 80 | CA | Tulare | 35.8384 | -119.0884 | 2024 | 10
CISO | Boulevard Energy Storage | 66279 | 1 |  |  | Batteries | 10 | CA | San Diego | 32.6618 | -116.2734 | 2024 | 3
CISO | Bowerman Power LFG, LLC | 59461 | GEN01 |  |  | Landfill Gas | 3.4 | CA | Orange | 33.7189 | -117.7022 | 2016 | 4
CISO | Bowerman Power LFG, LLC | 59461 | GEN02 |  |  | Landfill Gas | 3.4 | CA | Orange | 33.7189 | -117.7022 | 2016 | 4
CISO | Bowerman Power LFG, LLC | 59461 | GEN03 |  |  | Landfill Gas | 3.4 | CA | Orange | 33.7189 | -117.7022 | 2016 | 4
CISO | Bowerman Power LFG, LLC | 59461 | GEN04 |  |  | Landfill Gas | 3.4 | CA | Orange | 33.7189 | -117.7022 | 2016 | 4
CISO | Bowerman Power LFG, LLC | 59461 | GEN05 |  |  | Landfill Gas | 3.4 | CA | Orange | 33.7189 | -117.7022 | 2016 | 4
CISO | Bowerman Power LFG, LLC | 59461 | GEN06 |  |  | Landfill Gas | 3.4 | CA | Orange | 33.7189 | -117.7022 | 2016 | 4
CISO | Bowerman Power LFG, LLC | 59461 | GEN07 |  |  | Landfill Gas | 3.4 | CA | Orange | 33.7189 | -117.7022 | 2016 | 4
CISO | Bowman | 50546 | GEN1 |  |  | Conventional Hydroelectric | 3.6 | CA | Nevada | 39.4484 | -120.6534 | 1986 | 9
CISO | Brea Power II |  |  | 58007 |  | BGAS | [7 empty] | 28.1 | CA | Orange
CISO | Brookfield Tehachapi 1 | 57962 | BT1 |  |  | Onshore Wind Turbine | 102 | CA | Kern | 35.0083 | -118.2414 | 2012 | 3
CISO | Buckwind Re-powering project |  |  | 54454 | NA | WIND | [7 empty] | 16.5 | CA | Riverside
CISO | Buena Vista Energy LLC | 56446 | 1 |  |  | Onshore Wind Turbine | 38 | CA | Contra Costa | 37.805 | -121.6672 | 2006 | 12
CISO | Buidling L | 60154 | BLDG1 |  |  | Solar Photovoltaic | 1 | CA | Los Angeles | 33.9129 | -118.0419 | 2016 | 11
CISO | Building F | 60151 | BLDGF |  |  | Solar Photovoltaic | 1.3 | CA | Los Angeles | 33.9144 | -118.0502 | 2016 | 11
CISO | Building G | 60153 | BLDGG |  |  | Solar Photovoltaic | 1.2 | CA | Los Angeles | 33.9129 | -118.0506 | 2016 | 9
CISO | Burney Creek | 10706 | GEN1 |  |  | Conventional Hydroelectric | 3 | CA | Shasta | 40.8579 | -121.7225 | 1990 | 3
CISO | Burney Forest Products | 10652 | GEN1 |  |  | Wood/Wood Waste Biomass | 31 | CA | Shasta | 40.8797 | -121.7203 | 1989 | 10
CISO | Butt Valley | 221 | 1 |  |  | Conventional Hydroelectric | 40 | CA | Plumas | 40.1757 | -121.1907 | 1958 | 12
CISO | Byron Highway Solar |  |  | 64471 | BYHMY | SOLR | [7 empty] | 5 | CA | Contra Costa
CISO | CA Flats Solar 130, LLC | 60033 | GEN01 |  |  | Solar Photovoltaic | 130 | CA | San Luis Obispo | 35.6156 | -120.4044 | 2017 | 11
CISO | CA Flats Solar 150, LLC | 60034 | GEN01 |  |  | Solar Photovoltaic | 150 | CA | San Luis Obispo | 35.6156 | -120.4044 | 2019 | 2
CISO | CALGREN-PIXLEY |  |  |  |  | GAS | [7 empty] | 5 | CA | Tulare
CISO | CAMANCHE UNITS 1, 2 & 3 AGGREGATE |  |  | 537 |  | WATR | [7 empty] | 9.99 | CA | San Joaquin
CISO | CARIBOU PH 1 UNIT 2 & 3 AGGREGATE |  |  | 222 |  | WATR | [7 empty] | 49 | CA | Plumas
CISO | CED Avenal | 60077 | AVCA |  |  | Solar Photovoltaic | 15.8 | CA | Kings | 35.9963 | -120.1515 | 2017 | 1
CISO | CED Ducor 1 | 60078 | DU1CA |  |  | Solar Photovoltaic | 20 | CA | Tulare | 35.8563 | -119.0684 | 2016 | 12
CISO | CED Ducor 2 | 60079 | DU2CA |  |  | Solar Photovoltaic | 20 | CA | Tulare | 35.8442 | -119.0681 | 2016 | 12
CISO | CED Ducor 3 | 60080 | DU3CA |  |  | Solar Photovoltaic | 15 | CA | Tulare | 35.8454 | -119.057 | 2016 | 12
CISO | CED Ducor 4 | 60081 | DU4CA |  |  | Solar Photovoltaic | 20 | CA | Tulare | 35.8504 | -119.027 | 2016 | 12
CISO | CED West Side Canal Battery Storage | 65980 | WCBS |  |  | Batteries | 131 | CA | Imperial | 32.7294 | -115.7186 | 2023 | 6
CISO | CENTRAL 40 |  |  | 63940 |  | SOLR | [7 empty] | 40 | CA | Stanislaus
CISO | CENTURY GENERATING PLANT (AGGREGATE) |  |  | 55934 |  | GAS | [7 empty] | 41.4 | CA | San Bernardino
CISO | CHALK CLIFF LIMITED |  |  | 50003 |  | GAS | [7 empty] | 48.67 | CA | Kern
CISO | CHEVRON USA (COALINGA) |  |  | 52086 |  | GAS | [7 empty] | 16.5 | CA | FRESNO
CISO | CHEVRON USA (CYMRIC) |  |  | 52104 |  | GAS | [7 empty] | 24.3 | CA | Kern
CISO | CHEVRON USA (EASTRIDGE) |  |  | 52107 |  | GAS | [7 empty] | 48.8 | CA | Kern
CISO | CHEVRON USA (TAFT/CADET) |  |  | 52085 |  | GAS | [7 empty] | 11.5 | CA | Kern
CISO | CHOW 2 PEAKER PLANT |  |  | 56185 |  | GAS | [7 empty] | 48.6 | CA | MADERA
CISO | CID Solar, LLC | 59183 | PV1 |  |  | Solar Photovoltaic | 20 | CA | Kings | 36.1381 | -119.5647 | 2014 | 12
CISO | CM10 | 56944 | PV01 |  |  | Solar Photovoltaic | 10 | NV | Clark | 35.7881 | -114.9933 | 2008 | 12
CISO | COSO POWER DEVELOPER (NAVY II) AGGREGATE |  |  | 10874 |  | GEOT | [7 empty] | 90 | CA | Inyo
CISO | CP Kelco San Diego Plant | 52147 | GEN1 |  |  | Natural Gas Fired Combustion Turbine | 9.2 | CA | San Diego | 32.6947 | -117.1436 | 1983 | 10
CISO | CP Kelco San Diego Plant | 52147 | GEN2 |  |  | Natural Gas Fired Combustion Turbine | 10 | CA | San Diego | 32.6947 | -117.1436 | 1983 | 10
CISO | CP Kelco San Diego Plant | 52147 | GEN3 |  |  | Natural Gas Fired Combustion Turbine | 10 | CA | San Diego | 32.6947 | -117.1436 | 1983 | 10
CISO | CPA Wilmington 1 | 66959 | PE001 |  |  | Solar Photovoltaic | 1.8 | CA | Los Angeles | 33.8229 | -118.2456 | 2025 | 8
CISO | CRESTA PH UNIT 1 & 2 AGGREGATE |  |  | 231 |  | WATR | [7 empty] | 70.4 | CA | Butte
CISO | Caballero | 68012 | CAB11 |  |  | Batteries | 99.7 | CA | San Luis Obispo | 35.0064 | -120.4537 | 2025 | 4
CISO | Cabazon Wind Partners | 56011 | V-47 |  |  | Onshore Wind Turbine | 41 | CA | Riverside | 33.9172 | -116.735 | 2002 | 10
CISO | Cadillac Battery Energy Storage Facility | 63326 | CAD1 |  |  | Batteries | 3.5 | CA | Los Angeles | 34.0047 | -118.0684 | 2024 | 9
CISO | Cal Flats BESS | 63930 | CF60 |  |  | Batteries | 60 | CA | Monterey | 35.8667 | -120.3294 | 2021 | 11
CISO | CalCity Solar 1 | 63054 | CALTR |  |  | Solar Photovoltaic | 3 | CA | Kern | 35.1414 | -117.9657 | 2019 | 11
CISO | CalPeak Power Enterprise Peaker Plant | 55513 | CPP7 |  |  | Natural Gas Fired Combustion Turbine | 58.9 | CA | San Diego | 33.1219 | -117.1174 | 2001 | 11
CISO | CalPeak Power Panoche Peaker Plant | 55508 | CPP2 |  |  | Natural Gas Fired Combustion Turbine | 60.5 | CA | Fresno | 36.6529 | -120.5806 | 2001 | 12
CISO | CalPeak Power Vaca Dixon Peaker Plant | 55499 | CPP1 |  |  | Natural Gas Fired Combustion Turbine | 60.5 | CA | Solano | 38.3989 | -121.924 | 2002 | 6
CISO | CalRenew-1 | 56768 | CR1 |  |  | Solar Photovoltaic | 5 | CA | Fresno | 36.7575 | -120.3658 | 2010 | 4
CISO | Calabasas Gas-to-Energy Facility |  |  | 57163 |  | BGAS | [7 empty] | 6.96 | CA | Los Angeles
CISO | Cald BESS | 66617 | 1 |  |  | Batteries | 100 | CA | Los Angeles | 33.9559 | -118.2321 | 2024 | 8
CISO | California Valley Solar Ranch | 57439 | HPR2 |  |  | Solar Photovoltaic | 32.3 | CA | San Luis Obispo | 35.3237 | -119.9166 | 2013 | 10
CISO | California Valley Solar Ranch | 57439 | HPR2A |  |  | Solar Photovoltaic | 21 | CA | San Luis Obispo | 35.3237 | -119.9166 | 2012 | 9
CISO | California Valley Solar Ranch | 57439 | HPR2B |  |  | Solar Photovoltaic | 86.5 | CA | San Luis Obispo | 35.3237 | -119.9166 | 2013 | 1
CISO | California Valley Solar Ranch | 57439 | HPR2C |  |  | Solar Photovoltaic | 70 | CA | San Luis Obispo | 35.3237 | -119.9166 | 2013 | 10
CISO | California Valley Solar Ranch | 57439 | HPR2D |  |  | Solar Photovoltaic | 40 | CA | San Luis Obispo | 35.3237 | -119.9166 | 2013 | 1
CISO | Cameron Ridge LLC | 10586 | EXIS |  |  | Onshore Wind Turbine | 59.6 | CA | Kern | 35.075 | -118.3158 | 1984 | 12
CISO | Camino Solar Hybrid | 63508 | CSPV1 |  |  | Solar Photovoltaic | 44 | CA | Kern | 34.9303 | -118.4432 | 2025 | 4
CISO | Campo Verde Solar | 58467 | CVS1 |  |  | Solar Photovoltaic | 147.4 | CA | Imperial | 32.7533 | -115.7264 | 2013 | 10
CISO | Cantua Solar Station | 57522 | 1 |  |  | Solar Photovoltaic | 20 | CA | Fresno | 36.4251 | -120.3435 | 2012 | 6
CISO | Canyon Power Plant | 57027 | CPP1 |  |  | Natural Gas Fired Combustion Turbine | 50 | CA | Orange | 33.8581 | -117.8617 | 2011 | 9
CISO | Canyon Power Plant | 57027 | CPP2 |  |  | Natural Gas Fired Combustion Turbine | 50 | CA | Orange | 33.8581 | -117.8617 | 2011 | 9
CISO | Canyon Power Plant | 57027 | CPP3 |  |  | Natural Gas Fired Combustion Turbine | 50 | CA | Orange | 33.8581 | -117.8617 | 2011 | 8
CISO | Canyon Power Plant | 57027 | CPP4 |  |  | Natural Gas Fired Combustion Turbine | 50 | CA | Orange | 33.8581 | -117.8617 | 2011 | 8
CISO | Caribou 1 | 222 | 1 |  |  | Conventional Hydroelectric | 23.8 | CA | Plumas | 40.0855 | -121.1482 | 1921 | 6
CISO | Caribou 2 | 223 | 4 |  |  | Conventional Hydroelectric | 60.3 | CA | Plumas | 40.086 | -121.1494 | 1958 | 11
CISO | Caribou 2 | 223 | 5 |  |  | Conventional Hydroelectric | 57.6 | CA | Plumas | 40.086 | -121.1494 | 1958 | 11
CISO | Carlsbad Energy Center | 59002 | CEC 6 |  |  | Natural Gas Fired Combustion Turbine | 131.8 | CA | San Diego | 33.1405 | -117.3339 | 2018 | 12
CISO | Carlsbad Energy Center | 59002 | CEC 7 |  |  | Natural Gas Fired Combustion Turbine | 131.8 | CA | San Diego | 33.1405 | -117.3339 | 2018 | 12
CISO | Carlsbad Energy Center | 59002 | CEC 8 |  |  | Natural Gas Fired Combustion Turbine | 131.8 | CA | San Diego | 33.1405 | -117.3339 | 2018 | 12
CISO | Carlsbad Energy Center | 59002 | CEC 9 |  |  | Natural Gas Fired Combustion Turbine | 131.8 | CA | San Diego | 33.1405 | -117.3339 | 2018 | 12
CISO | Carlsbad Energy Center | 59002 | CEC10 |  |  | Natural Gas Fired Combustion Turbine | 131.8 | CA | San Diego | 33.1405 | -117.3339 | 2018 | 12
CISO | Carris Storage I | 65733 | HECAR |  |  | Batteries | 10 | CA | Riverside | 33.8079 | -116.494 | 2025 | 5
CISO | Carson Cogeneration | 10169 | GEN1 |  |  | Natural Gas Fired Combined Cycle | 45.3 | CA | Los Angeles | 33.8759 | -118.2491 | 1989 | 12
CISO | Casa Diablo 4 |  |  | 63490 | OEC 1 | GEOT | [7 empty] | 40.7 | CA | Mono
CISO | Cascade Energy Storage Expansion |  |  | 61801 | 56261 | LESR | [7 empty] | 20 | CA | San Joaquin
CISO | Cascade Energy Storage, LLC | 61801 | 10002 |  |  | Batteries | 25 | CA | San Joaquin | 37.9201 | -121.2392 | 2024 | 9
CISO | Cascade Solar | 58590 | 1 |  |  | Solar Photovoltaic | 18.5 | CA | San Bernardino | 34.1572 | -116.2344 | 2014 | 1
CISO | Castor Solar | 60277 | CASTR |  |  | Solar Photovoltaic | 1.5 | CA | Kern | 35.211 | -119.3873 | 2016 | 4
CISO | Catalina Solar 2, LLC | 59334 | INV-1 |  |  | Solar Photovoltaic | 18 | CA | Kern | 34.8122 | -118.3528 | 2015 | 8
CISO | Catalina Solar LLC | 57708 | INV |  |  | Solar Photovoltaic | 110 | CA | Kern | 34.9383 | -118.3345 | 2012 | 12
CISO | Center Hybrid | 56475 | 1 |  |  | Natural Gas Fired Combustion Turbine | 49.8 | CA | Los Angeles | 33.9296 | -118.1046 | 2007 | 9
CISO | Centinela Solar Energy | 58430 | CSE1 |  |  | Solar Photovoltaic | 34.2 | CA | Imperial | 32.6869 | -115.6478 | 2013 | 7
CISO | Centinela Solar Energy | 58430 | CSE2 |  |  | Solar Photovoltaic | 26.6 | CA | Imperial | 32.6869 | -115.6478 | 2013 | 8
CISO | Centinela Solar Energy | 58430 | CSE3 |  |  | Solar Photovoltaic | 34.2 | CA | Imperial | 32.6869 | -115.6478 | 2013 | 10
CISO | Centinela Solar Energy | 58430 | CSE4 |  |  | Solar Photovoltaic | 34.2 | CA | Imperial | 32.6869 | -115.6478 | 2013 | 12
CISO | Centinela Solar Energy | 58430 | CSE5 |  |  | Solar Photovoltaic | 19 | CA | Imperial | 32.6869 | -115.6478 | 2014 | 4
CISO | Centinela Solar Energy | 58430 | CSE6 |  |  | Solar Photovoltaic | 26.6 | CA | Imperial | 32.6869 | -115.6478 | 2014 | 5
CISO | Centinels Solar Energy 2 |  |  | 58430 |  | SOLR | [7 empty] | 45.6 | CA | Imperial
CISO | Central Antelope Dry Ranch B LLC | 60281 | CADRB |  |  | Solar Photovoltaic | 3 | CA | Los Angeles | 34.7055 | -118.3014 | 2017 | 9
CISO | Central Antelope Dry Ranch C | 59963 | CADRC |  |  | Solar Photovoltaic | 20 | CA | Los Angeles | 34.7205 | -118.3005 | 2016 | 5
CISO | Channel Islands Power |  |  | 580851 | GEN1 | GAS | [7 empty] | 27.5 | CA | VENTURA
CISO | Chaparral Springs | 64864 | CHAPS |  |  | Solar Photovoltaic | 102 | CA | Kern | 34.8708 | -118.3195 | 2025 | 4
CISO | Chestnut | 63849 | BESS1 |  |  | Batteries | 135 | CA | Kings | 36.1602 | -119.9049 | 2023 | 12
CISO | Chestnut | 63849 | CHNUT |  |  | Solar Photovoltaic | 150.6 | CA | Kings | 36.1602 | -119.9049 | 2023 | 12
CISO | Chevron Richmond Refinery |  |  | 52109 |  | GAS | [7 empty] | 56.2 | CA | Contra Costa
CISO | Chicago Park | 412 | 2P |  |  | Conventional Hydroelectric | 44 | CA | Nevada | 39.1779 | -120.8909 | 1965 | 11
CISO | Chili Bar | 225 | 1 |  |  | Conventional Hydroelectric | 8.3 | CA | El Dorado | 38.7718 | -120.8132 | 1965 | 3
CISO | Chino Co-Generation |  |  | 50850 |  | GAS | [7 empty] | 26 | CA | San Bernardino
CISO | Chiquita Canyon Landfill Fac |  |  | 56898 |  | BGAS | [7 empty] | 8 | CA | Los Angeles
CISO | Chula Vista Energy Center | 55540 | GEN1 |  |  | Natural Gas Fired Combustion Turbine | 37.2 | CA | San Diego | 32.5917 | -117.0586 | 2001 | 5
CISO | Citizen B | 59738 | CSB |  |  | Solar Photovoltaic | 5 | CA | Fresno | 36.7238 | -120.4321 | 2015 | 12
CISO | City of Sunnyvale Unit 1 and 2 |  |  | 57557 |  | BGAS | [7 empty] | 0.3 | CA | Santa Clara
CISO | Clairemont Energy Storage | 66266 | 1 |  |  | Batteries | 10 | CA | San Diego | 32.8256 | -117.1832 | 2024 | 3
CISO | Clapper Rail Plant 1 |  |  | 64622 | NA | BIOM | [7 empty] | 2 | CA | Madera
CISO | Clear Lake Hydro Project | 50128 | 3381 |  |  | Conventional Hydroelectric | 2.5 | CA | Lake | 38.9236 | -122.5667 | 1985 | 9
CISO | Clearwater Power Plant |  |  | 56356 |  | GAS | [7 empty] | 28 | CA | Riverside
CISO | Cloverdale Solar I | 58949 | TBD |  |  | Solar Photovoltaic | 1.5 | CA | Sonoma | 38.7731 | -123.0178 | 2014 | 6
CISO | Coachella Hills Wind | 64323 | CHW |  |  | Onshore Wind Turbine | 61.2 | CA | Riverside | 33.9077 | -116.5797 | 2021 | 3
CISO | Cold Canyon 1 | 58379 | W3998 |  |  | Landfill Gas | 1.5 | CA | San Luis Obispo | 35.1867 | -120.5994 | 2013 | 7
CISO | Coleman PH | 227 | 1 |  |  | Conventional Hydroelectric | 12.1 | CA | Shasta | 40.4046 | -122.1219 | 1979 | 6
CISO | Colgate | 454 | 1 |  |  | Conventional Hydroelectric | 157.5 | CA | Yuba | 39.3308 | -121.1917 | 1969 | 10
CISO | Colgate | 454 | 2 |  |  | Conventional Hydroelectric | 157.5 | CA | Yuba | 39.3308 | -121.1917 | 1969 | 10
CISO | Collierville Powerhouse | 54555 | GEN1 |  |  | Conventional Hydroelectric | 126.5 | CA | Calaveras | 38.1446 | -120.3805 | 1989 | 11
CISO | Collierville Powerhouse | 54555 | GEN2 |  |  | Conventional Hydroelectric | 126.5 | CA | Calaveras | 38.1446 | -120.3805 | 1989 | 11
CISO | Colusa Generating Station | 56532 | A |  |  | Natural Gas Fired Combined Cycle | 181.5 | CA | Colusa | 39.3661 | -122.27 | 2010 | 12
CISO | Colusa Generating Station | 56532 | B |  |  | Natural Gas Fired Combined Cycle | 181.5 | CA | Colusa | 39.3661 | -122.27 | 2010 | 12
CISO | Colusa Generating Station | 56532 | C |  |  | Natural Gas Fired Combined Cycle | 349.4 | CA | Colusa | 39.3661 | -122.27 | 2010 | 12
CISO | Combie South |  |  | 846 | 37623 | WATR | [7 empty] | 1.5 | CA | Nevada
CISO | Combustion Turbine Project No 2 | 7449 | NA1 |  |  | Natural Gas Fired Combustion Turbine | 50 | CA | San Joaquin | 38.0881 | -121.3869 | 1996 | 4
CISO | Community Solar 1 | 58545 | 1 |  |  | Solar Photovoltaic | 5.7 | CA | Imperial | 32.9828 | -115.4819 | 2014 | 6
CISO | Condor Energy Storage LLC | 66285 | COND1 |  |  | Batteries | 200 | CA | San Bernardino | 34.0205 | -117.3324 | 2024 | 5
CISO | Copper Mountain 48 |  |  | 57205 |  | SOLR | [7 empty] | 48 | NV | Clark
CISO | Copper Mountain Solar 2 | 58017 | PV01 |  |  | Solar Photovoltaic | 30 | NV | Clark | 35.7864 | -114.9628 | 2012 | 10
CISO | Copper Mountain Solar 2 | 58017 | PV02 |  |  | Solar Photovoltaic | 30 | NV | Clark | 35.7864 | -114.9628 | 2012 | 8
CISO | Copper Mountain Solar 2 | 58017 | PV03 |  |  | Solar Photovoltaic | 34 | NV | Clark | 35.7864 | -114.9628 | 2012 | 7
CISO | Copper Mountain Solar 2 | 58017 | PV04 |  |  | Solar Photovoltaic | 30 | NV | Clark | 35.7864 | -114.9628 | 2015 | 1
CISO | Copper Mountain Solar 2 | 58017 | PV05 |  |  | Solar Photovoltaic | 30 | NV | Clark | 35.7864 | -114.9628 | 2015 | 2
CISO | Copper Mountain Solar 4 |  |  | 59814 |  | SOLR | [7 empty] | 92 | NV | Clark
CISO | Coram Energy |  |  | 54299 |  | WIND | [7 empty] | 3 | CA | Kern
CISO | Coram Energy LLC (4.5MW) | 54300 | GEWE |  |  | Onshore Wind Turbine | 4.5 | CA | Kern | 35.0583 | -118.3083 | 2004 | 1
CISO | Coram Energy LLC (ECT) | 54298 | GEWE |  |  | Onshore Wind Turbine | 7.5 | CA | Kern | 35.0583 | -118.3417 | 2005 | 5
CISO | Corcoran Solar | 58374 | CSCA |  |  | Solar Photovoltaic | 20 | CA | Kings | 36.1383 | -119.5733 | 2013 | 8
CISO | Corcoran Solar 2 | 59413 | C2CA |  |  | Solar Photovoltaic | 19.8 | CA | Kings | 36.1419 | -119.5817 | 2015 | 5
CISO | Corcoran Solar 3 | 59900 | C3CA |  |  | Solar Photovoltaic | 20 | CA | Kings | 36.1504 | -119.5854 | 2016 | 2
CISO | Corona | 480 | 1 |  |  | Conventional Hydroelectric | 2.9 | CA | Riverside | 33.859 | -117.6106 | 1983 | 8
CISO | Coronal Lost Hills | 59638 | CLH |  |  | Solar Photovoltaic | 20 | CA | Kern | 35.7267 | -119.9058 | 2015 | 5
CISO | Coso Battery Storage |  |  | 63943 | 579 | LESR | [7 empty] | 60 | CA | Inyo
CISO | Coso Navy 1 |  |  | 10873 |  | GEOT | [7 empty] | 80 | CA | Inyo
CISO | Cottonwood Solar, LLC (City of Corcoran) | 59087 | GEN 1 |  |  | Solar Photovoltaic | 12 | CA | Kings | 36.1344 | -119.5544 | 2015 | 5
CISO | Cottonwood Solar, LLC (Goose Lake) | 59086 | GEN1 |  |  | Solar Photovoltaic | 12 | CA | Kern | 35.5936 | -119.58 | 2015 | 5
CISO | Covanta Stanislaus Energy | 50632 | GEN1 |  |  | Municipal Solid Waste | 24 | CA | Stanislaus | 37.3853 | -121.141 | 1988 | 9
CISO | Cove Hydroelectric Project |  |  | 17725 | 10707 | WATR | [7 empty] | 5.5 | CA | Shasta
CISO | Cow Creek Hydro |  |  | 229 |  | WATR | [7 empty] | 2 | CA | Shasta
CISO | Coyote Creek | 483 | 1 |  |  | Conventional Hydroelectric | 3.1 | CA | Orange | 33.9249 | -117.9552 | 1984 | 6
CISO | Creed Energy Center | 55625 | CT1 |  |  | Natural Gas Fired Combustion Turbine | 48 | CA | Solano | 38.2422 | -121.8547 | 2003 | 1
CISO | Crimson | 65140 | SWSH1 |  |  | Batteries | 200 | CA | Riverside | 33.5735 | -114.8145 | 2022 | 10
CISO | Crockett Cogen Project | 55084 | GE1 |  |  | Natural Gas Fired Combined Cycle | 247 | CA | Contra Costa | 38.0569 | -122.2161 | 1995 | 12
CISO | Cuyama Solar, LLC | 60043 | GEN01 |  |  | Solar Photovoltaic | 40 | CA | Santa Barbara | 34.901 | -119.596 | 2017 | 11
CISO | Cuyamaca Peak Energy Plant | 55512 | CPP6 |  |  | Natural Gas Fired Combustion Turbine | 48.7 | CA | San Diego | 32.7965 | -116.9721 | 2002 | 5
CISO | DESI-2 Battery Storage Facility | 62460 | DESI2 |  |  | Batteries | 1.4 | CA | Orange | 33.7357 | -117.9153 | 2019 | 10
CISO | DOUBLE "C" LIMITED |  |  | 50493 |  | GAS | [7 empty] | 52.23 | CA | Kern
CISO | Daggett 2 | 64851 | DAGGB |  |  | Batteries | 131 | CA | San Bernardino | 34.8609 | -116.8553 | 2023 | 12
CISO | Daggett 2 | 64851 | DAGGP |  |  | Solar Photovoltaic | 182 | CA | San Bernardino | 34.8609 | -116.8553 | 2023 | 12
CISO | Daggett 3 | 64852 | DAGGB |  |  | Batteries | 149 | CA | San Bernardino | 34.8609 | -116.8553 | 2023 | 7
CISO | Daggett 3 | 64852 | DAGGP |  |  | Solar Photovoltaic | 300 | CA | San Bernardino | 34.8609 | -116.8553 | 2023 | 7
CISO | Dallas Energy Storage |  |  | 54802 | BAT1 | LESR | [7 empty] | 100 | CA | Monterey
CISO | Dallas Energy Storage 2 |  |  | 54802 | BAT1 | LESR | [7 empty] | 100 | CA | Monterey
CISO | Dallas Energy Storage 3 |  |  | 54802 | BAT1 | LESR | [7 empty] | 100 | CA | Monterey
CISO | Dark Sky Energy Center | 66599 | 1 |  |  | Batteries | 7.3 | CA | San Diego | 33.2705 | -116.347 | 2025 | 7
CISO | De Sabla | 232 | 1 |  |  | Conventional Hydroelectric | 18.4 | CA | Butte | 39.8693 | -121.6318 | 1963 | 2
CISO | Deadwood Creek | 7507 | 1 |  |  | Conventional Hydroelectric | 2 | CA | Yuba | 39.53 | -121.0958 | 1993 | 12
CISO | Deer Creek PH | 233 | 1 |  |  | Conventional Hydroelectric | 5.5 | CA | Nevada | 39.2981 | -120.8443 | 1908 | 5
CISO | Delano Energy Center | 58122 | GEN1 |  |  | Natural Gas Fired Combustion Turbine | 60.5 | CA | Tulare | 35.7909 | -119.2945 | 2013 | 1
CISO | Delano Land 1 | 61116 | DELA1 |  |  | Solar Photovoltaic | 1 | CA | Kern | 35.7612 | -119.3444 | 2017 | 12
CISO | Delta Energy Center | 55333 | CTG1 |  |  | Natural Gas Fired Combined Cycle | 212 | CA | Contra Costa | 38.0169 | -121.8439 | 2002 | 5
CISO | Delta Energy Center | 55333 | CTG2 |  |  | Natural Gas Fired Combined Cycle | 212 | CA | Contra Costa | 38.0169 | -121.8439 | 2002 | 5
CISO | Delta Energy Center | 55333 | CTG3 |  |  | Natural Gas Fired Combined Cycle | 213.5 | CA | Contra Costa | 38.0169 | -121.8439 | 2002 | 5
CISO | Delta Energy Center | 55333 | STG1 |  |  | Natural Gas Fired Combined Cycle | 306 | CA | Contra Costa | 38.0169 | -121.8439 | 2002 | 5
CISO | Desert Green Solar Farm LLC | 57959 | 1 |  |  | Solar Photovoltaic | 6.3 | CA | San Diego | 33.2706 | -116.3481 | 2014 | 11
CISO | Desert Harvest, LLC | 62177 | DH001 |  |  | Solar Photovoltaic | 80 | CA | Riverside | 33.8 | -115.38 | 2020 | 12
CISO | Desert Hot Springs Solar | 58514 | DHCA |  |  | Solar Photovoltaic | 2.3 | CA | Riverside | 33.9231 | -116.53 | 2013 | 12
CISO | Desert Peak Energy Storage I | 65987 | DP1 |  |  | Batteries | 325 | CA | Riverside | 33.9311 | -116.5719 | 2023 | 7
CISO | Desert Quartzite | 59871 | GEN01 |  |  | Solar Photovoltaic | 300 | CA | Riverside | 33.565 | -114.753 | 2024 | 12
CISO | Desert Quartzite | 59871 | GEN02 |  |  | Batteries | 150 | CA | Riverside | 33.565 | -114.753 | 2024 | 12
CISO | Desert Star Energy Center | 55077 | ED01 |  |  | Natural Gas Fired Combined Cycle | 170.9 | NV | Clark | 35.7889 | -114.9942 | 2000 | 5
CISO | Desert Star Energy Center | 55077 | ED02 |  |  | Natural Gas Fired Combined Cycle | 170.9 | NV | Clark | 35.7889 | -114.9942 | 2000 | 5
CISO | Desert Star Energy Center | 55077 | ED03 |  |  | Natural Gas Fired Combined Cycle | 195.5 | NV | Clark | 35.7889 | -114.9942 | 2000 | 5
CISO | Desert Sunlight 250, LLC | 58542 | DSL12 |  |  | Solar Photovoltaic | 39.1 | CA | Riverside | 33.8055 | -115.3947 | 2013 | 12
CISO | Desert Sunlight 250, LLC | 58542 | DSL13 |  |  | Solar Photovoltaic | 39.1 | CA | Riverside | 33.8055 | -115.3947 | 2014 | 1
CISO | Desert Sunlight 250, LLC | 58542 | DSL14 |  |  | Solar Photovoltaic | 26.5 | CA | Riverside | 33.8055 | -115.3947 | 2014 | 4
CISO | Desert Sunlight 250, LLC | 58542 | DSL15 |  |  | Solar Photovoltaic | 13.9 | CA | Riverside | 33.8055 | -115.3947 | 2014 | 6
CISO | Desert Sunlight 250, LLC | 58542 | DSL16 |  |  | Solar Photovoltaic | 22.7 | CA | Riverside | 33.8055 | -115.3947 | 2013 | 11
CISO | Desert Sunlight 250, LLC | 58542 | DSL17 |  |  | Solar Photovoltaic | 29 | CA | Riverside | 33.8055 | -115.3947 | 2013 | 11
CISO | Desert Sunlight 250, LLC | 58542 | DSL18 |  |  | Solar Photovoltaic | 29 | CA | Riverside | 33.8055 | -115.3947 | 2014 | 6
CISO | Desert Sunlight 250, LLC | 58542 | DSL19 |  |  | Solar Photovoltaic | 25.2 | CA | Riverside | 33.8055 | -115.3947 | 2014 | 10
CISO | Desert Sunlight 250, LLC | 58542 | DSL20 |  |  | Solar Photovoltaic | 25.2 | CA | Riverside | 33.8055 | -115.3947 | 2013 | 11
CISO | Desert Sunlight 300, LLC | 57993 | DSL1 |  |  | Solar Photovoltaic | 40.3 | CA | Riverside | 33.8231 | -115.3939 | 2013 | 11
CISO | Desert Sunlight 300, LLC | 57993 | DSL10 |  |  | Solar Photovoltaic | 30.2 | CA | Riverside | 33.8231 | -115.3939 | 2013 | 11
CISO | Desert Sunlight 300, LLC | 57993 | DSL11 |  |  | Solar Photovoltaic | 20.2 | CA | Riverside | 33.8231 | -115.3939 | 2013 | 11
CISO | Desert Sunlight 300, LLC | 57993 | DSL2 |  |  | Solar Photovoltaic | 40.3 | CA | Riverside | 33.8231 | -115.3939 | 2013 | 11
CISO | Desert Sunlight 300, LLC | 57993 | DSL3 |  |  | Solar Photovoltaic | 40.3 | CA | Riverside | 33.8231 | -115.3939 | 2013 | 11
CISO | Desert Sunlight 300, LLC | 57993 | DSL4 |  |  | Solar Photovoltaic | 30.2 | CA | Riverside | 33.8231 | -115.3939 | 2013 | 11
CISO | Desert Sunlight 300, LLC | 57993 | DSL5 |  |  | Solar Photovoltaic | 25.2 | CA | Riverside | 33.8231 | -115.3939 | 2014 | 6
CISO | Desert Sunlight 300, LLC | 57993 | DSL6 |  |  | Solar Photovoltaic | 25.2 | CA | Riverside | 33.8231 | -115.3939 | 2014 | 8
CISO | Desert Sunlight 300, LLC | 57993 | DSL7 |  |  | Solar Photovoltaic | 20.2 | CA | Riverside | 33.8231 | -115.3939 | 2014 | 8
CISO | Desert Sunlight 300, LLC | 57993 | DSL8 |  |  | Solar Photovoltaic | 18.9 | CA | Riverside | 33.8231 | -115.3939 | 2014 | 10
CISO | Desert Sunlight 300, LLC | 57993 | DSL9 |  |  | Solar Photovoltaic | 22.7 | CA | Riverside | 33.8231 | -115.3939 | 2014 | 10
CISO | Devil Canyon | 436 | 1 |  |  | Conventional Hydroelectric | 59.8 | CA | San Bernardino | 34.2056 | -117.3344 | 1972 | 12
CISO | Devil Canyon | 436 | 2 |  |  | Conventional Hydroelectric | 59.8 | CA | San Bernardino | 34.2056 | -117.3344 | 1976 | 7
CISO | Devil Canyon | 436 | 3 |  |  | Conventional Hydroelectric | 78.3 | CA | San Bernardino | 34.2056 | -117.3344 | 1994 | 7
CISO | Devil Canyon | 436 | 4 |  |  | Conventional Hydroelectric | 78.3 | CA | San Bernardino | 34.2056 | -117.3344 | 1992 | 7
CISO | Diablo Canyon | 6099 | 1 |  |  | Nuclear | 1159 | CA | San Luis Obispo | 35.2115 | -120.8555 | 1985 | 5
CISO | Diablo Canyon | 6099 | 2 |  |  | Nuclear | 1164 | CA | San Luis Obispo | 35.2115 | -120.8555 | 1986 | 3
CISO | Diablo Energy Storage | 62175 | DIBLO |  |  | Batteries | 200 | CA | Contra Costa | 38.0288 | -121.9006 | 2022 | 4
CISO | Diablo Winds LLC | 56271 | VEST |  |  | Onshore Wind Turbine | 18 | CA | Alameda | 37.7637 | -121.6144 | 2004 | 12
CISO | Diamond Valley Lake Pump Gen |  |  | 7942 |  | WATR | [7 empty] | 15.6 | CA | Riverside
CISO | Dillon Wind LLC | 56791 | 1 |  |  | Onshore Wind Turbine | 45 | CA | Riverside | 33.9393 | -116.5527 | 2008 | 4
CISO | Dion R Holm | 380 | 1 |  |  | Conventional Hydroelectric | 90.1 | CA | Tuolumne | 37.8966 | -119.9675 | 1960 | 8
CISO | Dion R Holm | 380 | 2 |  |  | Conventional Hydroelectric | 90.1 | CA | Tuolumne | 37.8966 | -119.9675 | 1960 | 8
CISO | Dixie Valley | 52015 | GEN1 |  |  | Geothermal | 64.7 | NV | Churchill | 39.9663 | -117.8557 | 1988 | 6
CISO | Donald Von Raesfeld Power Plant | 56026 | CTG1 |  |  | Natural Gas Fired Combined Cycle | 50 | CA | Santa Clara | 37.3767 | -121.9508 | 2005 | 3
CISO | Donald Von Raesfeld Power Plant | 56026 | CTG2 |  |  | Natural Gas Fired Combined Cycle | 50 | CA | Santa Clara | 37.3767 | -121.9508 | 2005 | 3
CISO | Donald Von Raesfeld Power Plant | 56026 | STG |  |  | Natural Gas Fired Combined Cycle | 54 | CA | Santa Clara | 37.3767 | -121.9508 | 2005 | 3
CISO | Donnells | 415 | H1 |  |  | Conventional Hydroelectric | 72 | CA | Tuolumne | 38.2467 | -120.0341 | 1957 | 6
CISO | Dos Palos Clean Power |  |  | 67287 | DOSP1 | SOLR | [7 empty] | 3 | CA | Merced
CISO | Drew Solar LLC | 63127 | DS |  |  | Solar Photovoltaic | 100 | CA | Imperial | 32.6872 | -115.6656 | 2022 | 11
CISO | Drews Generating Plant |  |  | 55935 |  | GAS | [7 empty] | 41.4 | CA | San Bernardino
CISO | Drum 2 | 236 | 5 |  |  | Conventional Hydroelectric | 53.1 | CA | Placer | 39.2574 | -120.767 | 1965 | 12
CISO | Drum PH 1 Units 1 & 2 Aggregate |  |  | 235 |  | WATR | [7 empty] | 26 | CA | Placer
CISO | Drum PH 1 Units 3 & 4 Aggregate |  |  | 235 |  | WATR | [7 empty] | 28.9 | CA | Placer
CISO | Dulles | 60182 | DULLE |  |  | Solar Photovoltaic | 2 | CA | Riverside | 34.0301 | -117.5178 | 2016 | 9
CISO | Dutch Flat | 237 | 1 |  |  | Conventional Hydroelectric | 22 | CA | Placer | 39.217 | -120.8356 | 1943 | 3
CISO | Dutch Flat 2 | 413 | 3P |  |  | Conventional Hydroelectric | 27.3 | CA | Nevada | 39.2184 | -120.8352 | 1965 | 11
CISO | Dynegy Moss Landing Power Plant Hybrid | 260 | BAT1 |  |  | Batteries | 300 | CA | Monterey | 36.8048 | -121.7822 | 2021 | 5
CISO | Dynegy Moss Landing Power Plant Hybrid | 260 | BAT3 |  |  | Batteries | 350 | CA | Monterey | 36.8048 | -121.7822 | 2023 | 6
CISO | Dynegy Moss Landing Power Plant Hybrid | 260 | CT1A |  |  | Natural Gas Fired Combined Cycle | 233 | CA | Monterey | 36.8048 | -121.7822 | 2002 | 7
CISO | Dynegy Moss Landing Power Plant Hybrid | 260 | CT1B |  |  | Natural Gas Fired Combined Cycle | 233 | CA | Monterey | 36.8048 | -121.7822 | 2002 | 7
CISO | Dynegy Moss Landing Power Plant Hybrid | 260 | CT2A |  |  | Natural Gas Fired Combined Cycle | 233 | CA | Monterey | 36.8048 | -121.7822 | 2002 | 7
CISO | Dynegy Moss Landing Power Plant Hybrid | 260 | CT2B |  |  | Natural Gas Fired Combined Cycle | 233 | CA | Monterey | 36.8048 | -121.7822 | 2002 | 7
CISO | Dynegy Moss Landing Power Plant Hybrid | 260 | ST1 |  |  | Natural Gas Fired Combined Cycle | 233 | CA | Monterey | 36.8048 | -121.7822 | 2002 | 7
CISO | Dynegy Moss Landing Power Plant Hybrid | 260 | ST2 |  |  | Natural Gas Fired Combined Cycle | 233 | CA | Monterey | 36.8048 | -121.7822 | 2002 | 7
CISO | Dynegy Oakland Power Plant | 6211 | GEN1 |  |  | Petroleum Liquids | 74.5 | CA | Alameda | 37.7967 | -122.2818 | 1978 | 11
CISO | Dynegy Oakland Power Plant | 6211 | GEN3 |  |  | Petroleum Liquids | 74.5 | CA | Alameda | 37.7967 | -122.2818 | 1978 | 11
CISO | E F Oxnard Energy Facility | 10776 | GTG |  |  | Natural Gas Fired Combustion Turbine | 48.5 | CA | Ventura | 34.1958 | -119.1664 | 1990 | 6
CISO | EDF Renewable Windfarm V Inc | 54453 | GEN2 |  |  | Onshore Wind Turbine | 15.5 | CA | Solano | 38.1167 | -121.8333 | 1990 | 1
CISO | ELECTRA PH UNIT 1 & 2 AGGREGATE |  |  | 239 |  | WATR | [7 empty] | 93 | CA | Amador
CISO | ELLWOOD ENERGY SUPPORT FACILITY |  |  | 8076 | 1 | GAS | [7 empty] | 54 | CA | Santa Barbara
CISO | ESJ Wind Energy |  |  |  |  | WIND | [7 empty] | 151 | MX | Tecate
CISO | Eagle Creek | 63078 | EGCRK |  |  | Solar Photovoltaic | 3 | CA | Kern | 35.214 | -119.3952 | 2019 | 12
CISO | East Cleveland Road Solar | 66810 | ECLE |  |  | Solar Photovoltaic | 3 | CA | Merced | 37.125 | -120.4575 | 2025 | 2
CISO | East Portal Generator | 50375 | GEN1 |  |  | Conventional Hydroelectric | 1.2 | CA | Los Angeles | 34.2619 | -118.6242 | 1987 | 1
CISO | East Winds Project | 50820 | GEN1 |  |  | Onshore Wind Turbine | 3 | CA | Riverside | 33.8909 | -116.5415 | 1985 | 1
CISO | Edom Hills Project 1 LLC | 50553 | 1 |  |  | Onshore Wind Turbine | 20 | CA | Riverside | 33.8817 | -116.4603 | 2008 | 9
CISO | Edward C Hyatt | 437 | 1 |  |  | Conventional Hydroelectric | 117 | CA | Butte | 39.543 | -121.4922 | 1968 | 3
CISO | Edward C Hyatt | 437 | 2 |  |  | Hydroelectric Pumped Storage | 97.7 | CA | Butte | 39.543 | -121.4922 | 1968 | 11
CISO | Edward C Hyatt | 437 | 3 |  |  | Conventional Hydroelectric | 117 | CA | Butte | 39.543 | -121.4922 | 1968 | 6
CISO | Edward C Hyatt | 437 | 4 |  |  | Hydroelectric Pumped Storage | 97.7 | CA | Butte | 39.543 | -121.4922 | 1968 | 12
CISO | Edward C Hyatt | 437 | 5 |  |  | Conventional Hydroelectric | 117 | CA | Butte | 39.543 | -121.4922 | 1968 | 8
CISO | Edward C Hyatt | 437 | 6 |  |  | Hydroelectric Pumped Storage | 97.7 | CA | Butte | 39.543 | -121.4922 | 1969 | 2
CISO | Edwards Sanborn E1A | 64878 | BESS |  |  | Batteries | 144 | CA | Kern | 34.9619 | -118.1242 | 2022 | 8
CISO | Edwards Sanborn E1A | 64878 | PV |  |  | Solar Photovoltaic | 149.3 | CA | Kern | 34.9619 | -118.1242 | 2022 | 8
CISO | Edwards Sanborn E1B | 65674 | PV |  |  | Solar Photovoltaic | 154.4 | CA | Kern | 34.964 | -118.0941 | 2022 | 11
CISO | Edwards Sanborn E2 | 64879 | BESS |  |  | Batteries | 120 | CA | Kern | 34.9415 | -118.129 | 2022 | 4
CISO | Edwards Sanborn E2 | 64879 | PV |  |  | Solar Photovoltaic | 137.8 | CA | Kern | 34.9415 | -118.129 | 2021 | 12
CISO | Edwards Sanborn E3 | 64877 | BESS |  |  | Batteries | 11 | CA | Kern | 34.9463 | -118.1265 | 2021 | 12
CISO | Edwards Sanborn E3 | 64877 | PV |  |  | Solar Photovoltaic | 27.1 | CA | Kern | 34.9463 | -118.1265 | 2021 | 12
CISO | Edwards Sanborn E4 | 65675 | BESS |  |  | Batteries | 100 | CA | Kern | 34.9436 | -118.088 | 2023 | 11
CISO | Edwards Sanborn E4 | 65675 | PV |  |  | Solar Photovoltaic | 148.9 | CA | Kern | 34.9436 | -118.088 | 2022 | 12
CISO | Edwards Sanborn E5 | 65676 | BESS |  |  | Batteries | 47 | CA | Kern | 34.9653 | -118.0773 | 2023 | 11
CISO | Edwards Sanborn E5 | 65676 | PV |  |  | Solar Photovoltaic | 68 | CA | Kern | 34.9653 | -118.0773 | 2022 | 12
CISO | Edwards Sanborn S1 | 64929 | BESS |  |  | Batteries | 40 | CA | Kern | 35.0277 | -118.1328 | 2022 | 7
CISO | Edwards Sanborn S1 | 64929 | PV |  |  | Solar Photovoltaic | 44.6 | CA | Kern | 35.0277 | -118.1328 | 2022 | 3
CISO | Edwards Sanborn S3 | 64928 | BESS |  |  | Batteries | 33 | CA | Kern | 35.0164 | -118.1225 | 2022 | 7
CISO | Edwards Sanborn S3 | 64928 | PV |  |  | Solar Photovoltaic | 37.7 | CA | Kern | 35.0164 | -118.1225 | 2022 | 3
CISO | Edwards Sanborn S4 | 65677 | PV |  |  | Solar Photovoltaic | 41.2 | CA | Kern | 35.0125 | -118.1193 | 2022 | 11
CISO | El Cajon Energy Center | 57001 | GEN1 |  |  | Natural Gas Fired Combustion Turbine | 60.5 | CA | San Diego | 32.7961 | -116.9721 | 2010 | 6
CISO | El Cajon Energy Storage | 60569 | SES |  |  | Batteries | 7.5 | CA | San Diego | 32.8115 | -117.0505 | 2017 | 2
CISO | El Dorado | 238 | 1 |  |  | Conventional Hydroelectric | 10 | CA | El Dorado | 38.7936 | -120.6192 | 1924 | 1
CISO | El Dorado | 238 | 2 |  |  | Conventional Hydroelectric | 10 | CA | El Dorado | 38.7936 | -120.6192 | 1924 | 1
CISO | El Segundo Energy Center LLC | 57901 | 5 |  |  | Natural Gas Fired Combined Cycle | 198 | CA | Los Angeles | 33.9106 | -118.425 | 2013 | 8
CISO | El Segundo Energy Center LLC | 57901 | 6 |  |  | Natural Gas Fired Combined Cycle | 70.7 | CA | Los Angeles | 33.9106 | -118.425 | 2013 | 8
CISO | El Segundo Energy Center LLC | 57901 | 7 |  |  | Natural Gas Fired Combined Cycle | 198 | CA | Los Angeles | 33.9106 | -118.425 | 2013 | 7
CISO | El Segundo Energy Center LLC | 57901 | 8 |  |  | Natural Gas Fired Combined Cycle | 70.7 | CA | Los Angeles | 33.9106 | -118.425 | 2013 | 7
CISO | Electrolyte BESS | 66661 | HEN |  |  | Batteries | 99.4 | CA | Kings | 36.2402 | -119.9044 | 2025 | 5
CISO | Elevation Solar C | 59964 | ELVSC |  |  | Solar Photovoltaic | 40 | CA | Los Angeles | 34.7303 | -118.3042 | 2016 | 12
CISO | Elk Hills Power LLC | 55400 | CTG1 |  |  | Natural Gas Fired Combined Cycle | 199 | CA | Kern | 35.2803 | -119.4707 | 2003 | 7
CISO | Elk Hills Power LLC | 55400 | CTG2 |  |  | Natural Gas Fired Combined Cycle | 199 | CA | Kern | 35.2803 | -119.4707 | 2003 | 7
CISO | Elk Hills Power LLC | 55400 | STG |  |  | Natural Gas Fired Combined Cycle | 225 | CA | Kern | 35.2803 | -119.4707 | 2003 | 7
CISO | Elkhorn Battery Energy Storage System | 62564 | ELKHO |  |  | Batteries | 182.5 | CA | Monterey | 36.808 | -121.7818 | 2022 | 4
CISO | Elliott Energy Storage | 66278 | 1 |  |  | Batteries | 10 | CA | San Diego | 32.8164 | -117.0889 | 2024 | 3
CISO | Enchanted Rock Lodi | 66638 | LODI |  |  | Natural Gas Internal Combustion Engine | 48 | CA | San Joaquin | 38.1477 | -121.2997 | 2024 | 11
CISO | EnerSmart Chula Vista Sub Station | 66505 | CV150 |  |  | Batteries | 3 | CA | San Diego | 32.5945 | -117.0507 | 2024 | 10
CISO | EnerSmart Chula Vista Sub Station | 66505 | CV151 |  |  | Batteries | 3 | CA | San Diego | 32.5945 | -117.0507 | 2024 | 11
CISO | Energia Sierra Juarez Wind 2 |  |  |  |  | WIND | [7 empty] | 105 | MX | Tecate
CISO | Enerparc CA1 LLC | 59122 | ECA11 |  |  | Solar Photovoltaic | 1.5 | CA | San Benito | 36.8317 | -121.4042 | 2014 | 6
CISO | Enerparc California 2 |  |  | 59978 | 60496 | SOLR | [7 empty] | 1.5 | CA | Glenn County
CISO | Escondido Energy Storage | 60570 | SES |  |  | Batteries | 30 | CA | San Diego | 33.1244 | -117.1143 | 2017 | 3
CISO | Estrella Solar & Storage | 66772 | ESPV |  |  | Solar Photovoltaic | 56 | CA | Los Angeles | 34.8078 | -118.3165 | 2023 | 12
CISO | Estrella Solar & Storage | 66772 | ESTRB |  |  | Batteries | 28 | CA | Los Angeles | 34.8078 | -118.3165 | 2023 | 12
CISO | Etiwanda | 745 | 1 |  |  | Conventional Hydroelectric | 23.9 | CA | San Bernardino | 34.1034 | -117.5257 | 1994 | 12
CISO | Exchequer | 409 | 1 |  |  | Conventional Hydroelectric | 94.5 | CA | Mariposa | 37.5843 | -120.2686 | 1967 | 7
CISO | Exeter Solar | 58306 | 1 |  |  | Solar Photovoltaic | 1 | CA | Tulare | 36.2675 | -119.1286 | 2014 | 2
CISO | Exeter Solar | 58306 | 2 |  |  | Solar Photovoltaic | 1 | CA | Tulare | 36.2675 | -119.1286 | 2014 | 2
CISO | Exeter Solar | 58306 | 3 |  |  | Solar Photovoltaic | 1.5 | CA | Tulare | 36.2675 | -119.1286 | 2014 | 2
CISO | Expressway Solar A | 58761 | EXSA |  |  | Solar Photovoltaic | 2 | CA | San Bernardino | 34.5822 | -117.3417 | 2014 | 5
CISO | Expressway Solar B | 58762 | EXSB |  |  | Solar Photovoltaic | 2 | CA | San Bernardino | 34.5833 | -117.3403 | 2014 | 5
CISO | FONTANALYTLE CREEK POWERHOUSE P |  |  | 332 |  | WATR | [7 empty] | 2.56 | CA | San Bernardino
CISO | FPL Energy Montezuma Winds LLC | 57201 | S2.3 |  |  | Onshore Wind Turbine | 36.8 | CA | Solano | 38.1636 | -121.7966 | 2010 | 11
CISO | FRIANT DAM |  |  | 50393 |  | WATR | [7 empty] | 25 | CA | Fresno
CISO | Fallbrook Energy Storage | 61365 | FBES |  |  | Batteries | 40 | CA | San Diego | 33.3842 | -117.2353 | 2023 | 3
CISO | Feather River Energy Center | 55847 | CTG1 |  |  | Natural Gas Fired Combustion Turbine | 47 | CA | Sutter | 39.1093 | -121.6093 | 2003 | 1
CISO | Fellow QF Aggregate |  |  | 54449 | NA | GAS | [7 empty] | 6.2 | CA | Kern
CISO | Fifth Standard Solar PV, LLC (Hybrid) | 64197 | FTHSB |  |  | Batteries | 137 | CA | Fresno | 36.1532 | -120.1045 | 2023 | 9
CISO | Fifth Standard Solar PV, LLC (Hybrid) | 64197 | FTHSS |  |  | Solar Photovoltaic | 150 | CA | Fresno | 36.1532 | -120.1045 | 2023 | 9
CISO | Five Points Solar Park | 59523 | FRFSP |  |  | Solar Photovoltaic | 60 | CA | Fresno | 36.3869 | -120.2367 | 2016 | 9
CISO | Five Points Solar Station | 57498 | 1 |  |  | Solar Photovoltaic | 15 | CA | Fresno | 36.4003 | -120.1033 | 2011 | 9
CISO | Foothill Hydroelectric Recovery Plant |  |  | 6645 |  | WATR | [7 empty] | 9.1 | CA | Los Angeles
CISO | Forbestown | 417 | 1 |  |  | Conventional Hydroelectric | 41.9 | CA | Butte | 39.551 | -121.2788 | 1963 | 10
CISO | Forks of Butte Hydro Project | 50350 | GEN1 |  |  | Conventional Hydroelectric | 14.5 | CA | Butte | 39.8693 | -121.6319 | 1992 | 3
CISO | Forward |  |  | 58437 |  | BGAS | [7 empty] | 4.2 | CA | San Joaquin
CISO | Frankenheimer Power Plant | 50219 | U1 |  |  | Conventional Hydroelectric | 5.3 | CA | Stanislaus | 37.8304 | -120.807 | 1983 | 3
CISO | Freeway Springs | 60183 | FSPRI |  |  | Solar Photovoltaic | 2 | CA | Los Angeles | 33.8926 | -118.0376 | 2016 | 10
CISO | French Meadows | 424 | 1 |  |  | Conventional Hydroelectric | 15.3 | CA | Placer | 39.078 | -120.4061 | 1966 | 10
CISO | Fresno Cogen |  |  | 10156 |  | GAS | [7 empty] | 59.97 | CA | Fresno
CISO | Fresno Community Solar | 66715 | FREPV |  |  | Solar Photovoltaic | 10 | CA | Fresno | 36.696 | -119.885 | 2024 | 6
CISO | Fresno Peaker |  |  | 10156 |  | GAS | [7 empty] | 22.69 | CA | Fresno
CISO | Fresno Solar | 60083 | PV-S |  |  | Solar Photovoltaic | 1.5 | CA | Fresno | 36.6168 | -120.1051 | 2015 | 10
CISO | Fresno Solar | 60083 | PV-W |  |  | Solar Photovoltaic | 1.5 | CA | Fresno | 36.6168 | -120.1051 | 2015 | 10
CISO | Friant Hydro Facility | 50393 | RO2 |  |  | Conventional Hydroelectric | 6.9 | CA | Fresno | 36.9977 | -119.7035 | 2017 | 6
CISO | Frontier Solar LLC | 60039 | FTRS |  |  | Solar Photovoltaic | 20 | CA | Stanislaus | 37.3799 | -121.1307 | 2016 | 6
CISO | G2 Energy Hay Rd | 58320 | 362 |  |  | Landfill Gas | 1.6 | CA | Solano | 38.3147 | -121.8336 | 2013 | 6
CISO | G2 Energy Ostrom Road LLC | 57133 | 359 |  |  | Landfill Gas | 1.9 | CA | Yuba | 39.0728 | -121.3992 | 2009 | 2
CISO | GEYSERS AIDLIN AGGREGATE |  |  | 52158 |  | GEOT | [7 empty] | 22 | CA | Sonoma
CISO | GEYSERS CALISTOGA AGGREGATE |  |  | 50066 |  | GEOT | [7 empty] | 72 | CA | Lake
CISO | GEYSERS UNITS 5 & 6 AGGREGATE |  |  | 286 |  | GEOT | [7 empty] | 98.43 | CA | Sonoma
CISO | GEYSERS UNITS 7 & 8 AGGREGATE |  |  | 286 |  | GEOT | [7 empty] | 95.8 | CA | Sonoma
CISO | GILROY ENERGY CENTER UNITS 1&2 AGGREGATE |  |  | 55810 |  | GAS | [7 empty] | 95.2 | CA | Santa Clara
CISO | GRASSHOPPER FLAT HYDRO |  |  | 13353 | 1296 | WATR | [7 empty] | 1.1 | CA | Shasta
CISO | GREENLEAF II COGEN |  |  | 10349(A) | GL2JT1 | GAS | [7 empty] | 49.2 | CA | Sutter
CISO | Garnet Solar Generation Station I LLC | 58528 | WDT44 |  |  | Solar Photovoltaic | 4 | CA | Riverside | 33.8906 | -116.5431 | 2014 | 12
CISO | Garnet Wind Energy Center | 57302 | 1 |  |  | Onshore Wind Turbine | 6.5 | CA | Riverside | 33.9053 | -116.5825 | 2009 | 6
CISO | Garnet Winds Aggregation |  |  | 54454 | NA | WIND | [7 empty] | 22.5 | CA | Riverside
CISO | Gaskell West 1 Solar Facility | 61445 | PV1 |  |  | Solar Photovoltaic | 20 | CA | Kern | 34.8328 | -118.5636 | 2018 | 3
CISO | Gaskell West 2 BESS |  |  | 61446 |  | LESR | [7 empty] | 20 | CA | Kern
CISO | Gates Solar Station | 57892 | 1 |  |  | Solar Photovoltaic | 20 | CA | Fresno | 36.1764 | -120.1142 | 2013 | 6
CISO | Gateway Energy Storage System | 63834 | GTWAY |  |  | Batteries | 250 | CA | San Diego | 32.5706 | -116.9106 | 2020 | 7
CISO | Gateway Generating Station | 56476 | A |  |  | Natural Gas Fired Combined Cycle | 203.2 | CA | Contra Costa | 38.0175 | -121.7587 | 2009 | 1
CISO | Gateway Generating Station | 56476 | B |  |  | Natural Gas Fired Combined Cycle | 203.2 | CA | Contra Costa | 38.0175 | -121.7587 | 2009 | 1
CISO | Gateway Generating Station | 56476 | C |  |  | Natural Gas Fired Combined Cycle | 213.3 | CA | Contra Costa | 38.0175 | -121.7587 | 2009 | 1
CISO | Genesis Solar Energy Project | 57394 | GEN01 |  |  | Solar Thermal without Energy Storage | 125 | CA | Riverside | 33.665 | -114.9981 | 2014 | 3
CISO | Genesis Solar Energy Project | 57394 | GEN02 |  |  | Solar Thermal without Energy Storage | 125 | CA | Riverside | 33.665 | -114.9981 | 2013 | 11
CISO | Geothermal 1 | 7368 | 1 |  |  | Geothermal | 55 | CA | Sonoma | 38.752 | -122.7195 | 1983 | 1
CISO | Geothermal 1 | 7368 | 2 |  |  | Geothermal | 55 | CA | Sonoma | 38.752 | -122.7195 | 1983 | 1
CISO | Geothermal 2 | 7369 | 3 |  |  | Geothermal | 55 | CA | Sonoma | 38.7492 | -122.7117 | 1985 | 12
CISO | Geothermal 2 | 7369 | 4 |  |  | Geothermal | 55 | CA | Sonoma | 38.7492 | -122.7117 | 1986 | 5
CISO | Geysers Unit 5-20 | 286 | U11 |  |  | Geothermal | 110 | CA | Sonoma | 38.777 | -122.745 | 1975 | 12
CISO | Geysers Unit 5-20 | 286 | U12 |  |  | Geothermal | 110 | CA | Sonoma | 38.777 | -122.745 | 1979 | 8
CISO | Geysers Unit 5-20 | 286 | U13 |  |  | Geothermal | 138 | CA | Sonoma | 38.777 | -122.745 | 1980 | 4
CISO | Geysers Unit 5-20 | 286 | U14 |  |  | Geothermal | 113 | CA | Sonoma | 38.777 | -122.745 | 1980 | 2
CISO | Geysers Unit 5-20 | 286 | U16 |  |  | Geothermal | 118 | CA | Sonoma | 38.777 | -122.745 | 1985 | 10
CISO | Geysers Unit 5-20 | 286 | U17 |  |  | Geothermal | 118 | CA | Sonoma | 38.777 | -122.745 | 1982 | 11
CISO | Geysers Unit 5-20 | 286 | U18 |  |  | Geothermal | 118 | CA | Sonoma | 38.777 | -122.745 | 1983 | 11
CISO | Geysers Unit 5-20 | 286 | U20 |  |  | Geothermal | 118 | CA | Sonoma | 38.777 | -122.745 | 1985 | 10
CISO | Gianera | 7231 | 1 |  |  | Natural Gas Fired Combustion Turbine | 32.3 | CA | Santa Clara | 37.401 | -121.9687 | 1987 | 6
CISO | Gianera | 7231 | 2 |  |  | Natural Gas Fired Combustion Turbine | 32.3 | CA | Santa Clara | 37.401 | -121.9687 | 1986 | 6
CISO | Giffen | 57521 | 1 |  |  | Solar Photovoltaic | 10 | CA | Fresno | 36.5303 | -120.3161 | 2012 | 6
CISO | Giffen Solar Park | 59522 | FRGSP |  |  | Solar Photovoltaic | 20 | CA | Fresno | 36.5447 | -120.3161 | 2017 | 6
CISO | Gilroy Peaking Energy Center | 55810 | S5 |  |  | Natural Gas Fired Combustion Turbine | 48 | CA | Santa Clara | 36.999 | -121.5363 | 2002 | 2
CISO | Gilroy Power Plant | 10034 | GEN1 |  |  | Natural Gas Fired Combined Cycle | 90 | CA | Santa Clara | 37.0001 | -121.5367 | 1987 | 10
CISO | Gilroy Power Plant | 10034 | GEN2 |  |  | Natural Gas Fired Combined Cycle | 40 | CA | Santa Clara | 37.0001 | -121.5367 | 1987 | 10
CISO | Glass House Camarillo Cultivation | 58432 | COG1 |  |  | Natural Gas Internal Combustion Engine | 4.4 | CA | Ventura | 34.1797 | -119.0831 | 2012 | 8
CISO | Glenarm | 422 | GT1 |  |  | Natural Gas Fired Combustion Turbine | 28.8 | CA | Los Angeles | 34.126 | -118.1494 | 1976 | 1
CISO | Glenarm | 422 | GT2 |  |  | Natural Gas Fired Combustion Turbine | 28.8 | CA | Los Angeles | 34.126 | -118.1494 | 1976 | 1
CISO | Glenarm | 422 | GT3 |  |  | Natural Gas Fired Combustion Turbine | 60.5 | CA | Los Angeles | 34.126 | -118.1494 | 2004 | 1
CISO | Glenarm | 422 | GT4 |  |  | Natural Gas Fired Combustion Turbine | 60.5 | CA | Los Angeles | 34.126 | -118.1494 | 2004 | 1
CISO | Glenarm | 422 | GT5 |  |  | Natural Gas Fired Combined Cycle | 71 | CA | Los Angeles | 34.126 | -118.1494 | 2016 | 12
CISO | Goal Line Cogen |  |  | 54749 |  | GAS | [7 empty] | 49.9 | CA | San Diego
CISO | Golden Field Solar III, LLC | 63859 | RCTR |  |  | Solar Photovoltaic | 192 | CA | Kern | 34.847 | -118.395 | 2020 | 12
CISO | Golden Fields Solar I, LLC | 60590 | RS1 |  |  | Solar Photovoltaic | 54 | CA | Kern | 34.839 | -118.3868 | 2016 | 12
CISO | Golden Hills C |  |  | 61222 | WT | WIND | [7 empty] | 46 | CA | Alameda
CISO | Golden Hills Wind | 60049 | GE |  |  | Onshore Wind Turbine | 85.9 | CA | Alameda | 37.7133 | -121.6404 | 2015 | 12
CISO | Golden Springs Building C-1 | 57796 | 1 |  |  | Solar Photovoltaic | 1.2 | CA | Los Angeles | 33.9142 | -118.0536 | 2012 | 2
CISO | Golden Springs Building D | 57797 | 1 |  |  | Solar Photovoltaic | 1.3 | CA | Los Angeles | 33.9119 | -118.0522 | 2012 | 3
CISO | Goleta Energy Storage, LLC | 66394 | GOLET |  |  | Batteries | 60 | CA | Santa Barbara | 34.4324 | -119.8681 | 2024 | 1
CISO | Goose Haven Energy Center | 55627 | CT1 |  |  | Natural Gas Fired Combustion Turbine | 48 | CA | Solano | 38.2268 | -121.8433 | 2003 | 1
CISO | Grapeland Hybrid | 56472 | 1 |  |  | Natural Gas Fired Combustion Turbine | 49.8 | CA | San Bernardino | 34.0903 | -117.5343 | 2007 | 9
CISO | Grassland 1&2 Solar Project | 58217 | INV4 |  |  | Solar Photovoltaic | 2 | CA | Yolo | 38.5003 | -121.6942 | 2013 | 7
CISO | Grassland 3&4 Solar Project | 58204 | INV3 |  |  | Solar Photovoltaic | 2 | CA | Yolo | 38.5003 | -121.6942 | 2013 | 7
CISO | Great Valley Solar Portfolio Holdings, L | 59940 | GVS2 |  |  | Solar Photovoltaic | 60 | CA | Fresno | 36.5812 | -120.3796 | 2017 | 12
CISO | Great Valley Solar Portfolio Holdings, L | 59940 | GVS3 |  |  | Solar Photovoltaic | 20 | CA | Fresno | 36.5812 | -120.3796 | 2017 | 12
CISO | Great Valley Solar Portfolio Holdings, L | 59940 | GVS4 |  |  | Solar Photovoltaic | 20 | CA | Fresno | 36.5812 | -120.3796 | 2017 | 12
CISO | Great Valley Solar Portfolio Holdings, L | 59940 | TQ8 |  |  | Solar Photovoltaic | 102.5 | CA | Fresno | 36.5812 | -120.3796 | 2018 | 4
CISO | Green Beanworks B PV | 61339 | GBWXB |  |  | Solar Photovoltaic | 3 | CA | Los Angeles | 34.688 | -117.9895 | 2018 | 12
CISO | Green Beanworks C PV | 61215 | GBWXC |  |  | Solar Photovoltaic | 3 | CA | Los Angeles | 34.597 | -117.931 | 2018 | 8
CISO | Green Beanworks D PV | 61216 | GBWXD |  |  | Solar Photovoltaic | 3 | CA | Los Angeles | 34.655 | -118.0821 | 2018 | 8
CISO | Greenleaf 1 |  |  | 10350 |  | GAS | [7 empty] | 49.2 | CA | Sutter
CISO | Gridley Main Two | 58371 | GEN1 |  |  | Solar Photovoltaic | 2.5 | CA | Butte | 39.3733 | -121.6817 | 2013 | 4
CISO | Grizzly | 7338 | NA1 |  |  | Conventional Hydroelectric | 22 | CA | Plumas | 39.8893 | -121.2792 | 1993 | 11
CISO | Grossmont Hospital | 10115 | GEN3 |  |  | Natural Gas Fired Combustion Turbine | 4.5 | CA | San Diego | 32.7797 | -117.0064 | 2016 | 5
CISO | Guernsey Solar Station | 57891 | 1 |  |  | Solar Photovoltaic | 20 | CA | Kings | 36.1639 | -119.6506 | 2013 | 8
CISO | H. Gonzales | 56039 | G1 |  |  | Natural Gas Fired Combustion Turbine | 5.9 | CA | Los Angeles | 33.9986 | -118.2219 | 1987 | 1
CISO | H. Gonzales | 56039 | G2 |  |  | Natural Gas Fired Combustion Turbine | 5.9 | CA | Los Angeles | 33.9986 | -118.2219 | 1987 | 1
CISO | HIGH SIERRA LIMITED |  |  | 50495 |  | GAS | [7 empty] | 52.43 | CA | Kern
CISO | HL Power | 10777 | GEN1 |  |  | Wood/Wood Waste Biomass | 36.2 | CA | Lassen | 40.3683 | -120.2648 | 1989 | 7
CISO | Haas | 240 | H1 |  |  | Conventional Hydroelectric | 67.5 | CA | Fresno | 36.9274 | -119.0203 | 1958 | 12
CISO | Haas | 240 | H2 |  |  | Conventional Hydroelectric | 67.5 | CA | Fresno | 36.9274 | -119.0203 | 1958 | 12
CISO | Halsey | 241 | 1 |  |  | Conventional Hydroelectric | 13.6 | CA | Placer | 38.957 | -121.0419 | 1916 | 12
CISO | Hanford Energy Park Peaker | 55698 | HEP1 |  |  | Natural Gas Fired Combustion Turbine | 46.1 | CA | Kings | 36.2701 | -119.6481 | 2001 | 9
CISO | Hanford Energy Park Peaker | 55698 | HEP2 |  |  | Natural Gas Fired Combustion Turbine | 46.1 | CA | Kings | 36.2701 | -119.6481 | 2001 | 9
CISO | Hanford Peaker Plant |  |  | 55698 |  | GAS | [7 empty] | 98.46 | CA | Kings
CISO | Harbor Cogen | 50541 | GEN1 |  |  | Natural Gas Fired Combined Cycle | 82.3 | CA | Los Angeles | 33.7771 | -118.2303 | 1988 | 12
CISO | Harbor Cogen | 50541 | ST1 |  |  | Natural Gas Fired Combined Cycle | 13.6 | CA | Los Angeles | 33.7771 | -118.2303 | 2001 | 6
CISO | Harbor Cogen | 50541 | ST2 |  |  | Natural Gas Fired Combined Cycle | 11.5 | CA | Los Angeles | 33.7771 | -118.2303 | 2001 | 6
CISO | Hat Creek 1 | 243 | 1 |  |  | Conventional Hydroelectric | 10 | CA | Shasta | 40.9293 | -121.5445 | 1921 | 8
CISO | Hat Creek 2 | 244 | 1 |  |  | Conventional Hydroelectric | 10 | CA | Shasta | 40.9607 | -121.5487 | 1921 | 9
CISO | Hat Creek Bioenergy | 67360 | HAT01 |  |  | Wood/Wood Waste Biomass | 3.6 | CA | Shasta | 40.9878 | -121.6225 | 2025 | 6
CISO | Hatchet Creek Project | 10882 | GEN1 |  |  | Conventional Hydroelectric | 6.8 | CA | Shasta | 40.8741 | -121.9204 | 1986 | 12
CISO | Hatchet Ridge Wind Project | 56654 | 1 |  |  | Onshore Wind Turbine | 101.2 | CA | Shasta | 40.8981 | -121.8036 | 2010 | 12
CISO | Haypress | 10253 | LGEN |  |  | Conventional Hydroelectric | 5 | CA | Sierra | 39.5657 | -120.5817 | 1989 | 1
CISO | Haypress | 10253 | UGEN |  |  | Conventional Hydroelectric | 5 | CA | Sierra | 39.5657 | -120.5817 | 1988 | 12
CISO | Hayworth Solar | 59009 | PV1 |  |  | Solar Photovoltaic | 27 | CA | Kern | 35.3253 | -118.8786 | 2015 | 12
CISO | Hecate Energy Desert Storage 1 LLC | 65635 | HEDS1 |  |  | Batteries | 10 | CA | Riverside | 33.8079 | -116.494 | 2025 | 5
CISO | Hecate Energy Johanna Facility | 62889 | HEGJF |  |  | Batteries | 10 | CA | Orange | 33.7147 | -117.8531 | 2021 | 10
CISO | Hecate Energy Johanna Facility | 62889 | HJFII |  |  | Batteries | 10 | CA | Orange | 33.7147 | -117.8531 | 2021 | 10
CISO | Helms Pumped Storage | 6100 | 1 |  |  | Hydroelectric Pumped Storage | 351 | CA | Fresno | 37.0293 | -118.9683 | 1984 | 6
CISO | Helms Pumped Storage | 6100 | 2 |  |  | Hydroelectric Pumped Storage | 351 | CA | Fresno | 37.0293 | -118.9683 | 1984 | 6
CISO | Helms Pumped Storage | 6100 | 3 |  |  | Hydroelectric Pumped Storage | 351 | CA | Fresno | 37.0293 | -118.9683 | 1984 | 6
CISO | Henrietta D Energy Storage LLC | 60641 | HDES1 |  |  | Batteries | 10 | CA | Kings | 36.2289 | -119.9047 | 2021 | 11
CISO | Henrietta Peaker | 55807 | HPP1 |  |  | Natural Gas Fired Combustion Turbine | 49 | CA | Kings | 36.2397 | -119.9044 | 2002 | 6
CISO | Henrietta Peaker | 55807 | HPP2 |  |  | Natural Gas Fired Combustion Turbine | 49 | CA | Kings | 36.2397 | -119.9044 | 2002 | 6
CISO | Henrietta Solar Project | 58975 | PV1 |  |  | Solar Photovoltaic | 102 | CA | Kings | 36.2188 | -119.8058 | 2016 | 8
CISO | High Desert Power Plant | 55518 | CTG1 |  |  | Natural Gas Fired Combined Cycle | 209 | CA | San Bernardino | 34.5953 | -117.3647 | 2003 | 4
CISO | High Desert Power Plant | 55518 | CTG2 |  |  | Natural Gas Fired Combined Cycle | 209 | CA | San Bernardino | 34.5953 | -117.3647 | 2003 | 4
CISO | High Desert Power Plant | 55518 | CTG3 |  |  | Natural Gas Fired Combined Cycle | 209 | CA | San Bernardino | 34.5953 | -117.3647 | 2003 | 4
CISO | High Desert Power Plant | 55518 | STG1 |  |  | Natural Gas Fired Combined Cycle | 333 | CA | San Bernardino | 34.5953 | -117.3647 | 2003 | 4
CISO | High Line Canal Hydro |  |  | 7224 | 1 | WATR | [7 empty] | 0.5 | CA | Tehama
CISO | High Sierra Cogeneration Plant | 57977 | ENG1 |  |  | Natural Gas Internal Combustion Engine | 3.1 | CA | Lassen | 40.4128 | -120.4774 | 2010 | 2
CISO | High Sierra Cogeneration Plant | 57977 | ENG2 |  |  | Natural Gas Internal Combustion Engine | 3.1 | CA | Lassen | 40.4128 | -120.4774 | 2010 | 2
CISO | High Winds LLC | 56075 | 1 |  |  | Onshore Wind Turbine | 145.8 | CA | Solano | 38.1381 | -121.8053 | 2003 | 7
CISO | High Winds LLC | 56075 | 2 |  |  | Onshore Wind Turbine | 16.2 | CA | Solano | 38.1381 | -121.8053 | 2003 | 12
CISO | Highway 43 1887-WD | 67746 | HWY43 |  |  | Solar Photovoltaic | 2.3 | CA | Kern | 35.5281 | -119.311 | 2024 | 11
CISO | Hollister Solar LLC | 59268 | PV10 |  |  | Solar Photovoltaic | 1.5 | CA | San Benito | 36.8625 | -121.4289 | 2014 | 12
CISO | Horn | 58452 | 1 |  |  | Solar Photovoltaic | 1.5 | CA | Los Angeles | 34.7089 | -118.2742 | 2013 | 10
CISO | Hudson - High Desert Hybrid | 64624 | BESS1 |  |  | Batteries | 50 | CA | San Bernardino | 34.6365 | -117.3724 | 2021 | 12
CISO | Hudson - High Desert Hybrid | 64624 | GEN1 |  |  | Solar Photovoltaic | 100 | CA | San Bernardino | 34.6365 | -117.3724 | 2021 | 12
CISO | Humboldt Bay Generating Station 1 |  |  | 246 |  | GAS | [7 empty] | 97.62 | CA | Humboldt
CISO | Humboldt Bay Generating Station 3 |  |  | 246 |  | GAS | [7 empty] | 65.08 | CA | Humboldt
CISO | Humboldt Redwood |  |  | 50049 |  | BIOM | [7 empty] | 28.8 | CA | Humboldt
CISO | Hummingbird Energy Storage |  |  | 65935 | HUMB1 | LESR | [7 empty] | 75 | CA | Santa Clara
CISO | Huron Solar Station | 57523 | 1 |  |  | Solar Photovoltaic | 20 | CA | Fresno | 36.1814 | -120.0306 | 2012 | 6
CISO | Imperial Solar Energy Center South | 57490 | 56819 |  |  | Solar Photovoltaic | 128.9 | CA | Imperial | 32.6633 | -115.6583 | 2013 | 11
CISO | Imperial Solar Energy Center West | 57491 | 56819 |  |  | Solar Photovoltaic | 148.7 | CA | Imperial | 32.7722 | -115.7793 | 2016 | 4
CISO | Imperial Valley Solar, LLC | 56917 | 1 |  |  | Solar Photovoltaic | 101 | CA | Imperial | 32.6711 | -115.5873 | 2013 | 11
CISO | Imperial Valley Solar, LLC | 56917 | 1A |  |  | Solar Photovoltaic | 64.6 | CA | Imperial | 32.6711 | -115.5873 | 2013 | 12
CISO | Imperial Valley Solar, LLC | 56917 | 1B |  |  | Solar Photovoltaic | 34.3 | CA | Imperial | 32.6711 | -115.5873 | 2014 | 3
CISO | Indian Valley Hydro |  |  | 50129 |  | WATR | [7 empty] | 3.01 | CA | Lake
CISO | Indigo Energy Facility | 55541 | CTG1 |  |  | Natural Gas Fired Combustion Turbine | 49.9 | CA | Riverside | 33.9109 | -116.553 | 2001 | 7
CISO | Indigo Energy Facility | 55541 | CTG2 |  |  | Natural Gas Fired Combustion Turbine | 49.9 | CA | Riverside | 33.9109 | -116.553 | 2001 | 7
CISO | Indigo Energy Facility | 55541 | CTG3 |  |  | Natural Gas Fired Combustion Turbine | 49.9 | CA | Riverside | 33.9109 | -116.553 | 2001 | 8
CISO | Industry MetroLink PV 1 | 57860 | 1 |  |  | Solar Photovoltaic | 1.5 | CA | Los Angeles | 34.0087 | -117.8456 | 2012 | 4
CISO | Inland Empire Energy Storage | 66726 | IEESS |  |  | Batteries | 70 | CA | San Bernardino | 34.1377 | -117.416 | 2024 | 10
CISO | Inyokern Solar 1203 |  |  | 67533 |  | SOLR | [7 empty] | 19.9 | CA | Kern
CISO | Inyokern Solar 1281 |  |  | 67534 |  | SOLR | [7 empty] | 11.9 | CA | Kern
CISO | Isabella Hydro Dam 1 |  |  | 10139 | 9439 | WATR | [7 empty] | 11.95 | CA | Kern
CISO | Ivanhoe Solar | 58307 | 1 |  |  | Solar Photovoltaic | 1.5 | CA | Tulare | 36.3875 | -119.255 | 2014 | 1
CISO | Ivanhoe Solar | 58307 | 2 |  |  | Solar Photovoltaic | 0.5 | CA | Tulare | 36.3875 | -119.255 | 2014 | 1
CISO | Ivanhoe Solar | 58307 | 3 |  |  | Solar Photovoltaic | 1.5 | CA | Tulare | 36.3875 | -119.255 | 2014 | 1
CISO | Ivanpah 1 | 57074 | ST1 |  |  | Solar Thermal without Energy Storage | 126 | CA | San Bernardino | 35.5331 | -115.4525 | 2013 | 12
CISO | Ivanpah 2 | 57073 | ST1 |  |  | Solar Thermal without Energy Storage | 133.4 | CA | San Bernardino | 35.5561 | -115.4686 | 2013 | 12
CISO | Ivanpah 3 | 57075 | ST1 |  |  | Solar Thermal without Energy Storage | 133.4 | CA | San Bernardino | 35.5808 | -115.4825 | 2013 | 12
CISO | J S Eastwood | 104 | 1 |  |  | Hydroelectric Pumped Storage | 199.8 | CA | Fresno | 37.1479 | -119.2567 | 1987 | 12
CISO | Jacumba Solar Farm |  |  | 60947 | Q664A | SOLR | [7 empty] | 20 | CA | San Diego
CISO | James B Black | 249 | 1 |  |  | Conventional Hydroelectric | 85.1 | CA | Shasta | 40.9923 | -121.9752 | 1966 | 2
CISO | James B Black | 249 | 2 |  |  | Conventional Hydroelectric | 83.5 | CA | Shasta | 40.9923 | -121.9752 | 1965 | 12
CISO | Java Solar, LLC | 65965 | JAVA |  |  | Solar Photovoltaic | 13.5 | CA | Kings | 36.2335 | -119.8163 | 2022 | 11
CISO | Johanna Energy Center, LLC | 63843 | SASP1 |  |  | Batteries | 20 | CA | Orange | 33.715 | -117.854 | 2021 | 6
CISO | Johnson Canyon Landfill |  |  | 58397 |  | BGAS | [7 empty] | 1.42 | CA | Monterey
CISO | KELLER CANYON LANDFILL GEN FACILICITY |  |  | 56897 |  | BGAS | [7 empty] | 3.56 | CA | CONTRA COSTA
CISO | KERN RIVER HYDRO UNITS 1-4 AGGREGATE |  |  | 340 |  | WATR | [7 empty] | 25.6 | CA | KERN
CISO | KERN RIVER PH 3 UNITS 1 & 2 AGGREGATE |  |  | 339 |  | WATR | [7 empty] | 36.8 | CA | Kern
CISO | Karen Avenue Wind Farm | 10718 | WND |  |  | Onshore Wind Turbine | 11.7 | CA | Riverside | 33.9219 | -116.5622 | 1985 | 1
CISO | Kaweah 1 | 337 | 1 |  |  | Conventional Hydroelectric | 2.3 | CA | Tulare | 36.4651 | -118.862 | 1929 | 5
CISO | Kaweah 2 | 336 | 2 |  |  | Conventional Hydroelectric | 1.8 | CA | Tulare | 36.4613 | -118.8799 | 1929 | 9
CISO | Kaweah 3 | 338 | 1 |  |  | Conventional Hydroelectric | 2.4 | CA | Tulare | 36.4861 | -118.8356 | 1913 | 5
CISO | Kaweah 3 | 338 | 2 |  |  | Conventional Hydroelectric | 2.4 | CA | Tulare | 36.4861 | -118.8356 | 1913 | 5
CISO | Kearny Mesa Storage LLC | 62441 | U1 |  |  | Batteries | 1 | CA | San Diego | 32.8153 | -117.1261 | 2020 | 2
CISO | Kearny North Energy Storage | 64612 | KNES |  |  | Batteries | 10 | CA | San Diego | 32.8335 | -117.1344 | 2022 | 2
CISO | Kearny South Energy Storage | 64614 | KSES |  |  | Batteries | 10 | CA | San Diego | 32.8329 | -117.1323 | 2022 | 2
CISO | Kekawaka Power House | 54654 | KEK1 |  |  | Conventional Hydroelectric | 4.9 | CA | Trinity | 40.0941 | -123.509 | 1989 | 12
CISO | Kelly Ridge | 418 | 1 |  |  | Conventional Hydroelectric | 10 | CA | Butte | 39.5318 | -121.4912 | 1963 | 9
CISO | Kerckhoff 2 | 682 | 1 |  |  | Conventional Hydroelectric | 139.5 | CA | Fresno | 37.0718 | -119.558 | 1983 | 5
CISO | Kern Canyon | 7911 | 1 |  |  | Conventional Hydroelectric | 11.5 | CA | Kern | 35.4407 | -118.7965 | 1921 | 8
CISO | Kern Front Limited | 50494 | KF1 |  |  | Natural Gas Fired Combustion Turbine | 24.9 | CA | Kern | 35.5165 | -119.0401 | 1989 | 2
CISO | Kern Front Limited | 50494 | KF2 |  |  | Natural Gas Fired Combustion Turbine | 24.9 | CA | Kern | 35.5165 | -119.0401 | 1989 | 2
CISO | Kern River Cogeneration | 10496 | GTAG |  |  | Natural Gas Fired Combustion Turbine | 75 | CA | Kern | 35.4515 | -118.9849 | 1985 | 7
CISO | Kern River Cogeneration | 10496 | GTBG |  |  | Natural Gas Fired Combustion Turbine | 75 | CA | Kern | 35.4515 | -118.9849 | 1985 | 7
CISO | Kern River Cogeneration | 10496 | GTCG |  |  | Natural Gas Fired Combustion Turbine | 75 | CA | Kern | 35.4515 | -118.9849 | 1985 | 7
CISO | Kern River Cogeneration | 10496 | GTDG |  |  | Natural Gas Fired Combustion Turbine | 75 | CA | Kern | 35.4515 | -118.9849 | 1985 | 7
CISO | Kern Sunset 1886-WD | 67750 | WEEDP |  |  | Solar Photovoltaic | 2.4 | CA | Kern | 35.2207 | -118.9089 | 2024 | 11
CISO | Kettleman Solar -Centaurus | 59633 | KS |  |  | Solar Photovoltaic | 20 | CA | Kings | 36.0508 | -119.9475 | 2015 | 7
CISO | Kettleman Solar Project | 58510 | PV5 |  |  | Solar Photovoltaic | 1 | CA | San Joaquin | 38.1214 | -121.1412 | 2014 | 4
CISO | King City Peaking | 55811 | CTG1 |  |  | Natural Gas Fired Combustion Turbine | 47.3 | CA | Monterey | 36.2248 | -121.1246 | 2002 | 4
CISO | King City Power Plant | 10294 | GTG |  |  | Natural Gas Fired Combined Cycle | 90.8 | CA | Monterey | 36.225 | -121.1278 | 1989 | 2
CISO | King City Power Plant | 10294 | STG |  |  | Natural Gas Fired Combined Cycle | 42.4 | CA | Monterey | 36.225 | -121.1278 | 1989 | 3
CISO | Kingbird A Solar LLC | 59868 | GEN01 |  |  | Solar Photovoltaic | 20 | CA | Kern | 34.819 | -118.432 | 2016 | 4
CISO | Kingbird B Solar, LLC | 60091 | GEN01 |  |  | Solar Photovoltaic | 20 | CA | Kern | 34.8242 | -118.4385 | 2016 | 4
CISO | Kings CSG 3 LLC Community Solar | 66676 | KING3 |  |  | Solar Photovoltaic | 3 | CA | Kings | 36.2492 | -119.8852 | 2025 | 1
CISO | Kings River PH | 254 | H1 |  |  | Conventional Hydroelectric | 48.6 | CA | Fresno | 36.8882 | -119.1588 | 1962 | 3
CISO | Kings River Syphon |  |  | 65033 | UNIT 1-4 | WATR | [7 empty] | 1.3 | CA | Fresno
CISO | Kingsburg Cogen | 10405 | GEN1 |  |  | Natural Gas Fired Combined Cycle | 23.1 | CA | Fresno | 36.5397 | -119.5794 | 1990 | 12
CISO | Kingsburg Cogen | 10405 | GEN2 |  |  | Natural Gas Fired Combined Cycle | 13.1 | CA | Fresno | 36.5397 | -119.5794 | 1990 | 12
CISO | Kingsburg Solar | 58304 | 1 |  |  | Solar Photovoltaic | 1.5 | CA | Tulare | 36.5053 | -119.5403 | 2013 | 12
CISO | Kingsburg Solar | 58304 | 2 |  |  | Solar Photovoltaic | 1.5 | CA | Tulare | 36.5053 | -119.5403 | 2013 | 12
CISO | Kumeyaay Wind | 56295 | 1 |  |  | Onshore Wind Turbine | 50 | CA | San Diego | 32.7056 | -116.3425 | 2005 | 12
CISO | LACSD CARSON WATER POLLUTION AGGREGATE |  |  | 10091 |  | GAS | [7 empty] | 8 | CA | Los Angeles
CISO | LR2 |  |  |  |  | GAS | [7 empty] | 322 | MX | Mexicali
CISO | LUNDY |  |  | 342 |  | WATR | [7 empty] | 3 | CA | Mono
CISO | La Joya Del Sol | 58118 | JDS1 |  |  | Solar Photovoltaic | 1.5 | CA | Fresno | 36.6786 | -119.7975 | 2012 | 12
CISO | La Paloma Generating Plant | 55151 | GEN1 |  |  | Natural Gas Fired Combined Cycle | 289 | CA | Kern | 35.2956 | -119.5919 | 2003 | 1
CISO | La Paloma Generating Plant | 55151 | GEN2 |  |  | Natural Gas Fired Combined Cycle | 289 | CA | Kern | 35.2956 | -119.5919 | 2003 | 1
CISO | La Paloma Generating Plant | 55151 | GEN3 |  |  | Natural Gas Fired Combined Cycle | 289 | CA | Kern | 35.2956 | -119.5919 | 2003 | 3
CISO | La Paloma Generating Plant | 55151 | GEN4 |  |  | Natural Gas Fired Combined Cycle | 289 | CA | Kern | 35.2956 | -119.5919 | 2003 | 3
CISO | Lake Herman | 64676 | 359 |  |  | Solar Photovoltaic | 5 | CA | Solano | 38.0971 | -122.1417 | 2021 | 11
CISO | Lake Mathews | 6644 | 1 |  |  | Conventional Hydroelectric | 4.9 | CA | Riverside | 33.8553 | -117.4537 | 1980 | 8
CISO | Lakeview Battery Storage Facility | 66619 | AFTW |  |  | Batteries | 1.2 | CA | Kern | 35.0951 | -119.0659 | 2024 | 12
CISO | Lambie Energy Center | 55626 | CT1 |  |  | Natural Gas Fired Combustion Turbine | 47 | CA | Solano | 38.2216 | -121.8683 | 2003 | 1
CISO | Lancaster Little Rock | 59262 | LLRC |  |  | Solar Photovoltaic | 5 | CA | Los Angeles | 34.5994 | -117.9328 | 2014 | 12
CISO | Lancaster Solar 1 | 59167 | LS1 |  |  | Solar Photovoltaic | 1.5 | CA | Los Angeles | 34.715 | -118.095 | 2014 | 11
CISO | Lancaster WAD B | 59739 | LWADB |  |  | Solar Photovoltaic | 3 | CA | Los Angeles | 34.7802 | -118.1933 | 2017 | 4
CISO | Lara 2 Hybrid | 67234 | LARAS |  |  | Solar Photovoltaic | 0.7 | CA | Merced | 36.9894 | -120.8781 | 2025 | 9
CISO | Larkspur Energy Facility | 55542 | CTG1 |  |  | Natural Gas Fired Combustion Turbine | 49.9 | CA | San Diego | 32.567 | -116.9442 | 2001 | 7
CISO | Larkspur Energy Facility | 55542 | CTG2 |  |  | Natural Gas Fired Combustion Turbine | 49.9 | CA | San Diego | 32.567 | -116.9442 | 2001 | 7
CISO | LeConte Energy Storage | 64701 | LCES |  |  | Batteries | 125 | CA | Imperial | 32.6772 | -115.6702 | 2022 | 9
CISO | Lead BESS 1 | 66660 | HAN |  |  | Batteries | 99.4 | CA | Kings | 36.2695 | -119.6487 | 2025 | 8
CISO | Lead BESS 2 | 66662 | BIA |  |  | Batteries | 32 | CA | Kings | 36.2695 | -119.6487 | 2025 | 8
CISO | Lemoore 1 | 60142 | LEPV1 |  |  | Solar Photovoltaic | 1.5 | CA | Kings | 36.2579 | -119.7981 | 2016 | 2
CISO | Lincoln Landfill Power Plant |  |  | 57988 |  | BGAS | [7 empty] | 4.98 | CA | Placer
CISO | Lindsay Solar | 58308 | 1 |  |  | Solar Photovoltaic | 1.5 | CA | Tulare | 36.2119 | -119.1339 | 2014 | 1
CISO | Lindsay Solar | 58308 | 3 |  |  | Solar Photovoltaic | 1.5 | CA | Tulare | 36.2119 | -119.1339 | 2014 | 1
CISO | Lindsay Solar | 58308 | 4 |  |  | Solar Photovoltaic | 1 | CA | Tulare | 36.2119 | -119.1339 | 2014 | 1
CISO | Little Bear 3 | 62463 | GEN01 |  |  | Solar Photovoltaic | 20 | CA | Fresno | 36.716 | -120.415 | 2020 | 12
CISO | Little Bear 4 | 62464 | GEN01 |  |  | Solar Photovoltaic | 50 | CA | Fresno | 36.716 | -120.415 | 2020 | 12
CISO | Little Bear 5 | 62465 | GEN01 |  |  | Solar Photovoltaic | 50 | CA | Fresno | 36.716 | -120.415 | 2020 | 12
CISO | Little Bear Solar 1, LLC | 59870 | GEN01 |  |  | Solar Photovoltaic | 40 | CA | Fresno | 36.716 | -120.415 | 2020 | 12
CISO | Little Rock Pham Solar | 60026 | PV1 |  |  | Solar Photovoltaic | 3 | CA | Los Angeles | 34.6002 | -117.9475 | 2015 | 12
CISO | Live Oak Limited | 54768 | GEN1 |  |  | Natural Gas Fired Combustion Turbine | 46 | CA | Kern | 35.4837 | -119.0298 | 1992 | 3
CISO | Lockhart ESS, LLC | 66946 | LHESS |  |  | Batteries | 45 | CA | San Bernardino | 35.0325 | -117.3567 | 2024 | 7
CISO | Lockhart Solar PV II | 66699 | LOC2 |  |  | Solar Photovoltaic | 84.4 | CA | San Bernardino | 35.0435 | -117.3489 | 2023 | 7
CISO | Lockhart Solar PV, LLC | 10444 | LOC1 |  |  | Solar Photovoltaic | 100.4 | CA | San Bernardino | 35.0308 | -117.3563 | 2023 | 7
CISO | Lodi | 7451 | 1 |  |  | Natural Gas Fired Combustion Turbine | 27.4 | CA | San Joaquin | 38.1466 | -121.3005 | 1986 | 2
CISO | Lodi Energy Center | 57978 | CT1 |  |  | Natural Gas Fired Combined Cycle | 185 | CA | San Joaquin | 38.0881 | -121.3875 | 2012 | 11
CISO | Lodi Energy Center | 57978 | ST1 |  |  | Natural Gas Fired Combined Cycle | 103.9 | CA | San Joaquin | 38.0881 | -121.3875 | 2012 | 11
CISO | Lone Valley Solar Park I LLC | 58417 | CP1 |  |  | Solar Photovoltaic | 10 | CA | San Bernardino | 34.3981 | -116.8655 | 2014 | 12
CISO | Lone Valley Solar Park II LLC | 59237 | CPII |  |  | Solar Photovoltaic | 20 | CA | San Bernardino | 34.4083 | -116.8625 | 2014 | 12
CISO | Long Beach Generation LLC | 341 | CT1 |  |  | Natural Gas Fired Combustion Turbine | 63 | CA | Los Angeles | 33.7641 | -118.2248 | 1976 | 12
CISO | Long Beach Generation LLC | 341 | CT2 |  |  | Natural Gas Fired Combustion Turbine | 63 | CA | Los Angeles | 33.7641 | -118.2248 | 1976 | 12
CISO | Long Beach Generation LLC | 341 | CT3 |  |  | Natural Gas Fired Combustion Turbine | 63 | CA | Los Angeles | 33.7641 | -118.2248 | 1976 | 12
CISO | Long Beach Generation LLC | 341 | CT4 |  |  | Natural Gas Fired Combustion Turbine | 63 | CA | Los Angeles | 33.7641 | -118.2248 | 1976 | 12
CISO | Longboat Solar, LLC | 60485 | PV1 |  |  | Solar Photovoltaic | 20 | CA | San Bernardino | 34.541 | -117.061 | 2016 | 12
CISO | Los Alamitos 1 |  |  | 66533 | NA | HYBD | [7 empty] | 10 | CA | Orange
CISO | Los Alamitos 2 |  |  | 66532 | NA | HYBD | [7 empty] | 10 | CA | Orange
CISO | Los Esteros Critical Energy Center | 55748 | CAG5 |  |  | Natural Gas Fired Combined Cycle | 126.1 | CA | Santa Clara | 37.425 | -121.9319 | 2013 | 8
CISO | Los Esteros Critical Energy Center | 55748 | CTG1 |  |  | Natural Gas Fired Combined Cycle | 45 | CA | Santa Clara | 37.425 | -121.9319 | 2003 | 2
CISO | Los Esteros Critical Energy Center | 55748 | CTG2 |  |  | Natural Gas Fired Combined Cycle | 45 | CA | Santa Clara | 37.425 | -121.9319 | 2003 | 2
CISO | Los Esteros Critical Energy Center | 55748 | CTG3 |  |  | Natural Gas Fired Combined Cycle | 45 | CA | Santa Clara | 37.425 | -121.9319 | 2003 | 2
CISO | Los Esteros Critical Energy Center | 55748 | CTG4 |  |  | Natural Gas Fired Combined Cycle | 45 | CA | Santa Clara | 37.425 | -121.9319 | 2003 | 2
CISO | Los Medanos Energy Center | 55217 | CTG1 |  |  | Natural Gas Fired Combined Cycle | 198.9 | CA | Contra Costa | 38.0301 | -121.873 | 2001 | 8
CISO | Los Medanos Energy Center | 55217 | CTG2 |  |  | Natural Gas Fired Combined Cycle | 198.9 | CA | Contra Costa | 38.0301 | -121.873 | 2001 | 8
CISO | Los Medanos Energy Center | 55217 | STG3 |  |  | Natural Gas Fired Combined Cycle | 280.5 | CA | Contra Costa | 38.0301 | -121.873 | 2001 | 8
CISO | Lost Creek I | 10708 | GEN1 |  |  | Conventional Hydroelectric | 1.1 | CA | Shasta | 40.7576 | -121.4145 | 1989 | 12
CISO | Lost Hills/Blackwell | 58711 | BLKW |  |  | Solar Photovoltaic | 12 | CA | Kern | 35.62 | -119.85 | 2015 | 4
CISO | Lost Hills/Blackwell | 58711 | LTHL |  |  | Solar Photovoltaic | 20 | CA | Kern | 35.62 | -119.85 | 2015 | 4
CISO | Luciana | 64909 | TSC |  |  | Solar Photovoltaic | 55.8 | CA | Tulare | 35.8237 | -119.0623 | 2022 | 4
CISO | Luna Storage | 63685 | LUNA |  |  | Batteries | 100 | CA | Los Angeles | 34.6833 | -118.3053 | 2022 | 6
CISO | MILL CREEK PSP |  |  | 7147 | 38415 | WATR | [7 empty] | 3.93 | CA | San Bernardino
CISO | MIRAMAR LANDFILL |  |  | 55094 |  | BGAS | [7 empty] | 5 | CA | San Diego
CISO | MM Tulare |  |  | 55160 |  | BIOM | [7 empty] | 1.5 | CA | Tulare
CISO | MM West Covina | 54015 | GEN2 |  |  | Landfill Gas | 6.8 | CA | Los Angeles | 34.0332 | -117.9061 | 1993 | 6
CISO | MM Yolo Power LLC |  |  | 54567 |  | BGAS | [7 empty] | 4 | CA | Yolo
CISO | MOJAVE SIPHON POWER PLANT |  |  | 7072 |  | WATR | [7 empty] | 14.36 | CA | San Bernardino
CISO | MONTICELLO HYDRO AGGREGATE |  |  | 7646 |  | WATR | [7 empty] | 12.5 | CA | Solano
CISO | MWWTP PGS 1 - ENGINES |  |  | 56036 | GEN1-3 | BGAS | [7 empty] | 6.9 | CA | Alameda
CISO | Madelyn Solar, LLC | 59409 | SNL17 |  |  | Solar Photovoltaic | 1 | CA | San Bernardino | 34.7683 | -117.3236 | 2014 | 12
CISO | Madera 1 PV | 61421 | MDRA1 |  |  | Solar Photovoltaic | 1.5 | CA | Madera | 37.0565 | -120.167 | 2017 | 12
CISO | Malaga Power Aggregate |  |  | 56239 |  | GAS | [7 empty] | 96.61 | CA | FRESNO
CISO | Malaga Power LLC | 56239 | GT-2 |  |  | Natural Gas Fired Combustion Turbine | 60.5 | CA | Fresno | 36.6896 | -119.7399 | 2005 | 9
CISO | Malburg | 56041 | M1 |  |  | Natural Gas Fired Combined Cycle | 40 | CA | Los Angeles | 33.9986 | -118.2219 | 2005 | 10
CISO | Malburg | 56041 | M2 |  |  | Natural Gas Fired Combined Cycle | 40 | CA | Los Angeles | 33.9986 | -118.2219 | 2005 | 10
CISO | Malburg | 56041 | M3 |  |  | Natural Gas Fired Combined Cycle | 50 | CA | Los Angeles | 33.9986 | -118.2219 | 2005 | 10
CISO | Mammoth G1 |  |  | 10480 |  | GEOT | [7 empty] | 7.2 | CA | Mono
CISO | Mammoth G2 |  |  | 10481 | 1, 2, 3 | GEOT | [7 empty] | 10.5 | CA | Mono
CISO | Mammoth G3 |  |  | 10481 |  | GEOT | [7 empty] | 14 | CA | Mono
CISO | Manteca Land PV | 61115 | MANT1 |  |  | Solar Photovoltaic | 1 | CA | San Joaquin | 37.8401 | -121.2162 | 2017 | 12
CISO | Manzana Wind LLC | 57484 | GEN1 |  |  | Onshore Wind Turbine | 189 | CA | Kern | 34.9349 | -118.4612 | 2012 | 12
CISO | Marathon Bay Area Cogen | 10342 | TG1 |  |  | Natural Gas Fired Combined Cycle | 40 | CA | Contra Costa | 38.0244 | -122.0589 | 1987 | 2
CISO | Marathon Bay Area Cogen | 10342 | TG2 |  |  | Natural Gas Fired Combined Cycle | 40 | CA | Contra Costa | 38.0244 | -122.0589 | 1987 | 2
CISO | Marathon Bay Area Cogen | 10342 | TG3 |  |  | Natural Gas Fired Combined Cycle | 33.5 | CA | Contra Costa | 38.0244 | -122.0589 | 1987 | 2
CISO | Maricopa West Solar PV, LLC | 59607 | MWS |  |  | Solar Photovoltaic | 20 | CA | Kern | 35.1153 | -119.3178 | 2015 | 12
CISO | Marin Clean Energy Solar One | 61013 | MCES1 |  |  | Solar Photovoltaic | 10.5 | CA | Contra Costa | 37.9453 | -122.3772 | 2017 | 12
CISO | Marina Land Fill Gas |  |  | 10748 |  | OTHR | [7 empty] | 4.53 | CA | Monterey
CISO | Mariposa Energy Project | 57483 | CTG1 |  |  | Natural Gas Fired Combustion Turbine | 49.9 | CA | Alameda | 37.7892 | -121.6019 | 2012 | 10
CISO | Mariposa Energy Project | 57483 | CTG2 |  |  | Natural Gas Fired Combustion Turbine | 49.9 | CA | Alameda | 37.7892 | -121.6019 | 2012 | 10
CISO | Mariposa Energy Project | 57483 | CTG3 |  |  | Natural Gas Fired Combustion Turbine | 49.9 | CA | Alameda | 37.7892 | -121.6019 | 2012 | 10
CISO | Mariposa Energy Project | 57483 | CTG4 |  |  | Natural Gas Fired Combustion Turbine | 49.9 | CA | Alameda | 37.7892 | -121.6019 | 2012 | 10
CISO | Marsh Landing Generating Station | 57267 | 1 |  |  | Natural Gas Fired Combustion Turbine | 207 | CA | Contra Costa | 38.0169 | -121.765 | 2013 | 5
CISO | Marsh Landing Generating Station | 57267 | 2 |  |  | Natural Gas Fired Combustion Turbine | 207 | CA | Contra Costa | 38.0169 | -121.765 | 2013 | 5
CISO | Marsh Landing Generating Station | 57267 | 3 |  |  | Natural Gas Fired Combustion Turbine | 207 | CA | Contra Costa | 38.0169 | -121.765 | 2013 | 5
CISO | Marsh Landing Generating Station | 57267 | 4 |  |  | Natural Gas Fired Combustion Turbine | 207 | CA | Contra Costa | 38.0169 | -121.765 | 2013 | 5
CISO | Martinez Refining | 54912 | GTG1 |  |  | Natural Gas Fired Combined Cycle | 40 | CA | Contra Costa | 38.0169 | -122.1117 | 1995 | 11
CISO | Martinez Refining | 54912 | GTG2 |  |  | Natural Gas Fired Combined Cycle | 40 | CA | Contra Costa | 38.0169 | -122.1117 | 1996 | 1
CISO | Martinez Refining | 54912 | STG1 |  |  | Other Gases | 20 | CA | Contra Costa | 38.0169 | -122.1117 | 1995 | 12
CISO | Marvel 2 |  |  | 65988 | 65169 | LESR | [7 empty] | 74.94 | CA | Riverside
CISO | Matthews Dam Hydro |  |  | 10128 | NA | WATR | [7 empty] | 1.35 | CA | Trinity
CISO | Maverick Solar 6, LLC | 64105 | MAV03 |  |  | Solar Photovoltaic | 100 | CA | Riverside | 33.7 | -115.38 | 2021 | 11
CISO | Maverick Solar 6, LLC | 64105 | MAV04 |  |  | Batteries | 50 | CA | Riverside | 33.7 | -115.38 | 2022 | 6
CISO | Maverick Solar, LLC | 62178 | MAV01 |  |  | Solar Photovoltaic | 125 | CA | Riverside | 33.7 | -115.38 | 2020 | 12
CISO | McCoy Solar Energy Project Hybrid | 58462 | 1 |  |  | Solar Photovoltaic | 41.9 | CA | Riverside | 33.6947 | -114.7397 | 2016 | 3
CISO | McCoy Solar Energy Project Hybrid | 58462 | BLK2 |  |  | Solar Photovoltaic | 21 | CA | Riverside | 33.6947 | -114.7397 | 2016 | 4
CISO | McCoy Solar Energy Project Hybrid | 58462 | BLK3 |  |  | Solar Photovoltaic | 39.6 | CA | Riverside | 33.6947 | -114.7397 | 2016 | 6
CISO | McCoy Solar Energy Project Hybrid | 58462 | BLK4 |  |  | Solar Photovoltaic | 31.4 | CA | Riverside | 33.6947 | -114.7397 | 2015 | 9
CISO | McCoy Solar Energy Project Hybrid | 58462 | BLK5 |  |  | Solar Photovoltaic | 31.4 | CA | Riverside | 33.6947 | -114.7397 | 2015 | 11
CISO | McCoy Solar Energy Project Hybrid | 58462 | BLK6 |  |  | Solar Photovoltaic | 26.9 | CA | Riverside | 33.6947 | -114.7397 | 2015 | 12
CISO | McCoy Solar Energy Project Hybrid | 58462 | BLK7 |  |  | Solar Photovoltaic | 41.9 | CA | Riverside | 33.6947 | -114.7397 | 2016 | 1
CISO | McCoy Solar Energy Project Hybrid | 58462 | BLK8 |  |  | Solar Photovoltaic | 36.5 | CA | Riverside | 33.6947 | -114.7397 | 2015 | 8
CISO | McCoy Solar Energy Project Hybrid | 58462 | MCST1 |  |  | Batteries | 230 | CA | Riverside | 33.6947 | -114.7397 | 2021 | 7
CISO | McFarland A Solar and Storage | 66636 | BESS |  |  | Batteries | 100 | AZ | Yuma | 32.9513 | -113.4905 | 2023 | 12
CISO | McFarland A Solar and Storage | 66636 | MCFRA |  |  | Solar Photovoltaic | 200 | AZ | Yuma | 32.9513 | -113.4905 | 2023 | 12
CISO | McFarland B Solar and Storage | 66637 | BESS |  |  | Batteries | 150 | AZ | Yuma | 32.9575 | -113.476 | 2024 | 12
CISO | McFarland B Solar and Storage | 66637 | MCFRB |  |  | Solar Photovoltaic | 300 | AZ | Yuma | 32.9575 | -113.476 | 2024 | 12
CISO | McFarland C | 67498 | MCFRC |  |  | Batteries | 185 | AZ | Yuma | 32.946 | -113.4916 | 2025 | 5
CISO | McFarland Solar B BESS |  |  | 6637 |  | LESR | [7 empty] | 150 | CA | Yuma
CISO | McGrath Peaker | 56471 | 1 |  |  | Natural Gas Fired Combustion Turbine | 49.8 | CA | Ventura | 34.2056 | -119.2469 | 2012 | 11
CISO | McKittrick Cogen |  |  | 52076 |  | GAS | [7 empty] | 11.2 | CA | KERN
CISO | McKittrick Limited | 50612 | GEN1 |  |  | Natural Gas Fired Combustion Turbine | 46 | CA | Kern | 35.3195 | -119.662 | 1991 | 10
CISO | McSwain | 410 | 1 |  |  | Conventional Hydroelectric | 9 | CA | Mariposa | 37.5221 | -120.3101 | 1967 | 7
CISO | Melrose BESS | 66281 | 1 |  |  | Batteries | 10 | CA | San Diego | 33.2072 | -117.2528 | 2024 | 3
CISO | Melrose BESS | 66281 | 2 |  |  | Batteries | 10 | CA | San Diego | 33.2072 | -117.2528 | 2024 | 3
CISO | Menifee Power Bank | 66494 | NOVA1 |  |  | Batteries | 230 | CA | Riverside | 33.739 | -117.1698 | 2024 | 6
CISO | Menifee Power Bank | 66494 | NOVA2 |  |  | Batteries | 230 | CA | Riverside | 33.739 | -117.1698 | 2024 | 7
CISO | Menifee Power Bank | 66494 | NOVA3 |  |  | Batteries | 50 | CA | Riverside | 33.739 | -117.1698 | 2024 | 8
CISO | Menifee Power Bank | 66494 | NOVA4 |  |  | Batteries | 110 | CA | Riverside | 33.739 | -117.1698 | 2024 | 9
CISO | Merced 1 PV | 61420 | MRCD1 |  |  | Solar Photovoltaic | 3 | CA | Merced | 36.9895 | -120.8781 | 2018 | 4
CISO | Merced Falls | 258 | 1 |  |  | Conventional Hydroelectric | 3.4 | CA | Merced | 37.523 | -120.3299 | 1930 | 7
CISO | Merced Solar LLC | 59265 | PV8 |  |  | Solar Photovoltaic | 1.5 | CA | Merced | 37.2678 | -120.4844 | 2014 | 12
CISO | Mesa Wind Power LLC | 50535 | WGNS |  |  | Onshore Wind Turbine | 33.6 | CA | Riverside | 33.9461 | -116.6769 | 1984 | 11
CISO | Mesquite Solar 1 | 57707 | 1 |  |  | Solar Photovoltaic | 16 | AZ | Maricopa | 33.3418 | -112.904 | 2011 | 11
CISO | Mesquite Solar 1 | 57707 | 10 |  |  | Solar Photovoltaic | 12 | AZ | Maricopa | 33.3418 | -112.904 | 2012 | 10
CISO | Mesquite Solar 1 | 57707 | 11 |  |  | Solar Photovoltaic | 16 | AZ | Maricopa | 33.3418 | -112.904 | 2012 | 10
CISO | Mesquite Solar 1 | 57707 | 12 |  |  | Solar Photovoltaic | 16 | AZ | Maricopa | 33.3418 | -112.904 | 2012 | 12
CISO | Mesquite Solar 1 | 57707 | 2 |  |  | Solar Photovoltaic | 16 | AZ | Maricopa | 33.3418 | -112.904 | 2012 | 1
CISO | Mesquite Solar 1 | 57707 | 3 |  |  | Solar Photovoltaic | 10 | AZ | Maricopa | 33.3418 | -112.904 | 2011 | 12
CISO | Mesquite Solar 1 | 57707 | 4 |  |  | Solar Photovoltaic | 16 | AZ | Maricopa | 33.3418 | -112.904 | 2012 | 5
CISO | Mesquite Solar 1 | 57707 | 5 |  |  | Solar Photovoltaic | 16 | AZ | Maricopa | 33.3418 | -112.904 | 2012 | 6
CISO | Mesquite Solar 1 | 57707 | 6 |  |  | Solar Photovoltaic | 8 | AZ | Maricopa | 33.3418 | -112.904 | 2012 | 8
CISO | Mesquite Solar 1 | 57707 | 7 |  |  | Solar Photovoltaic | 16 | AZ | Maricopa | 33.3418 | -112.904 | 2012 | 9
CISO | Mesquite Solar 1 | 57707 | 8 |  |  | Solar Photovoltaic | 12 | AZ | Maricopa | 33.3418 | -112.904 | 2012 | 10
CISO | Mesquite Solar 1 | 57707 | 9 |  |  | Solar Photovoltaic | 16 | AZ | Maricopa | 33.3418 | -112.904 | 2012 | 10
CISO | Mesquite Solar 2, LLC | 60307 | 1 |  |  | Solar Photovoltaic | 100 | AZ | Maricopa | 33.3328 | -112.9114 | 2016 | 12
CISO | Mesquite Solar 3, LLC | 60308 | 1 |  |  | Solar Photovoltaic | 150 | AZ | Maricopa | 33.3476 | -112.9368 | 2016 | 12
CISO | Mesquite Solar 4, LLC | 65962 | MS4 |  |  | Solar Photovoltaic | 52.5 | AZ | Maricopa | 33.3265 | -112.9189 | 2024 | 1
CISO | Mesquite Solar 4, LLC | 65962 | MS4B |  |  | Batteries | 10 | AZ | Maricopa | 33.3265 | -112.9189 | 2024 | 1
CISO | Metcalf Energy Center | 55393 | CTG1 |  |  | Natural Gas Fired Combined Cycle | 200 | CA | Santa Clara | 37.2207 | -121.7457 | 2005 | 6
CISO | Metcalf Energy Center | 55393 | CTG2 |  |  | Natural Gas Fired Combined Cycle | 200 | CA | Santa Clara | 37.2207 | -121.7457 | 2005 | 6
CISO | Metcalf Energy Center | 55393 | STG1 |  |  | Natural Gas Fired Combined Cycle | 235 | CA | Santa Clara | 37.2207 | -121.7457 | 2005 | 6
CISO | Middle Fork | 425 | 1 |  |  | Conventional Hydroelectric | 61.2 | CA | Placer | 39.0248 | -120.5964 | 1966 | 10
CISO | Middle Fork | 425 | 2 |  |  | Conventional Hydroelectric | 61.2 | CA | Placer | 39.0248 | -120.5964 | 1966 | 10
CISO | Midway Peaking LLC | 56639 | 1 |  |  | Natural Gas Fired Combustion Turbine | 69.9 | CA | Fresno | 36.6541 | -120.5797 | 2009 | 5
CISO | Midway Peaking LLC | 56639 | 2 |  |  | Natural Gas Fired Combustion Turbine | 69.9 | CA | Fresno | 36.6541 | -120.5797 | 2009 | 5
CISO | Midway Sunset Cogen | 52169 | A |  |  | Natural Gas Fired Combustion Turbine | 78 | CA | Kern | 35.2269 | -119.6294 | 1989 | 5
CISO | Midway Sunset Cogen | 52169 | B |  |  | Natural Gas Fired Combustion Turbine | 78 | CA | Kern | 35.2269 | -119.6294 | 1989 | 5
CISO | Midway Sunset Cogen | 52169 | C |  |  | Natural Gas Fired Combustion Turbine | 78 | CA | Kern | 35.2269 | -119.6294 | 1989 | 5
CISO | Miguel BESS |  |  | 60723 | 61107 | LESR | [7 empty] | 2 | CA | San Diego
CISO | Mira Loma Energy Storage Facility | 60661 | 013A |  |  | Batteries | 10 | CA | San Bernardino | 34.0061 | -117.5609 | 2016 | 12
CISO | Mira Loma Energy Storage Facility | 60661 | 013B |  |  | Batteries | 10 | CA | San Bernardino | 34.0061 | -117.5609 | 2016 | 12
CISO | Mira Loma Peaker | 56473 | 1 |  |  | Natural Gas Fired Combustion Turbine | 49.8 | CA | San Bernardino | 34.0053 | -117.5604 | 2007 | 9
CISO | Miramar Energy Facility | 56232 | 1 |  |  | Natural Gas Fired Combustion Turbine | 53 | CA | San Diego | 32.8769 | -117.1664 | 2005 | 6
CISO | Miramar Energy Facility | 56232 | 2 |  |  | Natural Gas Fired Combustion Turbine | 53 | CA | San Diego | 32.8769 | -117.1664 | 2009 | 8
CISO | Mission Solar LLC | 59267 | PV9 |  |  | Solar Photovoltaic | 1.5 | CA | Merced | 37.2678 | -120.4825 | 2014 | 12
CISO | Mitchell Solar, LLC | 59411 | SNL18 |  |  | Solar Photovoltaic | 1.5 | CA | San Bernardino | 34.765 | -117.3236 | 2014 | 12
CISO | Moccasin | 381 | 1 |  |  | Conventional Hydroelectric | 45 | CA | Tuolumne | 37.8094 | -120.2993 | 1969 | 8
CISO | Moccasin | 381 | 2 |  |  | Conventional Hydroelectric | 51.8 | CA | Tuolumne | 37.8094 | -120.2993 | 1969 | 9
CISO | Mojave 16/17/18 | 50821 | GEN1 |  |  | Onshore Wind Turbine | 88.5 | CA | Kern | 35.045 | -118.2642 | 1989 | 12
CISO | Mojave 3/4/5 | 52142 | GEN1 |  |  | Onshore Wind Turbine | 75 | CA | Kern | 35.0506 | -118.2572 | 1990 | 12
CISO | Mojave 89 BESS 2B |  |  | 50821 |  | LESR | [7 empty] | 70.6 | CA | Kern
CISO | Mojave Solar Project | 57331 | MSP1 |  |  | Solar Thermal without Energy Storage | 140 | CA | San Bernardino | 35.0177 | -117.3391 | 2014 | 12
CISO | Mojave Solar Project | 57331 | MSP2 |  |  | Solar Thermal without Energy Storage | 140 | CA | San Bernardino | 35.0177 | -117.3391 | 2014 | 12
CISO | Montezuma Wind II | 57701 | 1 |  |  | Onshore Wind Turbine | 78.2 | CA | Solano | 38.1167 | -121.8219 | 2012 | 1
CISO | Montgomery Creek Hydro | 55009 | GEN1 |  |  | Conventional Hydroelectric | 2.6 | CA | Shasta | 40.8468 | -121.9564 | 1987 | 1
CISO | Morelos del Sol | 60007 | MORLS |  |  | Solar Photovoltaic | 15 | CA | Kern | 35.7314 | -119.8187 | 2015 | 11
CISO | Morgan Lancaster 1 | 59942 | ML1 |  |  | Solar Photovoltaic | 1.5 | CA | Los Angeles | 34.6608 | -118.0836 | 2015 | 9
CISO | Mount Signal Solar Farm II | 61353 | IVS2 |  |  | Solar Photovoltaic | 153.5 | CA | Imperial | 32.6685 | -115.6292 | 2020 | 1
CISO | Mount Signal Solar Farm V | 61202 | MTSG3 |  |  | Solar Photovoltaic | 252.3 | CA | Imperial | 32.6788 | -115.5672 | 2018 | 11
CISO | Mountain View III | 56112 | V47 |  |  | Onshore Wind Turbine | 22.4 | CA | Riverside | 33.9141 | -116.5914 | 2003 | 12
CISO | Mountain View IV | 57459 | 1 |  |  | Onshore Wind Turbine | 49 | CA | Riverside | 33.8816 | -116.5527 | 2012 | 2
CISO | Mountain View Power Project I Repower |  |  | 55719 | W13201 | WIND | [7 empty] | 66.6 | CA | Riverside
CISO | Mountainview Generating Station | 358 | MV3A |  |  | Natural Gas Fired Combined Cycle | 164.6 | CA | San Bernardino | 34.0818 | -117.2418 | 2005 | 12
CISO | Mountainview Generating Station | 358 | MV3B |  |  | Natural Gas Fired Combined Cycle | 164.6 | CA | San Bernardino | 34.0818 | -117.2418 | 2005 | 12
CISO | Mountainview Generating Station | 358 | MV3C |  |  | Natural Gas Fired Combined Cycle | 189.2 | CA | San Bernardino | 34.0818 | -117.2418 | 2005 | 12
CISO | Mountainview Generating Station | 358 | MV4A |  |  | Natural Gas Fired Combined Cycle | 164.6 | CA | San Bernardino | 34.0818 | -117.2418 | 2006 | 1
CISO | Mountainview Generating Station | 358 | MV4B |  |  | Natural Gas Fired Combined Cycle | 164.6 | CA | San Bernardino | 34.0818 | -117.2418 | 2006 | 1
CISO | Mountainview Generating Station | 358 | MV4C |  |  | Natural Gas Fired Combined Cycle | 189.2 | CA | San Bernardino | 34.0818 | -117.2418 | 2006 | 1
CISO | Mt Poso Cogeneration | 54626 | TG01 |  |  | Wood/Wood Waste Biomass | 62 | CA | Kern | 35.5763 | -119.0062 | 1989 | 5
CISO | Muck Valley Hydroelectric | 10458 | GEN1 |  |  | Conventional Hydroelectric | 29.9 | CA | Lassen | 40.9764 | -121.2558 | 1988 | 12
CISO | Murphys | 261 | 1 |  |  | Conventional Hydroelectric | 3.6 | CA | Calaveras | 38.1471 | -120.4464 | 1954 | 3
CISO | Mustang Hills LLC | 57833 | AW06 |  |  | Onshore Wind Turbine | 150 | CA | Kern | 35.0309 | -118.2932 | 2012 | 5
CISO | Mustang Two | 62015 | M2BAR |  |  | Solar Photovoltaic | 50 | CA | Kings | 36.2168 | -119.8964 | 2020 | 11
CISO | Mustang Two | 62015 | M2WHI |  |  | Solar Photovoltaic | 100 | CA | Kings | 36.2168 | -119.8964 | 2020 | 11
CISO | NEW HOGAN PH AGGREGATE |  |  | 50755 |  | WATR | [7 empty] | 4 | CA | Calaveras
CISO | NLP Granger | 60516 | PV1 |  |  | Solar Photovoltaic | 3 | CA | San Diego | 33.2704 | -117.0588 | 2016 | 9
CISO | Nachtigall 1836-WD | 67747 | NACHT |  |  | Solar Photovoltaic | 4.6 | CA | Kern | 35.6087 | -119.3258 | 2024 | 12
CISO | Nacimiento Hydroelectric Plant |  |  | 50352 |  | WATR | [7 empty] | 3.8 | CA | San Luis Obispo
CISO | Narrows 2 | 455 | 1 |  |  | Conventional Hydroelectric | 46.7 | CA | Yuba | 39.239 | -121.2704 | 1969 | 12
CISO | Narrows PH | 262 | 1 |  |  | Conventional Hydroelectric | 10.2 | CA | Nevada | 39.2364 | -121.2717 | 1942 | 12
CISO | Neal Road Landfill Generating Facility |  |  | 58395 |  | BGAS | [7 empty] | 2.1 | CA | Kern
CISO | Newcastle | 632 | 1 |  |  | Conventional Hydroelectric | 12.7 | CA | Placer | 38.8352 | -121.093 | 1986 | 12
CISO | NextEra Westside PV | 60981 | WS526 |  |  | Solar Photovoltaic | 20 | CA | Fresno | 36.3818 | -120.1345 | 2017 | 3
CISO | Nickel 1 Solar Facility | 58034 | 1 |  |  | Solar Photovoltaic | 1.5 | CA | Kern | 35.6473 | -119.7165 | 2012 | 11
CISO | Nicolis Solar PV Plant | 59600 | GEN1 |  |  | Solar Photovoltaic | 20 | CA | Tulare | 35.8358 | -119.0561 | 2016 | 9
CISO | North Central Valley | 66208 | NCV |  |  | Batteries | 132 | CA | San Joaquin | 38.0153 | -121.0178 | 2023 | 8
CISO | North Fork Community Power | 60192 | NFCP1 |  |  | Other Waste Biomass | 1.7 | CA | Madera | 37.2315 | -119.4942 | 2024 | 11
CISO | North Lancaster Ranch | 59962 | NLR |  |  | Solar Photovoltaic | 20 | CA | Los Angeles | 34.7195 | -118.313 | 2016 | 12
CISO | North Midway Cogens 5A 5B |  |  | 62176 |  | GAS | [7 empty] | 9.6 | CA | Kern
CISO | North Palm Springs 1A | 57743 | 1 |  |  | Solar Photovoltaic | 2.5 | CA | Riverside | 33.9242 | -116.5933 | 2012 | 4
CISO | North Palm Springs 4A | 57722 | 1 |  |  | Solar Photovoltaic | 4 | CA | Riverside | 33.9097 | -116.5625 | 2012 | 10
CISO | North Rosamond Solar LLC | 59879 | GEN01 |  |  | Solar Photovoltaic | 151.1 | CA | Kern | 34.862 | -118.38 | 2019 | 6
CISO | North Sky River Energy LLC | 58154 | GEN1 |  |  | Onshore Wind Turbine | 162 | CA | Kern | 35.3478 | -118.1864 | 2012 | 12
CISO | North Star Solar | 58713 | NSTR |  |  | Solar Photovoltaic | 61.6 | CA | Fresno | 36.73 | -120.41 | 2015 | 6
CISO | Northern Orchard Solar PV, LLC | 67039 | NO1 |  |  | Solar Photovoltaic | 150 | CA | Kern | 35.1202 | -119.279 | 2025 | 7
CISO | Northern Orchard Solar PV, LLC | 67039 | NOBAT |  |  | Batteries | 92 | CA | Kern | 35.1202 | -119.279 | 2025 | 7
CISO | Nunn | 58448 | 1 |  |  | Solar Photovoltaic | 1 | CA | San Bernardino | 34.5092 | -117.1544 | 2013 | 7
CISO | Oak Creek |  |  | 50754 |  | WIND | [7 empty] | 27.87 | CA | Kern
CISO | Oak Flat | 626 | 1 |  |  | Conventional Hydroelectric | 1.4 | CA | Plumas | 40.0753 | -121.1614 | 1985 | 11
CISO | Oakley Solar Project | 58376 | 1 |  |  | Solar Photovoltaic | 1.5 | CA | Contra Costa | 38.0017 | -121.7478 | 2013 | 6
CISO | Oasis Alta | 63941 | OA1 |  |  | Onshore Wind Turbine | 14.4 | CA | Kern | 35.0592 | -118.2919 | 2021 | 4
CISO | Oasis Wind | 56302 | 1 |  |  | Onshore Wind Turbine | 60.3 | CA | Kern | 35.0609 | -118.2924 | 2004 | 12
CISO | Oberon II Solar Project | 65735 | OBIIB |  |  | Batteries | 125 | CA | Riverside | 33.729 | -115.3824 | 2023 | 9
CISO | Oberon II Solar Project | 65735 | OBIIP |  |  | Solar Photovoltaic | 250 | CA | Riverside | 33.729 | -115.3824 | 2023 | 10
CISO | Oberon Solar Project | 65734 | OBIBS |  |  | Batteries | 125 | CA | Riverside | 33.729 | -115.3824 | 2023 | 9
CISO | Oberon Solar Project | 65734 | OBIPV |  |  | Solar Photovoltaic | 250 | CA | Riverside | 33.729 | -115.3824 | 2023 | 9
CISO | Ocotillo Express LLC | 57514 | WTG |  |  | Onshore Wind Turbine | 265.4 | CA | Imperial | 32.7528 | -116.0447 | 2012 | 12
CISO | Olsen | 50180 | GEN1 |  |  | Conventional Hydroelectric | 5 | CA | Shasta | 40.6372 | -121.928 | 1990 | 1
CISO | Oltmans SCE at Champagne | 58581 | 1 |  |  | Solar Photovoltaic | 1 | CA | San Bernardino | 34.0439 | -117.5311 | 2013 | 12
CISO | Oltmans SCE at Jurupa | 58582 | 1 |  |  | Solar Photovoltaic | 1.5 | CA | San Bernardino | 34.05 | -117.5961 | 2013 | 12
CISO | One Ten Partners PV | 61419 | OTP |  |  | Solar Photovoltaic | 2 | CA | Los Angeles | 34.6156 | -117.9366 | 2017 | 9
CISO | Orange County Energy Storage 2 | 62497 | OCES2 |  |  | Batteries | 9 | CA | Orange | 33.7155 | -117.8543 | 2021 | 11
CISO | Orange County Energy Storage 3 | 62499 | OCES3 |  |  | Batteries | 6 | CA | Orange | 33.7149 | -117.8543 | 2021 | 11
CISO | Orange Grove Energy Center |  |  | 56914 |  | GAS | [7 empty] | 96 | CA | San Diego
CISO | Orion Solar I | 58718 | PV1 |  |  | Solar Photovoltaic | 12 | CA | Kern | 35.1507 | -118.875 | 2014 | 4
CISO | Orion Solar II | 58721 | ORION |  |  | Solar Photovoltaic | 8 | CA | Kern | 35.1507 | -118.8753 | 2014 | 6
CISO | Ormond Beach | 350 | 1 |  |  | Natural Gas Steam Turbine | 806 | CA | Ventura | 34.1292 | -119.1689 | 1971 | 8
CISO | Ormond Beach | 350 | 2 |  |  | Natural Gas Steam Turbine | 806 | CA | Ventura | 34.1292 | -119.1689 | 1973 | 3
CISO | Oro Loma | 59915 | ORCA |  |  | Solar Photovoltaic | 20 | CA | Fresno | 36.8768 | -120.6676 | 2017 | 1
CISO | Oroville Cogeneration, LP |  |  | 54477 |  | GAS | [7 empty] | 7.5 | CA | Butte
CISO | Ortega Grid, LLC | 65656 | HEORG |  |  | Batteries | 20 | CA | Riverside | 33.6835 | -117.3284 | 2025 | 6
CISO | Otay Mesa Generating Project | 55345 | 1-01 |  |  | Natural Gas Fired Combined Cycle | 210 | CA | San Diego | 32.5815 | -116.915 | 2009 | 10
CISO | Otay Mesa Generating Project | 55345 | 1-02 |  |  | Natural Gas Fired Combined Cycle | 210 | CA | San Diego | 32.5815 | -116.915 | 2009 | 10
CISO | Otay Mesa Generating Project | 55345 | 1-03 |  |  | Natural Gas Fired Combined Cycle | 290.7 | CA | San Diego | 32.5815 | -116.915 | 2009 | 10
CISO | Ox Mountain Landfill Generating Plant |  |  | 56895 |  | BGAS | [7 empty] | 10.62 | CA | San Mateo
CISO | Oxbow (CA) | 426 | 1 |  |  | Conventional Hydroelectric | 6.1 | CA | Placer | 39.0034 | -120.7467 | 1966 | 10
CISO | Oxnard | 50464 | GEN2 |  |  | Natural Gas Fired Combustion Turbine | 49.5 | CA | Ventura | 34.196 | -119.1667 | 1989 | 11
CISO | Oxnard Paper Mill | 57585 | 1 |  |  | Natural Gas Fired Combustion Turbine | 29 | CA | Ventura | 34.1414 | -119.1831 | 1986 | 3
CISO | PIT PH 3 UNITS 1, 2 & 3 AGGREGATE |  |  | 266 |  | WATR | [7 empty] | 70.6 | CA | Shasta
CISO | PIT PH 4 UNITS 1 & 2 AGGREGATE |  |  | 267 |  | WATR | [7 empty] | 95 | CA | Shasta
CISO | PIT PH 5 UNITS 1 & 2 AGGREGATE |  |  | 268 |  | WATR | [7 empty] | 82 | CA | Shasta
CISO | PIT PH 5 UNITS 3 & 4 AGGREGATE |  |  | 268 |  | WATR | [7 empty] | 82 | CA | Shasta
CISO | PPA Grand | 60760 | PE101 |  |  | Batteries | 2 | CA | Orange | 33.691 | -117.833 | 2016 | 12
CISO | PROCTER AND GAMBLE OXNARD I |  |  | 50464 | G0468 | GAS | [7 empty] | 19.87 | CA | Ventura
CISO | PVN Milliken, LLC | 60790 | PV |  |  | Solar Photovoltaic | 3 | CA | San Bernardino | 34.0384 | -117.5658 | 2017 | 6
CISO | Pacific Wind LLC | 57757 | 1 |  |  | Onshore Wind Turbine | 151.7 | CA | Kern | 34.8914 | -118.4325 | 2012 | 8
CISO | Pacific-Ultrapower Chinese Station | 50560 | GEN1 |  |  | Wood/Wood Waste Biomass | 25 | CA | Tuolumne | 37.8741 | -120.4776 | 1986 | 10
CISO | Painted Hills |  |  | 63880 | PHW | WIND | [7 empty] | 44.53 | CA | Riverside
CISO | Pala Gomez Creek BESS | 66280 | 1 |  |  | Batteries | 10 | CA | San Diego | 33.3577 | -117.1117 | 2024 | 3
CISO | Palomar Energy | 55985 | CTG1 |  |  | Natural Gas Fired Combined Cycle | 165 | CA | San Diego | 33.1197 | -117.1178 | 2005 | 10
CISO | Palomar Energy | 55985 | CTG2 |  |  | Natural Gas Fired Combined Cycle | 165 | CA | San Diego | 33.1197 | -117.1178 | 2005 | 11
CISO | Palomar Energy | 55985 | STG |  |  | Natural Gas Fired Combined Cycle | 229 | CA | San Diego | 33.1197 | -117.1178 | 2006 | 1
CISO | Panoche Energy Center | 56803 | 1 |  |  | Natural Gas Fired Combustion Turbine | 108 | CA | Fresno | 36.6514 | -120.5833 | 2009 | 6
CISO | Panoche Energy Center | 56803 | 2 |  |  | Natural Gas Fired Combustion Turbine | 108 | CA | Fresno | 36.6514 | -120.5833 | 2009 | 7
CISO | Panoche Energy Center | 56803 | 3 |  |  | Natural Gas Fired Combustion Turbine | 108 | CA | Fresno | 36.6514 | -120.5833 | 2009 | 6
CISO | Panoche Energy Center | 56803 | 4 |  |  | Natural Gas Fired Combustion Turbine | 108 | CA | Fresno | 36.6514 | -120.5833 | 2009 | 7
CISO | Panoche Peaker |  |  | 55874 |  | GAS | [7 empty] | 49.97 | CA | Fresno
CISO | Panoche Valley Solar Farm | 57340 | 1 |  |  | Solar Photovoltaic | 140 | CA | San Benito | 36.627 | -120.879 | 2018 | 1
CISO | Paradise Energy Storage | 66265 | 1 |  |  | Batteries | 10 | CA | San Diego | 32.7036 | -117.0498 | 2024 | 3
CISO | Pardee Power House |  |  | 376 |  | WATR | [7 empty] | 30 | CA | Calaveras
CISO | Park Meridian #1 | 59539 | 1 |  |  | Solar Photovoltaic | 1.5 | CA | Riverside | 33.8961 | -117.2836 | 2015 | 3
CISO | Parker | 428 | 1 |  |  | Conventional Hydroelectric | 2.7 | CA | Merced | 37.4778 | -120.4445 | 1982 | 4
CISO | Pastoria Energy Facility, LLC | 55656 | CT01 |  |  | Natural Gas Fired Combined Cycle | 168 | CA | Kern | 34.9556 | -118.844 | 2005 | 7
CISO | Pastoria Energy Facility, LLC | 55656 | CT02 |  |  | Natural Gas Fired Combined Cycle | 168 | CA | Kern | 34.9556 | -118.844 | 2005 | 7
CISO | Pastoria Energy Facility, LLC | 55656 | CT04 |  |  | Natural Gas Fired Combined Cycle | 168 | CA | Kern | 34.9556 | -118.844 | 2005 | 5
CISO | Pastoria Energy Facility, LLC | 55656 | ST03 |  |  | Natural Gas Fired Combined Cycle | 185 | CA | Kern | 34.9556 | -118.844 | 2005 | 7
CISO | Pastoria Energy Facility, LLC | 55656 | ST05 |  |  | Natural Gas Fired Combined Cycle | 90 | CA | Kern | 34.9556 | -118.844 | 2005 | 5
CISO | Paulsell | 67092 | PSLBA |  |  | Batteries | 15 | CA | Stanislaus | 37.3741 | -121.1352 | 2024 | 6
CISO | Paulsell | 67092 | PSLPV |  |  | Solar Photovoltaic | 20 | CA | Stanislaus | 37.3741 | -121.1352 | 2024 | 6
CISO | Peregrine Energy Storage LLC | 66286 | PERE1 |  |  | Batteries | 200 | CA | San Diego | 32.6924 | -117.1366 | 2025 | 6
CISO | Perris | 481 | 1 |  |  | Conventional Hydroelectric | 7.9 | CA | Riverside | 33.8361 | -117.1831 | 1983 | 5
CISO | Phoenix | 264 | 1 |  |  | Conventional Hydroelectric | 1.6 | CA | Tuolumne | 38.0321 | -120.3265 | 1940 | 2
CISO | Phoenix Wind Power LLC | 55339 | GEN1 |  |  | Onshore Wind Turbine | 2.1 | CA | Riverside | 33.9167 | -116.55 | 1999 | 6
CISO | Pine Flat | 7907 | 1 |  |  | Conventional Hydroelectric | 55 | CA | Fresno | 36.8326 | -119.327 | 1984 | 1
CISO | Pine Flat | 7907 | 2 |  |  | Conventional Hydroelectric | 55 | CA | Fresno | 36.8326 | -119.327 | 1984 | 1
CISO | Pine Flat | 7907 | 3 |  |  | Conventional Hydroelectric | 55 | CA | Fresno | 36.8326 | -119.327 | 1984 | 4
CISO | Pinyon Pine I | 57834 | AW07 |  |  | Onshore Wind Turbine | 168 | CA | Kern | 35.0434 | -118.2118 | 2012 | 11
CISO | Pinyon Pine II | 57837 | AW09 |  |  | Onshore Wind Turbine | 132 | CA | Kern | 35.0268 | -118.2233 | 2012 | 11
CISO | Pio Pico Energy Center | 57555 | CTG1 |  |  | Natural Gas Fired Combustion Turbine | 131.8 | CA | San Diego | 32.5739 | -116.9178 | 2016 | 11
CISO | Pio Pico Energy Center | 57555 | CTG2 |  |  | Natural Gas Fired Combustion Turbine | 131.8 | CA | San Diego | 32.5739 | -116.9178 | 2016 | 11
CISO | Pio Pico Energy Center | 57555 | CTG3 |  |  | Natural Gas Fired Combustion Turbine | 131.8 | CA | San Diego | 32.5739 | -116.9178 | 2016 | 11
CISO | Pit 1 | 265 | H1 |  |  | Conventional Hydroelectric | 34.6 | CA | Shasta | 40.9908 | -121.4982 | 1922 | 9
CISO | Pit 1 | 265 | H2 |  |  | Conventional Hydroelectric | 34.6 | CA | Shasta | 40.9908 | -121.4982 | 1922 | 9
CISO | Pit 6 | 269 | H1 |  |  | Conventional Hydroelectric | 39.6 | CA | Shasta | 40.9226 | -121.9929 | 1965 | 8
CISO | Pit 6 | 269 | H2 |  |  | Conventional Hydroelectric | 39.6 | CA | Shasta | 40.9226 | -121.9929 | 1965 | 8
CISO | Pit 7 | 270 | H1 |  |  | Conventional Hydroelectric | 57.6 | CA | Shasta | 40.8475 | -121.9908 | 1965 | 9
CISO | Pit 7 | 270 | H2 |  |  | Conventional Hydroelectric | 52.2 | CA | Shasta | 40.8475 | -121.9908 | 1965 | 9
CISO | Placerita Canyon Cogen |  |  | 52096 |  | GAS | [7 empty] | 37.7 | CA | Los Angeles
CISO | Placerita ESS | 66462 | GEN1 |  |  | Batteries | 88 | CA | Los Angeles | 34.41 | -118.45 | 2024 | 11
CISO | Poe | 272 | 1 |  |  | Conventional Hydroelectric | 71.4 | CA | Butte | 39.7229 | -121.4698 | 1958 | 10
CISO | Poe | 272 | 2 |  |  | Conventional Hydroelectric | 71.4 | CA | Butte | 39.7229 | -121.4698 | 1958 | 10
CISO | Point Wind | 63482 | PW1 |  |  | Onshore Wind Turbine | 64.5 | CA | Kern | 35.0808 | -118.3614 | 2021 | 3
CISO | Pome BESS | 67299 | 10101 |  |  | Batteries | 100 | CA | San Diego | 32.94 | -117.0319 | 2025 | 9
CISO | Ponderosa Bailey Creek | 10709 | GEN1 |  |  | Conventional Hydroelectric | 1.1 | CA | Tehama | 40.4579 | -121.8427 | 1990 | 3
CISO | Poole | 353 | 1 |  |  | Conventional Hydroelectric | 11.3 | CA | Mono | 37.9442 | -119.2161 | 1924 | 5
CISO | Portal Ridge Solar B, LLC | 60310 | GEN01 |  |  | Solar Photovoltaic | 20 | CA | Los Angeles | 34.7165 | -118.2821 | 2017 | 2
CISO | Portal Ridge Solar C, LLC | 60311 | GEN01 |  |  | Solar Photovoltaic | 11.4 | CA | Los Angeles | 34.7141 | -118.2739 | 2017 | 2
CISO | Porterville Tulare PV |  |  | 58309 | 1,2,5 | SOLR | [7 empty] | 3.5 | CA | Tulare
CISO | Potrero Hills Energy Producers |  |  | 59952 | 44931 | BGAS | [7 empty] | 8 | CA | Solano
CISO | Power Generation Station (PGS) 2 | 57696 | 1 |  |  | Other Waste Biomass | 4.6 | CA | Alameda | 37.8258 | -122.2961 | 2011 | 12
CISO | Proxima | 66270 | PRXBS |  |  | Batteries | 162 | CA | Stanislaus | 37.4003 | -121.1628 | 2024 | 4
CISO | Proxima | 66270 | PRXMA |  |  | Solar Photovoltaic | 190 | CA | Stanislaus | 37.4003 | -121.1628 | 2024 | 6
CISO | Puente Hills |  |  | 10472 |  | BGAS | [7 empty] | 47 | CA | Los Angeles
CISO | Pumpjack Solar I | 59322 | GEN1 |  |  | Solar Photovoltaic | 20 | CA | Kern | 35.3056 | -119.6225 | 2015 | 1
CISO | Putah Creek Solar Farm | 59550 | PCSF |  |  | Solar Photovoltaic | 2 | CA | Yolo | 38.5211 | -121.9939 | 2014 | 12
CISO | Putah Creek Solar Farm North | 66088 | PCEF |  |  | Solar Photovoltaic | 3 | CA | Yolo | 38.5245 | -121.9953 | 2022 | 10
CISO | Quincy Biomass |  |  | 50112 |  | BIOM | [7 empty] | 24 | CA | Plumas
CISO | Quinto Solar PV Project | 59339 | SSC13 |  |  | Solar Photovoltaic | 108 | CA | Merced | 37.1303 | -121.0522 | 2015 | 11
CISO | R C Kirkwood | 382 | 1 |  |  | Conventional Hydroelectric | 45.4 | CA | Tuolumne | 37.8777 | -119.9532 | 1967 | 2
CISO | R C Kirkwood | 382 | 2 |  |  | Conventional Hydroelectric | 45.4 | CA | Tuolumne | 37.8777 | -119.9532 | 1967 | 2
CISO | R C Kirkwood | 382 | 3 |  |  | Conventional Hydroelectric | 36.5 | CA | Tuolumne | 37.8777 | -119.9532 | 1987 | 9
CISO | RE Adams East, LLC | 58984 | 1 |  |  | Solar Photovoltaic | 19 | CA | Fresno | 36.6175 | -120.2908 | 2014 | 12
CISO | RE Astoria | 59976 | ASTR1 |  |  | Solar Photovoltaic | 100 | CA | Kern | 34.8442 | -118.4585 | 2016 | 12
CISO | RE Astoria 2 | 59977 | ASTR2 |  |  | Solar Photovoltaic | 75 | CA | Kern | 34.8366 | -118.4802 | 2016 | 12
CISO | RE Camelot LLC | 58983 | 1 |  |  | Solar Photovoltaic | 45 | CA | Kern | 35.0267 | -118.1856 | 2014 | 12
CISO | RE Columbia 3 LLC | 58502 | COL3 |  |  | Solar Photovoltaic | 10 | CA | Kern | 35.0247 | -118.1642 | 2014 | 1
CISO | RE Columbia Two, LLC | 58990 | 1 |  |  | Solar Photovoltaic | 15 | CA | Kern | 35.0267 | -118.1856 | 2014 | 12
CISO | RE Garland | 60233 | BESS1 |  |  | Batteries | 45 | CA | Kern | 34.8253 | -118.525 | 2021 | 8
CISO | RE Garland | 60233 | PV2 |  |  | Solar Photovoltaic | 185.1 | CA | Kern | 34.8253 | -118.525 | 2016 | 11
CISO | RE Garland A | 60386 | PV1 |  |  | Solar Photovoltaic | 20.2 | CA | Kern | 34.8215 | -118.4974 | 2016 | 9
CISO | RE Gaskell West 2 LLC | 61446 | PV2 |  |  | Solar Photovoltaic | 45 | CA | Kern | 34.8349 | -118.5512 | 2023 | 5
CISO | RE Gaskell West 3 LLC | 61447 | PV3 |  |  | Solar Photovoltaic | 20 | CA | Kern | 34.8349 | -118.5512 | 2023 | 5
CISO | RE Gaskell West 4 LLC | 61448 | PV4 |  |  | Solar Photovoltaic | 20 | CA | Kern | 34.8279 | -118.5682 | 2023 | 5
CISO | RE Gaskell West 5 LLC | 61449 | PV5 |  |  | Solar Photovoltaic | 20 | CA | Kern | 34.8349 | -118.5512 | 2023 | 5
CISO | RE Kansas Solar, LLC | 58985 | 1 |  |  | Solar Photovoltaic | 20 | CA | Kings | 36.2478 | -119.8339 | 2014 | 12
CISO | RE Kansas South LLC | 58148 | KS |  |  | Solar Photovoltaic | 20 | CA | Kings | 36.2261 | -119.8342 | 2013 | 6
CISO | RE Kent South, LLC | 58991 | 1 |  |  | Solar Photovoltaic | 20 | CA | Kings | 36.2261 | -119.9053 | 2014 | 12
CISO | RE Mustang LLC | 59150 | BESS1 |  |  | Batteries | 75 | CA | Kings | 36.2217 | -119.9031 | 2021 | 10
CISO | RE Mustang LLC | 59150 | PV1 |  |  | Solar Photovoltaic | 100 | CA | Kings | 36.2217 | -119.9031 | 2016 | 8
CISO | RE Old River One, LLC | 58986 | 1 |  |  | Solar Photovoltaic | 20 | CA | Kern | 35.2233 | -119.0889 | 2014 | 12
CISO | RE Rio Grande Solar LLC | 58500 | RIO |  |  | Solar Photovoltaic | 5 | CA | Kern | 35.0074 | -118.1645 | 2013 | 12
CISO | RE Rosamond One LLC | 58498 | RONE |  |  | Solar Photovoltaic | 20 | CA | Kern | 34.9 | -118.2469 | 2014 | 1
CISO | RE Rosamond Two LLC | 58499 | RTWO |  |  | Solar Photovoltaic | 20 | CA | Kern | 34.9003 | -118.2383 | 2014 | 1
CISO | RE Tranquillity | 59939 | TQ |  |  | Solar Photovoltaic | 205.3 | CA | Fresno | 36.5814 | -120.4045 | 2016 | 7
CISO | RE Tranquillity BESS |  |  | 59939 | 17650 | LESR | [7 empty] | 72 | CA | Fresno
CISO | RE Victor Phelan Solar One LLC | 58202 | VPS1 |  |  | Solar Photovoltaic | 20 | CA | San Bernardino | 34.5123 | -117.4775 | 2013 | 12
CISO | RED BLUFF PEAKER PLANT |  |  | 56184 |  | GAS | [7 empty] | 44 | CA | TEHAMA
CISO | RIO BRAVO HYDRO |  |  | 50037 |  | WATR | [7 empty] | 14 | CA | Kern
CISO | RUSH CREEK |  |  | 357 |  | WATR | [7 empty] | 12.19 | CA | Mono
CISO | Rabbitbrush Solar 2 |  |  | 64630 | GEN1 | HYBD | [7 empty] | 40 | CA | Kern
CISO | Rabbitbrush Solar, LLC | 64630 | GEN01 |  |  | Solar Photovoltaic | 100 | CA | Kern | 34.83 | -118.32 | 2022 | 10
CISO | Raceway Solar & Storage | 66773 | RCWYB |  |  | Batteries | 80 | CA | Los Angeles | 34.8424 | -118.2862 | 2024 | 5
CISO | Raceway Solar & Storage | 66773 | RCWYS |  |  | Solar Photovoltaic | 125 | CA | Los Angeles | 34.8424 | -118.2862 | 2024 | 5
CISO | Radiance Solar 4 | 58354 | 1 |  |  | Solar Photovoltaic | 1.5 | CA | Los Angeles | 34.6656 | -118.2881 | 2013 | 7
CISO | Radiance Solar 5 | 58355 | 1 |  |  | Solar Photovoltaic | 1.5 | CA | Los Angeles | 34.6656 | -118.2869 | 2013 | 7
CISO | Ralston | 427 | 1 |  |  | Conventional Hydroelectric | 79.2 | CA | Placer | 39.001 | -120.7251 | 1966 | 10
CISO | Ramona 1 | 58909 | RAM1 |  |  | Solar Photovoltaic | 2 | CA | San Diego | 33.0122 | -116.875 | 2013 | 12
CISO | Ramona 2 | 58911 | RAM2 |  |  | Solar Photovoltaic | 5 | CA | San Diego | 33.0122 | -116.875 | 2013 | 12
CISO | Ramona Solar Energy | 60995 | 1 |  |  | Solar Photovoltaic | 4.3 | CA | San Diego | 33.0185 | -116.8607 | 2017 | 4
CISO | Rancho Cucamonga Dist #1 | 59540 | 2 |  |  | Solar Photovoltaic | 1.8 | CA | San Bernardino | 34.1003 | -117.5528 | 2015 | 4
CISO | Red Mountain | 484 | 1 |  |  | Conventional Hydroelectric | 5.9 | CA | San Diego | 33.3944 | -117.1889 | 1985 | 6
CISO | Redcrest Solar Farm | 58831 | PV-1 |  |  | Solar Photovoltaic | 16.6 | CA | Kern | 35.3219 | -118.8128 | 2015 | 10
CISO | Redwood 4 Solar Farm | 60490 | RW4SF |  |  | Solar Photovoltaic | 20 | CA | Kern | 35.3142 | -118.8119 | 2017 | 12
CISO | Redwood Coast Airport Microgrid | 64766 | RCAM1 |  |  | Solar Photovoltaic | 2.2 | CA | Humboldt | 40.9672 | -124.1044 | 2021 | 12
CISO | Redwood Renewable Energy |  |  | 59299 | RED1/2 | BGAS | [7 empty] | 3.9 | CA | Marin
CISO | Regulus Solar Project | 57650 | FRV4 |  |  | Solar Photovoltaic | 60 | CA | Kern | 35.3 | -118.8519 | 2014 | 11
CISO | Renwind re-powering project |  |  | 54454 | NA | WIND | [7 empty] | 10 | CA | Riverside
CISO | Resurgence 1 BESS |  |  | 64489 |  | LESR | [7 empty] | 75 | CA | SAN BERNARDINO
CISO | Resurgence 1 PV |  |  | 64489 |  | SOLR | [7 empty] | 90 | CA | SAN BERNARDINO
CISO | Resurgence 2 BESS |  |  | 64489 |  | LESR | [7 empty] | 40 | CA | San Bernardino
CISO | Resurgence 2 PV |  |  | 64489 |  | SOLR | [7 empty] | 48 | CA | San Bernardino
CISO | Rexford Solar Farm | 64633 | 20SD8 |  |  | Solar Photovoltaic | 300 | CA | Tulare | 35.8405 | -119.0827 | 2025 | 2
CISO | Rexford Solar Farm | 64633 | 20SDB |  |  | Batteries | 240 | CA | Tulare | 35.8405 | -119.0827 | 2025 | 2
CISO | Ridgetop Energy LLC | 10597 | WGN1 |  |  | Onshore Wind Turbine | 29 | CA | Kern | 35.0697 | -118.3167 | 1984 | 1
CISO | Rio Bravo Fresno | 10767 | GEN1 |  |  | Wood/Wood Waste Biomass | 28 | CA | Fresno | 36.6889 | -119.7232 | 1988 | 7
CISO | Rio Bravo Rocklin | 10772 | GEN1 |  |  | Wood/Wood Waste Biomass | 27.9 | CA | Placer | 38.8319 | -121.3137 | 1989 | 6
CISO | Rio Bravo Solar 1 LLC | 59249 | PV1 |  |  | Solar Photovoltaic | 20 | CA | Kern | 35.4161 | -119.6825 | 2016 | 12
CISO | Rio Bravo Solar II LLC | 59250 | PV1 |  |  | Solar Photovoltaic | 20 | CA | Kern | 35.4225 | -119.6292 | 2016 | 12
CISO | Rio Hondo | 482 | 1 |  |  | Conventional Hydroelectric | 1.9 | CA | Los Angeles | 34.0047 | -118.0992 | 1984 | 3
CISO | Rio Vista Solar | 67648 | 30200 |  |  | Solar Photovoltaic | 2.7 | CA | Solano | 38.1649 | -121.6847 | 2025 | 4
CISO | Ripon Cogeneration Unit 1 |  |  | 56135 |  | GAS | [7 empty] | 46.05 | CA | San Joaquin
CISO | Rising Tree Wind Farm | 57621 | GEN1 |  |  | Onshore Wind Turbine | 79.2 | CA | Kern | 35.0775 | -118.2183 | 2015 | 1
CISO | Rising Tree Wind Farm II | 59235 | GEN1 |  |  | Onshore Wind Turbine | 19.8 | CA | Kern | 35.0889 | -118.2064 | 2015 | 1
CISO | Rising Tree Wind Farm III | 59236 | GEN1 |  |  | Onshore Wind Turbine | 99 | CA | Kern | 35.0606 | -118.2433 | 2015 | 6
CISO | Riverside Energy Resource Center | 56143 | 1 |  |  | Natural Gas Fired Combustion Turbine | 50 | CA | Riverside | 33.9636 | -117.4528 | 2006 | 6
CISO | Riverside Energy Resource Center | 56143 | 2 |  |  | Natural Gas Fired Combustion Turbine | 50 | CA | Riverside | 33.9636 | -117.4528 | 2006 | 7
CISO | Riverside Energy Resource Center | 56143 | 3 |  |  | Natural Gas Fired Combustion Turbine | 48 | CA | Riverside | 33.9636 | -117.4528 | 2011 | 4
CISO | Riverside Energy Resource Center | 56143 | 4 |  |  | Natural Gas Fired Combustion Turbine | 48 | CA | Riverside | 33.9636 | -117.4528 | 2011 | 4
CISO | Riverview Energy Center | 55963 | CTG1 |  |  | Natural Gas Fired Combustion Turbine | 47 | CA | Contra Costa | 38.0144 | -121.7907 | 2003 | 5
CISO | Roaring Creek Water Power | 10881 | GEN1 |  |  | Conventional Hydroelectric | 2 | CA | Shasta | 40.8821 | -121.9484 | 1986 | 12
CISO | Rock Creek | 275 | H1 |  |  | Conventional Hydroelectric | 63 | CA | Plumas | 39.9052 | -121.3452 | 1950 | 3
CISO | Rock Creek | 275 | H2 |  |  | Conventional Hydroelectric | 63 | CA | Plumas | 39.9052 | -121.3452 | 1950 | 3
CISO | Rock Creek Hydro |  |  | 50892 |  | WATR | [7 empty] | 5 | CA | EL Dorado
CISO | Rollins | 34 | 1P |  |  | Conventional Hydroelectric | 12.1 | CA | Placer | 39.1343 | -120.9533 | 1980 | 8
CISO | Rudy Solar, LLC | 59410 | SNL19 |  |  | Solar Photovoltaic | 1.5 | CA | San Bernardino | 34.7664 | -117.3236 | 2014 | 12
CISO | Russell City Energy Center | 56467 | CTG1 |  |  | Natural Gas Fired Combined Cycle | 200 | CA | Alameda | 37.6347 | -122.1338 | 2013 | 8
CISO | Russell City Energy Center | 56467 | CTG2 |  |  | Natural Gas Fired Combined Cycle | 200 | CA | Alameda | 37.6347 | -122.1338 | 2013 | 8
CISO | Russell City Energy Center | 56467 | STG1 |  |  | Natural Gas Fired Combined Cycle | 255 | CA | Alameda | 37.6347 | -122.1338 | 2013 | 8
CISO | Rutan | 58449 | 1 |  |  | Solar Photovoltaic | 1.5 | CA | Los Angeles | 34.6439 | -118.1631 | 2014 | 1
CISO | Rutan | 58449 | 2 |  |  | Solar Photovoltaic | 1.5 | CA | Los Angeles | 34.6439 | -118.1631 | 2014 | 1
CISO | Rutan | 58449 | 3 |  |  | Solar Photovoltaic | 1 | CA | Los Angeles | 34.6439 | -118.1631 | 2014 | 1
CISO | SALT SPRINGS HYDRO AGGREGATE |  |  | 279 |  | WATR | [7 empty] | 46 | CA | Amador
CISO | SANTA CRUZ LANDFILL GENERATING PLANT |  |  | 56428 |  | BGAS | [7 empty] | 3.04 | CA | Santa Cruz
CISO | SCE-Snowline-Duncan Road (North) | 59359 | 10400 |  |  | Solar Photovoltaic | 1.5 | CA | San Bernardino | 34.4739 | -117.5628 | 2014 | 10
CISO | SCE-Snowline-Duncan Road (South) | 59360 | 11113 |  |  | Solar Photovoltaic | 1 | CA | San Bernardino | 34.4714 | -117.5622 | 2014 | 10
CISO | SCE-Snowline-White Rd (Central) | 59423 | 10402 |  |  | Solar Photovoltaic | 1.5 | CA | San Bernardino | 34.4153 | -117.47 | 2014 | 11
CISO | SCE-Snowline-White Road (North) | 59422 | 10401 |  |  | Solar Photovoltaic | 1.5 | CA | San Bernardino | 34.4175 | -117.4697 | 2014 | 11
CISO | SCE-Snowline-White Road (South) | 59421 | 11111 |  |  | Solar Photovoltaic | 1.5 | CA | San Bernardino | 34.4131 | -117.4708 | 2014 | 11
CISO | SE Athos II, LLC | 64290 | IPAT2 |  |  | Solar Photovoltaic | 200 | CA | Riverside | 33.7513 | -115.355 | 2021 | 12
CISO | SEPV 1 | 58073 | SEPV |  |  | Solar Photovoltaic | 2 | CA | Los Angeles | 34.6189 | -117.9394 | 2012 | 5
CISO | SEPV 18 | 59730 | SPV18 |  |  | Solar Photovoltaic | 2 | CA | Los Angeles | 34.6136 | -117.9344 | 2016 | 1
CISO | SEPV 2 | 58074 | SEPV |  |  | Solar Photovoltaic | 2 | CA | San Bernardino | 34.1742 | -116.1528 | 2012 | 6
CISO | SEPV 8 | 58234 | SPV8 |  |  | Solar Photovoltaic | 12 | CA | San Bernardino | 34.1719 | -116.1525 | 2013 | 6
CISO | SEPV Barbara 3 |  |  | 66807 | Cuya1 | HYBD | [7 empty] | 3 | CA | Santa Barbara
CISO | SEPV Mojave West | 59740 | SPVMW |  |  | Solar Photovoltaic | 20 | CA | Kern | 35.0229 | -118.2827 | 2016 | 6
CISO | SEPV Palmdale East | 59273 | PALME |  |  | Solar Photovoltaic | 10 | CA | Los Angeles | 34.6131 | -117.9389 | 2015 | 8
CISO | SEPV Sierra NGR |  |  | 64611 |  | HYBD | [7 empty] | 8.25 | CA | Los Angeles
CISO | SEPV9 Power Plant | 58227 | SPV9 |  |  | Solar Photovoltaic | 9 | CA | San Bernardino | 34.1922 | -116.0903 | 2013 | 6
CISO | SPAULDING HYDRO PH 1 & 2 AGGREGATE |  |  | 281 |  | WATR | [7 empty] | 11.4 | CA | Nevada
CISO | SPI Anderson 2 | 59658 | GEN1 |  |  | Wood/Wood Waste Biomass | 30.2 | CA | Shasta | 40.4723 | -122.3242 | 2015 | 8
CISO | SPICER HYDRO UNITS 1-3 AGGREGATE |  |  | 54554 |  | WATR | [7 empty] | 6 | CA | Tuolumne
CISO | SPRINGS GENERATION PROJECT AGGREGATE |  |  | 56144 |  | GAS | [7 empty] | 36 | CA | Riverside
CISO | SPVP042 Porterville Solar |  |  | 57441 |  | SOLR | [7 empty] | 5 | CA | TULARE
CISO | SRI International Cogen Project | 50537 | GEN1 |  |  | Natural Gas Fired Combustion Turbine | 6 | CA | San Mateo | 37.4553 | -122.1728 | 1987 | 4
CISO | SS San Antonio West LLC |  |  | 57904 |  | SOLR | [7 empty] | 1.5 | CA | Riverside
CISO | STANISLAUS HYDRO |  |  | 285 | 1 | WATR | [7 empty] | 91 | CA | Tuolumne
CISO | STONEY GORGE HYDRO AGGREGATE |  |  | 7151 |  | WATR | [7 empty] | 4.9 | CA | Glenn
CISO | Sacramento Municipal Util Dist | 531 | 1 |  |  | Conventional Hydroelectric | 7.2 | CA | Placer | 39.0488 | -121.317 | 1985 | 2
CISO | Sagebrush ESS | 65933 | 1 |  |  | Batteries | 80 | CA | Kern | 35.0477 | -118.2628 | 2023 | 5
CISO | Sagebrush Solar 2 ESS 40 | 66949 | 1 |  |  | Batteries | 40 | CA | Kern | 35.0477 | -118.2628 | 2024 | 9
CISO | Sagebrush Solar 2 ESS 59 | 66950 | 1 |  |  | Batteries | 59 | CA | Kern | 35.0477 | -118.2628 | 2024 | 9
CISO | Salinas River Cogeneration | 50865 | K100 |  |  | Natural Gas Fired Combustion Turbine | 38.9 | CA | Monterey | 35.9515 | -120.8679 | 1991 | 11
CISO | Salka Cabazon Wind | 50552 | WGNS |  |  | Onshore Wind Turbine | 38.9 | CA | Riverside | 33.915 | -116.7103 | 1999 | 1
CISO | San Bernardino Biogas |  |  | 63622 | OES01/02 | BIOM | [7 empty] | 2.6 | CA | SAN BERNARDINO
CISO | San Dimas | 6646 | 1 |  |  | Conventional Hydroelectric | 9.9 | CA | Los Angeles | 34.1275 | -117.7958 | 1981 | 6
CISO | San Dimas Wash Generating Station | 50233 | 4011 |  |  | Conventional Hydroelectric | 1 | CA | Los Angeles | 34.1242 | -117.8051 | 1986 | 3
CISO | San Gorgonio East |  |  | 50690 | W0283 | WIND | [7 empty] | 12.6 | CA | Riverside
CISO | San Gorgonio Farms Wind Farm | 50281 | WGEN |  |  | Onshore Wind Turbine | 31 | CA | Riverside | 33.9261 | -116.615 | 1983 | 3
CISO | San Gorgonio Westwinds II LLC | 50690 | GEN1 |  |  | Onshore Wind Turbine | 43.4 | CA | Riverside | 33.934 | -116.5781 | 1999 | 6
CISO | San Jacinto Grid, LLC | 65657 | HESJG |  |  | Batteries | 65 | CA | Riverside | 33.923 | -116.8735 | 2025 | 9
CISO | San Joaquin 2 | 276 | 1 |  |  | Conventional Hydroelectric | 2.8 | CA | Madera | 37.2032 | -119.4975 | 1917 | 9
CISO | San Joaquin Solar | 60678 | SJ1A |  |  | Solar Photovoltaic | 19.8 | CA | Fresno | 36.527 | -120.149 | 2018 | 10
CISO | San Joaquin Solar | 60678 | SJ1B |  |  | Solar Photovoltaic | 1.5 | CA | Fresno | 36.527 | -120.149 | 2019 | 7
CISO | San Marcos Energy |  |  | 10386 | NA | BGAS | [7 empty] | 1.5 | CA | San Diego
CISO | San Pablo Raceway | 62004 | SPRWY |  |  | Solar Photovoltaic | 100 | CA | Los Angeles | 34.7237 | -118.2803 | 2019 | 8
CISO | Sanborn BESS 1 | 64712 | ESSB1 |  |  | Batteries | 100 | CA | Kern | 35.0273 | -118.1392 | 2021 | 9
CISO | Sanborn BESS 2 | 64713 | ESSB2 |  |  | Batteries | 100 | CA | Kern | 35.0273 | -118.1401 | 2021 | 11
CISO | Sanborn BESS 3 | 65672 | BESS |  |  | Batteries | 169 | CA | Kern | 35.027 | -118.1395 | 2023 | 10
CISO | Sanborn BESS 4 | 65673 | BESS |  |  | Batteries | 47 | CA | Kern | 34.9581 | -118.1078 | 2023 | 11
CISO | Sand Bar Power Plant | 50400 | GEN1 |  |  | Conventional Hydroelectric | 16.2 | CA | Tuolumne | 38.1861 | -120.15 | 1986 | 5
CISO | Sand Drag LLC | 57361 | 1 |  |  | Solar Photovoltaic | 19 | CA | Kings | 35.9828 | -120.1103 | 2011 | 8
CISO | Sandrini Solar 100 | 65664 | GEN02 |  |  | Solar Photovoltaic | 100 | CA | Kern | 35.1132 | -119.1105 | 2024 | 12
CISO | Sandrini Solar 200 | 65663 | GEN01 |  |  | Solar Photovoltaic | 200 | CA | Kern | 35.1026 | -119.0541 | 2024 | 12
CISO | Santa Ana 1 | 361 | 1 |  |  | Conventional Hydroelectric | 0.8 | CA | San Bernardino | 34.1452 | -117.0585 | 1899 | 2
CISO | Santa Ana 1 | 361 | 2 |  |  | Conventional Hydroelectric | 0.8 | CA | San Bernardino | 34.1452 | -117.0585 | 1899 | 2
CISO | Santa Ana 1 | 361 | 3 |  |  | Conventional Hydroelectric | 0.8 | CA | San Bernardino | 34.1452 | -117.0585 | 1899 | 1
CISO | Santa Ana 1 | 361 | 4 |  |  | Conventional Hydroelectric | 0.8 | CA | San Bernardino | 34.1452 | -117.0585 | 1899 | 1
CISO | Santa Ana 3 | 363 | 1 |  |  | Conventional Hydroelectric | 3.1 | CA | San Bernardino | 34.1072 | -117.0991 | 1999 | 9
CISO | Santa Ana Storage 2 |  |  | 64921 | SAP2 | LESR | [7 empty] | 20 | CA | Orange
CISO | Santa Cruz Energy | 57876 | UNT1 |  |  | Landfill Gas | 1.6 | CA | Santa Cruz | 36.9733 | -122.1056 | 2009 | 11
CISO | Santa Fe Springs Rooftop Solar BLDG H | 58913 | 1 |  |  | Solar Photovoltaic | 1.5 | CA | Los Angeles | 33.9108 | -118.0444 | 2015 | 3
CISO | Santa Fe Springs Rooftop Solar BLDG M | 58912 | 1 |  |  | Solar Photovoltaic | 1.8 | CA | Los Angeles | 33.9108 | -118.0444 | 2015 | 3
CISO | Santa Maria LFG Power Plant | 57100 | EN01 |  |  | Landfill Gas | 1.1 | CA | Santa Barbara | 34.9537 | -120.4142 | 2008 | 1
CISO | Santa Paula Energy Storage LLC | 65397 | SP1 |  |  | Batteries | 30 | CA | Ventura | 34.3572 | -119.055 | 2024 | 10
CISO | Santee BESS | 67118 | 1 |  |  | Batteries | 10 | CA | San Diego | 32.8549 | -116.9684 | 2025 | 10
CISO | Saticoy | 63891 | SATCY |  |  | Batteries | 100 | CA | Ventura | 34.2567 | -119.1573 | 2021 | 4
CISO | Scarlet II Hybrid | 66951 | GEN03 |  |  | Solar Photovoltaic | 200 | CA | Fresno | 36.6037 | -120.3757 | 2024 | 12
CISO | Scarlet II Hybrid | 66951 | GEN04 |  |  | Batteries | 150 | CA | Fresno | 36.6037 | -120.3757 | 2024 | 12
CISO | Scarlet Solar (CA) | 64908 | GEN01 |  |  | Solar Photovoltaic | 200 | CA | Fresno | 36.5975 | -120.3623 | 2024 | 6
CISO | Sentinel Energy Center, LLC | 57482 | CTG1 |  |  | Natural Gas Fired Combustion Turbine | 100 | CA | Riverside | 33.9342 | -116.5714 | 2013 | 5
CISO | Sentinel Energy Center, LLC | 57482 | CTG2 |  |  | Natural Gas Fired Combustion Turbine | 100 | CA | Riverside | 33.9342 | -116.5714 | 2013 | 5
CISO | Sentinel Energy Center, LLC | 57482 | CTG3 |  |  | Natural Gas Fired Combustion Turbine | 100 | CA | Riverside | 33.9342 | -116.5714 | 2013 | 5
CISO | Sentinel Energy Center, LLC | 57482 | CTG4 |  |  | Natural Gas Fired Combustion Turbine | 100 | CA | Riverside | 33.9342 | -116.5714 | 2013 | 5
CISO | Sentinel Energy Center, LLC | 57482 | CTG5 |  |  | Natural Gas Fired Combustion Turbine | 100 | CA | Riverside | 33.9342 | -116.5714 | 2013 | 5
CISO | Sentinel Energy Center, LLC | 57482 | CTG6 |  |  | Natural Gas Fired Combustion Turbine | 100 | CA | Riverside | 33.9342 | -116.5714 | 2013 | 5
CISO | Sentinel Energy Center, LLC | 57482 | CTG7 |  |  | Natural Gas Fired Combustion Turbine | 100 | CA | Riverside | 33.9342 | -116.5714 | 2013 | 5
CISO | Sentinel Energy Center, LLC | 57482 | CTG8 |  |  | Natural Gas Fired Combustion Turbine | 100 | CA | Riverside | 33.9342 | -116.5714 | 2013 | 5
CISO | Separator (Etiwanda) BESS | 65456 | SEPAR |  |  | Batteries | 112.5 | CA | San Bernardino | 34.0921 | -117.534 | 2024 | 8
CISO | Shafter Solar LLC | 59408 | 1 |  |  | Solar Photovoltaic | 20 | CA | Kern | 35.3933 | -119.1278 | 2015 | 5
CISO | Shasta Solar Farm | 58814 | GENA |  |  | Solar Photovoltaic | 1.5 | CA | Shasta | 41.0314 | -121.4225 | 2014 | 3
CISO | Shasta Solar Farm | 58814 | GENB |  |  | Solar Photovoltaic | 1.5 | CA | Shasta | 41.0314 | -121.4225 | 2014 | 3
CISO | Sheep Creek |  |  | 65970 | 65154 | SOLR | [7 empty] | 3 | CA | San Bernadino
CISO | Shiloh I Wind Project | 56362 | 1 |  |  | Onshore Wind Turbine | 150 | CA | Solano | 38.12 | -121.85 | 2006 | 5
CISO | Shiloh III Wind Project LLC | 57586 | 1 |  |  | Onshore Wind Turbine | 102.5 | CA | Solano | 38.1694 | -121.8469 | 2011 | 12
CISO | Shiloh IV Wind Project LLC | 57725 | 1 |  |  | Onshore Wind Turbine | 102.5 | CA | Solano | 38.1375 | -121.8553 | 2012 | 12
CISO | Shiloh Wind Project 2 LLC | 56874 | TBD |  |  | Onshore Wind Turbine | 150 | CA | Solano | 38.1711 | -121.8461 | 2009 | 1
CISO | Sierra Pacific Burney Facility | 50110 | GEN1 |  |  | Wood/Wood Waste Biomass | 20 | CA | Shasta | 40.8767 | -121.7016 | 1986 | 10
CISO | Sierra Pacific Lincoln Facility | 10144 | GEN4 |  |  | Wood/Wood Waste Biomass | 19.2 | CA | Placer | 38.9032 | -121.3097 | 2004 | 3
CISO | Sierra Solar Greenworks | 59431 | SSG1 |  |  | Solar Photovoltaic | 20 | CA | Los Angeles | 34.7036 | -118.3342 | 2015 | 11
CISO | Silver Peak | 67736 | SP1 |  |  | Batteries | 60 | NV | Clark | 35.8311 | -114.9924 | 2025 | 6
CISO | Silver Peak | 67736 | SP2 |  |  | Batteries | 109 | NV | Clark | 35.8311 | -114.9924 | 2025 | 6
CISO | Silver Peak | 67736 | SP3 |  |  | Batteries | 110 | NV | Clark | 35.8311 | -114.9924 | 2025 | 6
CISO | Silver State Solar Power South | 58644 | BLK1 |  |  | Solar Photovoltaic | 26.4 | NV | Clark | 35.63 | -115.32 | 2015 | 11
CISO | Silver State Solar Power South | 58644 | BLK2 |  |  | Solar Photovoltaic | 27.9 | NV | Clark | 35.63 | -115.32 | 2015 | 12
CISO | Silver State Solar Power South | 58644 | BLK3 |  |  | Solar Photovoltaic | 37.2 | NV | Clark | 35.63 | -115.32 | 2015 | 12
CISO | Silver State Solar Power South | 58644 | BLK4 |  |  | Solar Photovoltaic | 35.7 | NV | Clark | 35.63 | -115.32 | 2016 | 1
CISO | Silver State Solar Power South | 58644 | BLK5 |  |  | Solar Photovoltaic | 35 | NV | Clark | 35.63 | -115.32 | 2016 | 4
CISO | Silver State Solar Power South | 58644 | BLK6 |  |  | Solar Photovoltaic | 36.6 | NV | Clark | 35.63 | -115.32 | 2016 | 4
CISO | Silver State Solar Power South | 58644 | BLK7 |  |  | Solar Photovoltaic | 35 | NV | Clark | 35.63 | -115.32 | 2016 | 5
CISO | Silver State Solar Power South | 58644 | BLK8 |  |  | Solar Photovoltaic | 26.3 | NV | Clark | 35.63 | -115.32 | 2016 | 6
CISO | Silver State South Storage | 67734 | SSSB |  |  | Batteries | 200 | NV | Clark | 35.6331 | -115.3442 | 2025 | 4
CISO | Site 980 65 | 50322 | GEN1 |  |  | Conventional Hydroelectric | 2.1 | CA | Madera | 37.0568 | -119.8997 | 1985 | 2
CISO | Sky River Wind Repower A |  |  | 50536 | SRW | WIND | [7 empty] | 30 | CA | Kern
CISO | Sky River Wind Repower B |  |  | 50536 | SRW | WIND | [7 empty] | 30.2 | CA | Kern
CISO | Slate 5 |  |  | 67327 | SLPWR | HYBD | [7 empty] | 26 | CA | Kings
CISO | Slate Hybrid | 63727 | SL3EC |  |  | Solar Photovoltaic | 67.5 | CA | Kings | 36.227 | -119.8948 | 2022 | 3
CISO | Slate Hybrid | 63727 | SLATE |  |  | Solar Photovoltaic | 50.5 | CA | Kings | 36.227 | -119.8948 | 2021 | 11
CISO | Slate Hybrid | 63727 | SLSTN |  |  | Solar Photovoltaic | 63 | CA | Kings | 36.227 | -119.8948 | 2022 | 4
CISO | Slate Hybrid | 63727 | SLSVC |  |  | Solar Photovoltaic | 93 | CA | Kings | 36.227 | -119.8948 | 2022 | 2
CISO | Sly Creek | 776 | 1 |  |  | Conventional Hydroelectric | 12.1 | CA | Butte | 39.5804 | -121.1195 | 1983 | 7
CISO | Solano Wind | 7526 | 2 |  |  | Onshore Wind Turbine | 24 | CA | Solano | 38.1164 | -121.769 | 2006 | 6
CISO | Solano Wind | 7526 | 2B |  |  | Onshore Wind Turbine | 63 | CA | Solano | 38.1164 | -121.769 | 2007 | 12
CISO | Solano Wind | 7526 | 3 |  |  | Onshore Wind Turbine | 128 | CA | Solano | 38.1164 | -121.769 | 2012 | 4
CISO | Solano Wind | 7526 | 4 |  |  | Onshore Wind Turbine | 85.5 | CA | Solano | 38.1164 | -121.769 | 2024 | 5
CISO | Solar Blue | 63848 | BESS1 |  |  | Batteries | 225 | CA | Kings | 36.174 | -119.9043 | 2023 | 12
CISO | Solar Blue | 63848 | SBLUE |  |  | Solar Photovoltaic | 250 | CA | Kings | 36.174 | -119.9043 | 2023 | 12
CISO | Solar Blythe LLC | 56939 | 1 |  |  | Solar Photovoltaic | 21 | CA | Riverside | 33.5917 | -114.7444 | 2009 | 12
CISO | Solar Borrego I | 57455 | SB1 |  |  | Solar Photovoltaic | 26 | CA | San Diego | 33.2989 | -116.3508 | 2013 | 2
CISO | Solar Oasis LLC | 59528 | OASIS |  |  | Solar Photovoltaic | 20 | CA | Los Angeles | 34.6489 | -118.0767 | 2016 | 1
CISO | Solar Star 1 | 58388 | AVS1 |  |  | Solar Photovoltaic | 39 | CA | Kern | 34.8181 | -118.4036 | 2014 | 3
CISO | Solar Star 1 | 58388 | SS11 |  |  | Solar Photovoltaic | 54 | CA | Kern | 34.8181 | -118.4036 | 2015 | 6
CISO | Solar Star 1 | 58388 | SS12 |  |  | Solar Photovoltaic | 54 | CA | Kern | 34.8181 | -118.4036 | 2015 | 2
CISO | Solar Star 1 | 58388 | SS13 |  |  | Solar Photovoltaic | 58.5 | CA | Kern | 34.8181 | -118.4036 | 2014 | 10
CISO | Solar Star 1 | 58388 | SS14 |  |  | Solar Photovoltaic | 33 | CA | Kern | 34.8181 | -118.4036 | 2015 | 6
CISO | Solar Star 1 | 58388 | SS15 |  |  | Solar Photovoltaic | 15 | CA | Kern | 34.8181 | -118.4036 | 2014 | 10
CISO | Solar Star 1 | 58388 | SS16 |  |  | Solar Photovoltaic | 64.5 | CA | Kern | 34.8181 | -118.4036 | 2014 | 4
CISO | Solar Star 2 | 58389 | AVS2 |  |  | Solar Photovoltaic | 19.5 | CA | Kern | 34.8486 | -118.3528 | 2014 | 3
CISO | Solar Star 2 | 58389 | SS21 |  |  | Solar Photovoltaic | 60 | CA | Kern | 34.8486 | -118.3528 | 2014 | 7
CISO | Solar Star 2 | 58389 | SS22 |  |  | Solar Photovoltaic | 55.5 | CA | Kern | 34.8486 | -118.3528 | 2014 | 12
CISO | Solar Star 2 | 58389 | SS23 |  |  | Solar Photovoltaic | 48 | CA | Kern | 34.8486 | -118.3528 | 2014 | 12
CISO | Solar Star 2 | 58389 | SS24 |  |  | Solar Photovoltaic | 43.5 | CA | Kern | 34.8486 | -118.3528 | 2015 | 6
CISO | Solar Star 2 | 58389 | SS25 |  |  | Solar Photovoltaic | 52.5 | CA | Kern | 34.8486 | -118.3528 | 2014 | 4
CISO | Solar Star California, XLI, LLC | 60591 | RS1 |  |  | Solar Photovoltaic | 54 | CA | Kern | 34.839 | -118.3868 | 2016 | 12
CISO | Solar Star California, XLIV, LLC | 60869 | PB1 |  |  | Solar Photovoltaic | 9.5 | CA | Los Angeles | 34.5119 | -117.9228 | 2016 | 12
CISO | Solverde 1 | 60185 | SOLV1 |  |  | Solar Photovoltaic | 85 | CA | Los Angeles | 34.6557 | -118.2982 | 2016 | 12
CISO | Sonoma California Geothermal | 510 | 1 |  |  | Geothermal | 78 | CA | Lake | 38.7903 | -122.7559 | 1983 | 12
CISO | Sonoma County Landfill |  |  | 55752 | P-11-14 | BGAS | [7 empty] | 5 | CA | Sonoma
CISO | Sonora 1 | 58578 | SON1 |  |  | Solar Photovoltaic | 1.5 | CA | Tuolumne | 37.8898 | -120.5287 | 2013 | 12
CISO | South | 280 | 1 |  |  | Conventional Hydroelectric | 6.7 | CA | Tehama | 40.3954 | -121.8792 | 1979 | 12
CISO | South Belridge Cogen Facility |  |  | 50752 | GEN1/2/3 | GAS | [7 empty] | 55.2 | CA | Kern
CISO | Southeast Resource Recovery | 50837 | GEN1 |  |  | Municipal Solid Waste | 35.6 | CA | Los Angeles | 33.7592 | -118.2399 | 1988 | 7
CISO | Spaulding 3 | 283 | 1 |  |  | Conventional Hydroelectric | 6.6 | CA | Nevada | 39.3377 | -120.6355 | 1929 | 2
CISO | Spring Gap | 284 | 1 |  |  | Conventional Hydroelectric | 6 | CA | Tuolumne | 38.1865 | -120.1117 | 1921 | 9
CISO | Springville Hydroelectric | 56125 | 4152 |  |  | Conventional Hydroelectric | 1 | CA | Ventura | 34.2253 | -119.0858 | 1994 | 3
CISO | Stanton Battery Energy Storage |  |  | 66423 |  | LESR | [7 empty] | 68.8 | CA | ORANGE
CISO | Stanton Energy Reliability Center Hybrid | 60698 | GT1 |  |  | Natural Gas Fired Combustion Turbine | 70.5 | CA | Orange | 33.8068 | -117.9858 | 2020 | 7
CISO | Stanton Energy Reliability Center Hybrid | 60698 | GT2 |  |  | Natural Gas Fired Combustion Turbine | 70.5 | CA | Orange | 33.8068 | -117.9858 | 2020 | 7
CISO | Stateline Solar | 58646 | STL |  |  | Solar Photovoltaic | 75.9 | CA | San Bernardino | 35.6 | -115.4 | 2015 | 12
CISO | Stateline Solar | 58646 | STL2 |  |  | Solar Photovoltaic | 34.1 | CA | San Bernardino | 35.6 | -115.4 | 2015 | 12
CISO | Stateline Solar | 58646 | STL3 |  |  | Solar Photovoltaic | 37.9 | CA | San Bernardino | 35.6 | -115.4 | 2016 | 1
CISO | Stateline Solar | 58646 | STL4 |  |  | Solar Photovoltaic | 37.9 | CA | San Bernardino | 35.6 | -115.4 | 2016 | 2
CISO | Stateline Solar | 58646 | STL5 |  |  | Solar Photovoltaic | 37.9 | CA | San Bernardino | 35.6 | -115.4 | 2016 | 4
CISO | Stateline Solar | 58646 | STL6 |  |  | Solar Photovoltaic | 37.9 | CA | San Bernardino | 35.6 | -115.4 | 2016 | 6
CISO | Stateline Solar | 58646 | STL7 |  |  | Solar Photovoltaic | 37.9 | CA | San Bernardino | 35.6 | -115.4 | 2016 | 7
CISO | Still Water Power | 64141 | 4 |  |  | Other Waste Biomass | 1 | CA | Kings | 36.3988 | -119.5243 | 2020 | 5
CISO | Stockton Biomass | 54238 | STG |  |  | Wood/Wood Waste Biomass | 54 | CA | San Joaquin | 37.9436 | -121.3304 | 1987 | 12
CISO | Strauss Wind, LLC |  |  | 62114 | ST-CA | WIND | [7 empty] | 95.25 | CA | Santa Barbara
CISO | Stroud Solar Station | 57497 | 1 |  |  | Solar Photovoltaic | 20 | CA | Fresno | 36.5314 | -120.1069 | 2011 | 9
CISO | Success Power Plant |  |  | 10222 | 1 | WATR | [7 empty] | 1.4 | CA | Tulare
CISO | Summer North Solar | 58757 | UE2 |  |  | Solar Photovoltaic | 1.5 | CA | Los Angeles | 34.7231 | -118.2897 | 2014 | 12
CISO | Summer Solar LLC | 60280 | SUMSL |  |  | Solar Photovoltaic | 20 | CA | Los Angeles | 34.7147 | -118.311 | 2016 | 7
CISO | Sun City Project LLC | 57360 | 1 |  |  | Solar Photovoltaic | 20 | CA | Kings | 35.9831 | -120.1103 | 2011 | 8
CISO | Sun Harvest Solar NDP1 | 59687 | NDP1 |  |  | Solar Photovoltaic | 1.5 | CA | Merced | 37.0576 | -120.6536 | 2015 | 5
CISO | Sun Streams 2 | 63440 | GEN01 |  |  | Solar Photovoltaic | 150 | AZ | Maricopa | 33.3204 | -112.8168 | 2021 | 6
CISO | SunE Rochester | 60032 | RCHTR |  |  | Solar Photovoltaic | 1 | CA | San Bernardino | 34.0977 | -117.5445 | 2016 | 8
CISO | SunE- E Philadelphia Ontario | 59916 | 12307 |  |  | Solar Photovoltaic | 1 | CA | San Bernardino | 34.0353 | -117.5341 | 2016 | 3
CISO | SunEdison Anheuser Busch Fairfield | 57010 | 1 |  |  | Solar Photovoltaic | 1 | CA | Solano | 38.2321 | -122.0927 | 2008 | 12
CISO | SunSelect 1 |  |  | 61754 |  | GAS | [7 empty] | 4 | CA | Kern
CISO | Sunedison - Hesperia |  |  | 59182 |  | SOLR | [7 empty] | 1.5 | CA | San Bernardino
CISO | Sunlight Storage | 65857 | SUNS1 |  |  | Batteries | 230 | CA | Riverside | 33.803 | -115.402 | 2022 | 9
CISO | Sunlight Storage II | 66575 | SUNS2 |  |  | Batteries | 230 | CA | Riverside | 33.8095 | -115.7939 | 2024 | 4
CISO | Sunray 2 | 10437 | SUN2 |  |  | Solar Photovoltaic | 20 | CA | San Bernardino | 34.8634 | -116.8276 | 2017 | 6
CISO | Sunray 3 | 10438 | SUN3 |  |  | Solar Photovoltaic | 13.8 | CA | San Bernardino | 34.8634 | -116.8276 | 2017 | 6
CISO | Sunrise Power LLC | 55182 | STG |  |  | Natural Gas Fired Combined Cycle | 264 | CA | Kern | 35.2097 | -119.585 | 2003 | 6
CISO | Sunrise Power LLC | 55182 | X718 |  |  | Natural Gas Fired Combined Cycle | 210.6 | CA | Kern | 35.2097 | -119.585 | 2001 | 6
CISO | Sunrise Power LLC | 55182 | X719 |  |  | Natural Gas Fired Combined Cycle | 210.6 | CA | Kern | 35.2097 | -119.585 | 2001 | 6
CISO | Sunset Reservoir North Basin | 57559 | 1 |  |  | Solar Photovoltaic | 4.5 | CA | San Francisco | 37.7509 | -122.4818 | 2010 | 9
CISO | Sunshine Gas Producers |  |  | 58429 |  | BGAS | [7 empty] | 20 | CA | Los Angeles
CISO | Sunshine Valley Solar | 59826 | GEN01 |  |  | Solar Photovoltaic | 103.5 | NV | Nye | 36.518 | -116.497 | 2019 | 12
CISO | Sycamore Cogeneration | 50134 | GTAG |  |  | Natural Gas Fired Combustion Turbine | 75 | CA | Kern | 35.4526 | -118.9853 | 1987 | 12
CISO | Sycamore Cogeneration | 50134 | GTBG |  |  | Natural Gas Fired Combustion Turbine | 75 | CA | Kern | 35.4526 | -118.9853 | 1987 | 12
CISO | Sycamore Cogeneration | 50134 | GTCG |  |  | Natural Gas Fired Combustion Turbine | 75 | CA | Kern | 35.4526 | -118.9853 | 1987 | 12
CISO | Sycamore Cogeneration | 50134 | GTDG |  |  | Natural Gas Fired Combustion Turbine | 75 | CA | Kern | 35.4526 | -118.9853 | 1987 | 12
CISO | Sycamore Energy 1 |  |  | 10387 |  | BGAS | [7 empty] | 1.5 | CA | San Diego
CISO | TA-Acacia, LLC | 59443 | WAS1 |  |  | Solar Photovoltaic | 20 | CA | Los Angeles | 34.6892 | -118.3247 | 2014 | 11
CISO | TDM |  |  |  |  | GAS | [7 empty] | 625 | MX | Mexicali
CISO | TEXACO EXPLORATION & PROD (SE KERN RIVER |  |  | 50751 |  | GAS | [7 empty] | 34.47 | CA | Kern
CISO | TIGER CREEK HYDRO AGGREGATE |  |  | 287 |  | WATR | [7 empty] | 62 | CA | Amador
CISO | TOSCO (RODEO PLANT) |  |  | 50119 |  | GAS | [7 empty] | 49.85 | CA | Contra Costa
CISO | TPC Windfarms LLC | 54647 | EXIS |  |  | Onshore Wind Turbine | 28.7 | CA | Kern | 35.05 | -118.2572 | 1986 | 12
CISO | TULE RIVER HYDRO PLANT (SCE) |  |  | 365 |  | WATR | [7 empty] | 2.5 | CA | Tulare
CISO | Tajiguas Biogas Engines |  |  | 63094 | SBAD 1/2 | BGAS | [7 empty] | 1.99 | CA | Goleta
CISO | Tehachapi Wind Resource I | 10191 | EXIS |  |  | Onshore Wind Turbine | 8.7 | CA | Kern | 35.0606 | -118.3897 | 1984 | 12
CISO | Tehachapi Wind Resource II | 54909 | EXIS |  |  | Onshore Wind Turbine | 13.6 | CA | Kern | 35.1061 | -118.3114 | 1997 | 1
CISO | Temescal | 479 | 1 |  |  | Conventional Hydroelectric | 2.9 | CA | Riverside | 33.8343 | -117.4971 | 1983 | 7
CISO | Temescal Canyon RV, LLC | 57656 | 1 |  |  | Solar Photovoltaic | 1.5 | CA | Riverside | 33.8264 | -117.5117 | 2011 | 5
CISO | Tequesquite Landfill Solar PV Project | 60035 | RPU1 |  |  | Solar Photovoltaic | 7.3 | CA | Riverside | 33.9782 | -117.3851 | 2015 | 10
CISO | Terminus Hydroelectric Project | 54343 | GEN1 |  |  | Conventional Hydroelectric | 20.1 | CA | Tulare | 36.4156 | -119.0069 | 1990 | 3
CISO | Terra Francesco | 59541 | 3 |  |  | Solar Photovoltaic | 1.5 | CA | San Bernardino | 34.0397 | -117.6067 | 2015 | 3
CISO | Terry 1818-WD | 67748 | TERRY |  |  | Solar Photovoltaic | 4.6 | CA | Kern | 35.6078 | -119.3288 | 2024 | 12
CISO | Thermalito | 438 | 1 |  |  | Conventional Hydroelectric | 32.6 | CA | Butte | 39.5149 | -121.6301 | 1968 | 11
CISO | Thermalito | 438 | 2 |  |  | Hydroelectric Pumped Storage | 27.5 | CA | Butte | 39.5149 | -121.6301 | 1968 | 7
CISO | Thermalito | 438 | 3 |  |  | Hydroelectric Pumped Storage | 27.5 | CA | Butte | 39.5149 | -121.6301 | 1968 | 7
CISO | Thermalito | 438 | 4 |  |  | Hydroelectric Pumped Storage | 27.5 | CA | Butte | 39.5149 | -121.6301 | 1968 | 2
CISO | Three Forks Water Power Project | 54308 | 1 |  |  | Conventional Hydroelectric | 1.3 | CA | Trinity | 40.1998 | -123.5231 | 1984 | 12
CISO | Tierra Buena Energy Storage | 64743 | TB1 |  |  | Batteries | 2.5 | CA | Sutter | 39.1713 | -121.6621 | 2022 | 6
CISO | Toadtown | 714 | 1 |  |  | Conventional Hydroelectric | 1.8 | CA | Butte | 39.8935 | -121.5934 | 1986 | 4
CISO | Top Gun Energy Storage | 61366 | TGES |  |  | Batteries | 30 | CA | San Diego | 32.8762 | -117.1678 | 2021 | 6
CISO | Topaz Solar Farm | 57695 | TPZ1 |  |  | Solar Photovoltaic | 129.8 | CA | San Luis Obispo | 35.4056 | -120.0686 | 2013 | 4
CISO | Topaz Solar Farm | 57695 | TPZ2 |  |  | Solar Photovoltaic | 151.2 | CA | San Luis Obispo | 35.4056 | -120.0686 | 2013 | 6
CISO | Topaz Solar Farm | 57695 | TPZ3 |  |  | Solar Photovoltaic | 102.1 | CA | San Luis Obispo | 35.4056 | -120.0686 | 2014 | 1
CISO | Topaz Solar Farm | 57695 | TPZ4 |  |  | Solar Photovoltaic | 90.3 | CA | San Luis Obispo | 35.4056 | -120.0686 | 2014 | 11
CISO | Topaz Solar Farm | 57695 | TPZ5 |  |  | Solar Photovoltaic | 112.5 | CA | San Luis Obispo | 35.4056 | -120.0686 | 2014 | 10
CISO | Toyota Long Beach Trigen | 64005 | MMR-1 |  |  | Other Waste Biomass | 2.8 | CA | Los Angeles | 33.7809 | -118.2224 | 2023 | 11
CISO | Tracy Combined Cycle Power Plant | 55933 | TCC1 |  |  | Natural Gas Fired Combined Cycle | 167.3 | CA | San Joaquin | 37.7107 | -121.4906 | 2012 | 7
CISO | Tracy Combined Cycle Power Plant | 55933 | TPP1 |  |  | Natural Gas Fired Combined Cycle | 84.4 | CA | San Joaquin | 37.7107 | -121.4906 | 2003 | 4
CISO | Tracy Combined Cycle Power Plant | 55933 | TPP2 |  |  | Natural Gas Fired Combined Cycle | 84.4 | CA | San Joaquin | 37.7107 | -121.4906 | 2003 | 4
CISO | Trona Solar III |  |  | 71466 | 649914 | SOLR | [7 empty] | 2 | CA | Inyo
CISO | Tropico Solar Big Beau |  |  | 64993 | NA | HYBD | [7 empty] | 58 | CA | Kern
CISO | Tropico Solar PV Plant | 59599 | GEN1 |  |  | Solar Photovoltaic | 14 | CA | Tulare | 35.8319 | -119.0561 | 2016 | 9
CISO | Tulare BioMAT Fuel Cell |  |  | 61846 | MM-27 | BGAS | [7 empty] | 2.8 | CA | Tulare
CISO | Tulare CSG LLC | 66679 | TULAR |  |  | Solar Photovoltaic | 3 | CA | Tulare | 35.9874 | -119.4804 | 2024 | 10
CISO | Tule River | 289 | 1 |  |  | Conventional Hydroelectric | 4.2 | CA | Tulare | 36.1631 | -118.7071 | 1914 | 1
CISO | Tule Wind LLC | 57913 | 1 |  |  | Onshore Wind Turbine | 143 | CA | San Diego | 32.6639 | -116.2897 | 2017 | 12
CISO | UKIAH LAKE MENDOCINO HYDRO |  |  | 7489 |  | WATR | [7 empty] | 3.5 | CA | MENDOCINO
CISO | US-TOPCO (Soccer Center) | 60086 | PV1 |  |  | Solar Photovoltaic | 3 | CA | Los Angeles | 34.6607 | -118.0812 | 2016 | 12
CISO | Ultrapower Chinese Station BESS |  |  | 65510 |  | LESR | [7 empty] | 10 | CA | Tuolumne
CISO | VESI Pomona | 50300 | BESS1 |  |  | Batteries | 20 | CA | Los Angeles | 34.0594 | -117.7742 | 2016 | 12
CISO | VESI Pomona | 50300 | BESS2 |  |  | Batteries | 20 | CA | Los Angeles | 34.0594 | -117.7742 | 2023 | 8
CISO | Vaca Dixon Solar Station | 57041 | 1 |  |  | Solar Photovoltaic | 2 | CA | Solano | 38.4106 | -121.9264 | 2009 | 12
CISO | Valentine Solar, LLC | 62288 | VAL01 |  |  | Solar Photovoltaic | 111.2 | CA | Kern | 34.9042 | -118.3843 | 2019 | 11
CISO | Vallecito Energy Storage |  |  | 62801 | 1 | LESR | [7 empty] | 10 | CA | Santa Barbara
CISO | Valley Center | 60509 | PV1 |  |  | Solar Photovoltaic | 2.3 | CA | San Diego | 33.2503 | -117.0226 | 2016 | 12
CISO | Valley Center 1 | 58906 | VC1 |  |  | Solar Photovoltaic | 2.5 | CA | San Diego | 33.2342 | -117.0017 | 2013 | 12
CISO | Valley Center 2 | 58907 | VC2 |  |  | Solar Photovoltaic | 5 | CA | San Diego | 33.2342 | -117.0017 | 2013 | 12
CISO | Valley Center 54 | 66502 | VC54 |  |  | Batteries | 54 | CA | San Diego | 33.2272 | -117.0177 | 2021 | 11
CISO | Valley Center 85 | 66500 | VC85 |  |  | Batteries | 85 | CA | San Diego | 33.2272 | -117.0177 | 2021 | 12
CISO | Valley View | 487 | 1 |  |  | Conventional Hydroelectric | 4.1 | CA | Orange | 33.9001 | -117.829 | 1985 | 11
CISO | Vasco Road |  |  | 58435 |  | BGAS | [7 empty] | 4.3 | CA | Alameda
CISO | Vasco Wind |  |  | 50712 |  | WIND | [7 empty] | 78.2 | CA | Alameda
CISO | Vega Solar | 59555 | VEGA1 |  |  | Solar Photovoltaic | 20 | CA | Merced | 36.9258 | -120.82 | 2015 | 3
CISO | Venice Hydro | 72 | 1 |  |  | Conventional Hydroelectric | 10.1 | CA | Los Angeles | 34.0114 | -118.4168 | 1982 | 8
CISO | Verwey-Hanford Dairy Digester #2 | 62418 | 4 |  |  | Other Waste Biomass | 1 | CA | Kings | 36.1852 | -119.6815 | 2019 | 7
CISO | Verwey-Hanford Dairy Digester #3 | 62419 | 4 |  |  | Other Waste Biomass | 1 | CA | Kings | 36.1852 | -119.6815 | 2019 | 7
CISO | Victor Dry Farm Ranch A | 58418 | 1 |  |  | Solar Photovoltaic | 5 | CA | San Bernardino | 34.5011 | -117.4667 | 2015 | 6
CISO | Victor Dry Farm Ranch B | 58419 | 1 |  |  | Solar Photovoltaic | 5 | CA | San Bernardino | 34.4978 | -117.4711 | 2015 | 6
CISO | Victory Pass | 65743 | VCTBA |  |  | Batteries | 50 | CA | Riverside | 33.701 | -115.3163 | 2024 | 3
CISO | Victory Pass | 65743 | VCTPV |  |  | Solar Photovoltaic | 200 | CA | Riverside | 33.701 | -115.3163 | 2024 | 3
CISO | Vinam | 58450 | 1 |  |  | Solar Photovoltaic | 1.5 | CA | Los Angeles | 34.6689 | -118.0614 | 2013 | 7
CISO | Vintner Solar | 58509 | PV4 |  |  | Solar Photovoltaic | 1.5 | CA | San Luis Obispo | 35.5579 | -120.6829 | 2014 | 4
CISO | Visalia CSG LLC | 66677 | VISAL |  |  | Solar Photovoltaic | 3 | CA | Tulare | 36.3068 | -119.24 | 2024 | 3
CISO | Vista Energy Storage System | 61661 | VISTA |  |  | Batteries | 40 | CA | San Diego | 33.204 | -117.2539 | 2018 | 6
CISO | Volta 1 | 290 | 1 |  |  | Conventional Hydroelectric | 8.5 | CA | Shasta | 40.4591 | -121.8671 | 1980 | 4
CISO | Volta 2 | 180 | 1 |  |  | Conventional Hydroelectric | 1 | CA | Shasta | 40.4519 | -121.8621 | 1981 | 11
CISO | Voyager Wind I | 60594 | VYGR1 |  |  | Onshore Wind Turbine | 131.1 | CA | Kern | 35.0461 | -118.2827 | 2019 | 12
CISO | Voyager Wind II | 61582 | VYGR2 |  |  | Onshore Wind Turbine | 128.7 | CA | Kern | 35.0734 | -118.2686 | 2018 | 12
CISO | Voyager Wind III | 61583 | VYGR3 |  |  | Onshore Wind Turbine | 43.2 | CA | Kern | 35.0608 | -118.2647 | 2018 | 12
CISO | Voyager Wind IV | 61584 | VYGR4 |  |  | Onshore Wind Turbine | 21.6 | CA | Kern | 35.0779 | -118.2497 | 2018 | 12
CISO | W R Gianelli | 448 | 1 |  |  | Hydroelectric Pumped Storage | 53 | CA | Merced | 37.0692 | -121.0772 | 1968 | 6
CISO | W R Gianelli | 448 | 2 |  |  | Hydroelectric Pumped Storage | 53 | CA | Merced | 37.0692 | -121.0772 | 1968 | 3
CISO | W R Gianelli | 448 | 3 |  |  | Hydroelectric Pumped Storage | 53 | CA | Merced | 37.0692 | -121.0772 | 1967 | 11
CISO | W R Gianelli | 448 | 4 |  |  | Hydroelectric Pumped Storage | 53 | CA | Merced | 37.0692 | -121.0772 | 1967 | 9
CISO | W R Gianelli | 448 | 5 |  |  | Hydroelectric Pumped Storage | 53 | CA | Merced | 37.0692 | -121.0772 | 1967 | 8
CISO | W R Gianelli | 448 | 6 |  |  | Hydroelectric Pumped Storage | 53 | CA | Merced | 37.0692 | -121.0772 | 1967 | 7
CISO | W R Gianelli | 448 | 7 |  |  | Hydroelectric Pumped Storage | 53 | CA | Merced | 37.0692 | -121.0772 | 1967 | 5
CISO | W R Gianelli | 448 | 8 |  |  | Hydroelectric Pumped Storage | 53 | CA | Merced | 37.0692 | -121.0772 | 1967 | 3
CISO | WARNE HYDRO AGGREGATE |  |  | 6196 |  | WATR | [7 empty] | 76 | CA | Los Angeles
CISO | Wadham Energy LP | 50293 | GEN1 |  |  | Other Waste Biomass | 29.1 | CA | Colusa | 39.1062 | -122.1096 | 1989 | 3
CISO | Wagner Wind LLC | 58233 | GEN1 |  |  | Onshore Wind Turbine | 6 | CA | Riverside | 33.9089 | -116.5556 | 2012 | 12
CISO | Walnut Creek Energy Park | 57515 | GT1 |  |  | Natural Gas Fired Combustion Turbine | 100 | CA | Los Angeles | 34.0087 | -117.9449 | 2013 | 4
CISO | Walnut Creek Energy Park | 57515 | GT2 |  |  | Natural Gas Fired Combustion Turbine | 100 | CA | Los Angeles | 34.0087 | -117.9449 | 2013 | 4
CISO | Walnut Creek Energy Park | 57515 | GT3 |  |  | Natural Gas Fired Combustion Turbine | 100 | CA | Los Angeles | 34.0087 | -117.9449 | 2013 | 4
CISO | Walnut Creek Energy Park | 57515 | GT4 |  |  | Natural Gas Fired Combustion Turbine | 100 | CA | Los Angeles | 34.0087 | -117.9449 | 2013 | 4
CISO | Walnut Creek Energy Park | 57515 | GT5 |  |  | Natural Gas Fired Combustion Turbine | 100 | CA | Los Angeles | 34.0087 | -117.9449 | 2013 | 5
CISO | Warm Springs Hydro Project | 54261 | 3385 |  |  | Conventional Hydroelectric | 2.7 | CA | Sonoma | 38.7221 | -123.0112 | 1988 | 12
CISO | Watson Cogeneration | 50216 | GN91 |  |  | Natural Gas Fired Combined Cycle | 82 | CA | Los Angeles | 33.8166 | -118.2448 | 1988 | 3
CISO | Watson Cogeneration | 50216 | GN92 |  |  | Natural Gas Fired Combined Cycle | 82 | CA | Los Angeles | 33.8166 | -118.2448 | 1988 | 2
CISO | Watson Cogeneration | 50216 | GN93 |  |  | Natural Gas Fired Combined Cycle | 82 | CA | Los Angeles | 33.8166 | -118.2448 | 1988 | 1
CISO | Watson Cogeneration | 50216 | GN94 |  |  | Natural Gas Fired Combined Cycle | 82 | CA | Los Angeles | 33.8166 | -118.2448 | 1987 | 12
CISO | Watson Cogeneration | 50216 | GN95 |  |  | Natural Gas Fired Combined Cycle | 38.5 | CA | Los Angeles | 33.8166 | -118.2448 | 1988 | 2
CISO | Watson Cogeneration | 50216 | GN96 |  |  | Natural Gas Fired Combined Cycle | 38.5 | CA | Los Angeles | 33.8166 | -118.2448 | 1987 | 12
CISO | Watts 3115 | 58454 | 1 |  |  | Solar Photovoltaic | 1.5 | CA | San Bernardino | 34.6008 | -117.6422 | 2013 | 8
CISO | Watts 3115 | 58454 | 2 |  |  | Solar Photovoltaic | 0.5 | CA | San Bernardino | 34.6008 | -117.6422 | 2013 | 12
CISO | West Ford Flat | 66669 | WFF1 |  |  | Batteries | 25 | CA | Lake | 38.7881 | -122.7218 | 2024 | 7
CISO | West Gates Solar Station | 58206 | 1 |  |  | Solar Photovoltaic | 10 | CA | Fresno | 36.1422 | -120.1325 | 2013 | 5
CISO | West Point PH | 291 | 1 |  |  | Conventional Hydroelectric | 13.6 | CA | Amador | 38.4209 | -120.5496 | 1948 | 11
CISO | West Tambo Clean Power II | 66506 | WEST2 |  |  | Solar Photovoltaic | 2 | CA | Merced | 37.361 | -120.7194 | 2024 | 11
CISO | Western Antelope Blue Sky Ranch A | 58626 | WABSA |  |  | Solar Photovoltaic | 20 | CA | Los Angeles | 34.6817 | -118.3247 | 2014 | 11
CISO | Western Antelope Dry Ranch | 58627 | WADR |  |  | Solar Photovoltaic | 10 | CA | Los Angeles | 34.6889 | -118.3203 | 2016 | 12
CISO | Western Power and Steam Cogeneration |  |  | 54410 |  | GAS | [7 empty] | 20 | CA | Kern
CISO | Westlands Solar PV Farm | 58616 | WSF1 |  |  | Solar Photovoltaic | 18 | CA | Fresno | 36.1381 | -120.0758 | 2014 | 2
CISO | Westside Solar Power PV1 | 60275 | WSPV1 |  |  | Solar Photovoltaic | 2 | CA | Kings | 36.219 | -119.907 | 2016 | 5
CISO | Westside Solar Station | 57499 | 1 |  |  | Solar Photovoltaic | 15 | CA | Fresno | 36.3787 | -120.1249 | 2011 | 8
CISO | Wheelabrator Shasta |  |  | 50881 |  | BIOM | [7 empty] | 50 | CA | Shasta
CISO | White River Solar | 58373 | WRCA |  |  | Solar Photovoltaic | 20 | CA | Tulare | 35.8714 | -119.4625 | 2013 | 7
CISO | White River Solar 2 | 58973 | W2CA |  |  | Solar Photovoltaic | 19.8 | CA | Tulare | 35.8747 | -119.0461 | 2014 | 9
CISO | White Rock/Slab Creek | 435 | H3 |  |  | Conventional Hydroelectric | 2.7 | CA | El Dorado | 38.7653 | -120.7874 | 2020 | 12
CISO | White Wing Solar | 60572 | GEN01 |  |  | Solar Photovoltaic | 179 | AZ | Yuma | 32.9941 | -113.5088 | 2024 | 10
CISO | Whitewater Hill Wind Partners | 56012 | 1 |  |  | Onshore Wind Turbine | 61.5 | CA | Riverside | 33.925 | -116.6178 | 2002 | 10
CISO | Whitewater Hydro Plant | 10162 | WWHI |  |  | Conventional Hydroelectric | 1.3 | CA | Riverside | 33.9347 | -116.6405 | 1986 | 4
CISO | Whitney Point Solar | 60975 | WS532 |  |  | Solar Photovoltaic | 20 | CA | Fresno | 36.3769 | -120.1385 | 2017 | 3
CISO | Wildcat I Energy Storage LLC | 62875 | WILD1 |  |  | Batteries | 3 | CA | Riverside | 33.808 | -116.4898 | 2021 | 11
CISO | Wildwood Solar I, LLC | 59380 | WLD1 |  |  | Solar Photovoltaic | 19.5 | CA | Kern | 35.6158 | -119.5783 | 2015 | 2
CISO | Wildwood Solar II | 59253 | PV1 |  |  | Solar Photovoltaic | 15 | CA | Kern | 35.63 | -119.5739 | 2017 | 1
CISO | Willow Spring Solar, LLC | 60324 | GEN01 |  |  | Solar Photovoltaic | 107.9 | CA | Kern | 34.8267 | -118.3352 | 2019 | 1
CISO | Willow Springs Solar 3 |  |  | 65685 | TWES1 | LESR | [7 empty] | 50 | CA | KERN
CISO | Willow Springs Solar 4 |  |  | 65685 | TWES2 | LESR | [7 empty] | 74.82 | CA | KERN
CISO | Wind Wall Monolith 1 |  |  | 52162 | 85A | WIND | [7 empty] | 19.85 | CA | Kern
CISO | Wind Wall Monolith 2 |  |  | 52163 | 85B | WIND | [7 empty] | 23.66 | CA | Kern
CISO | Windhub Solar A LLC | 59878 | GEN01 |  |  | Solar Photovoltaic | 20 | CA | Kern | 35.0199 | -118.2879 | 2019 | 12
CISO | Windstar 1 | 57774 | WGNS |  |  | Onshore Wind Turbine | 120 | CA | Kern | 35.0542 | -118.3547 | 2012 | 2
CISO | Windstream 39 |  |  | 50532 |  | WIND | [7 empty] | 4.8 | CA | Kern
CISO | Windstream 6040 |  |  | 50532 |  | WIND | [7 empty] | 5.72 | CA | Kern
CISO | Windstream 6041 |  |  | 50532 |  | WIND | [7 empty] | 6 | CA | Kern
CISO | Windstream 6042 |  |  | 52160 |  | WIND | [7 empty] | 5.91 | CA | Kern
CISO | Windstream 6111 |  |  | 56276 | WGN¿s | WIND | [7 empty] | 6.31 | CA | Kern
CISO | Windustries |  |  | 50690 |  | WIND | [7 empty] | 9.8 | CA | Riverside
CISO | Wise | 292 | 1 |  |  | Conventional Hydroelectric | 13.6 | CA | Placer | 38.8899 | -121.0985 | 1917 | 3
CISO | Wise | 292 | 2 |  |  | Conventional Hydroelectric | 2.8 | CA | Placer | 38.8899 | -121.0985 | 1986 | 12
CISO | Wishon/San Joaquin #1-A AGGREGATE |  |  | 293 |  | WATR | [7 empty] | 18.4 | CA | Madera
CISO | Wistaria Ranch Solar | 61750 | WICA |  |  | Solar Photovoltaic | 106.7 | CA | Imperial | 32.676 | -115.619 | 2018 | 12
CISO | Wolfskill Energy Center | 55855 | CTG1 |  |  | Natural Gas Fired Combustion Turbine | 48 | CA | Solano | 38.2285 | -122.0752 | 2003 | 1
CISO | Woodland Biomass Power Ltd | 10836 | GEN1 |  |  | Wood/Wood Waste Biomass | 28 | CA | Yolo | 38.6905 | -121.7371 | 1989 | 9
CISO | Woodleaf | 419 | 1 |  |  | Conventional Hydroelectric | 67.2 | CA | Butte | 39.5538 | -121.2041 | 1963 | 11
CISO | Woodmere Solar Farm | 59008 | PV1 |  |  | Solar Photovoltaic | 15 | CA | Kern | 35.3231 | -118.8214 | 2015 | 12
CISO | Woodward Power Plant | 50218 | U1 |  |  | Conventional Hydroelectric | 2.8 | CA | Stanislaus | 37.8607 | -120.8792 | 1982 | 4
CISO | Wright Solar Park | 59525 | FRWSP |  |  | Solar Photovoltaic | 200 | CA | Merced | 37.0094 | -120.9572 | 2019 | 12
CISO | Yellow Pine 2 BESS |  |  | 66357 | YPBES | LESR | [7 empty] | 65 | CA | Clark
CISO | Yellow Pine II | 67091 | YP2AB |  |  | Batteries | 53 | NV | Clark | 36.0755 | -115.7913 | 2024 | 5
CISO | Yellow Pine II | 67091 | YP2AP |  |  | Solar Photovoltaic | 60 | NV | Clark | 36.0755 | -115.7913 | 2024 | 5
CISO | Yellow Pine II | 67091 | YP2BP |  |  | Solar Photovoltaic | 65 | NV | Clark | 36.0755 | -115.7913 | 2024 | 7
CISO | Yellow Pine Solar | 66357 | YPS1 |  |  | Solar Photovoltaic | 125 | NV | Clark | 36.0663 | -115.7751 | 2023 | 7
CISO | Yorba Linda | 6647 | 1 |  |  | Conventional Hydroelectric | 5.1 | CA | Orange | 33.9117 | -117.8192 | 1981 | 11
CISO | Yorktown Battery Energy Storage Facility | 63325 | YORK1 |  |  | Batteries | 3 | CA | Los Angeles | 34.0047 | -118.0684 | 2024 | 9
CISO | Yuba City Cogen Partners | 52186 | GEN1 |  |  | Natural Gas Fired Combustion Turbine | 49.9 | CA | Sutter | 39.1367 | -121.6398 | 1990 | 12
CISO | Yuba City Energy Center | 55813 | CTG1 |  |  | Natural Gas Fired Combustion Turbine | 47.3 | CA | Sutter | 39.1392 | -121.6387 | 2002 | 8
CISO | Zephyr Park |  |  | 50754 | W0367 | WIND | [7 empty] | 3.5 | CA | Kern
CISO | Zero Waste Energy |  |  | 60220 | ZWED1/2 | BIOM | [7 empty] | 1.6 | CA | Santa Clara
CPLE | 1025 Traveller Solar, LLC | 62660 | 1025 |  |  | Solar Photovoltaic | 5 | NC | Lee | 35.4273 | -79.1263 | 2019 | 11
CPLE | 1034 Catherine Lake Solar, LLC | 64478 | 1034 |  |  | Solar Photovoltaic | 4.9 | NC | Onslow | 34.7847 | -77.4988 | 2021 | 4
CPLE | 1634 Solar | 61935 | 3 |  |  | Solar Photovoltaic | 2 | SC | Darlington | 34.3368 | -80.0815 | 2021 | 2
CPLE | 231 Dixon 74 Solar I, LLC | 61195 | DIXON |  |  | Solar Photovoltaic | 2 | NC | Cleveland | 35.2441 | -81.4304 | 2017 | 8
CPLE | 315 Vinson Road | 63979 | VINSN |  |  | Solar Photovoltaic | 2 | NC | Johnston | 35.6294 | -78.3859 | 2020 | 12
CPLE | 4Oaks | 59534 | 4OAKS |  |  | Solar Photovoltaic | 5 | NC | Johnston | 35.4325 | -78.4117 | 2015 | 7
CPLE | ABD Farms | 61525 | GEN1 |  |  | Solar Photovoltaic | 5 | NC | Randolph | 35.7287 | -79.7483 | 2017 | 12
CPLE | AGA TAG Solar IV LLC | 63225 | PV1 |  |  | Solar Photovoltaic | 4.9 | NC | Brunswick | 34.2736 | -78.0644 | 2019 | 12
CPLE | AM Best Farm | 58344 | 1 |  |  | Solar Photovoltaic | 5 | NC | Wayne | 35.4189 | -77.9856 | 2013 | 6
CPLE | ATOOD Solar IV, LLC | 63383 | NCATD |  |  | Solar Photovoltaic | 5 | NC | Brunswick | 34.2753 | -78.061 | 2019 | 12
CPLE | Abbot Solar | 61936 | 2 |  |  | Solar Photovoltaic | 2 | SC | Clarendon | 33.6784 | -80.2403 | 2018 | 12
CPLE | Achilles Solar | 62621 | ACHIL |  |  | Solar Photovoltaic | 5 | NC | Montgomery | 35.3597 | -79.9114 | 2019 | 2
CPLE | Acme Solar, LLC | 64238 | 018 |  |  | Solar Photovoltaic | 4.9 | NC | Columbus | 34.3244 | -78.9961 | 2021 | 4
CPLE | Albemarle Solar Center LLC | 58806 | ASC1 |  |  | Solar Photovoltaic | 5 | NC | Lenoir | 35.2931 | -77.5569 | 2014 | 12
CPLE | Albertson Solar LLC | 59901 | ALBRT |  |  | Solar Photovoltaic | 5 | NC | Duplin | 35.093 | -77.8127 | 2015 | 7
CPLE | Anderson Farm LLC | 59115 | 1 |  |  | Solar Photovoltaic | 1.9 | NC | Sampson | 34.9756 | -78.5167 | 2014 | 10
CPLE | Angier Farm | 58867 | 1 |  |  | Solar Photovoltaic | 5 | NC | Harnett | 35.5164 | -78.75 | 2013 | 12
CPLE | Anson County Generation Facility | 56249 | 1 |  |  | Natural Gas Fired Combustion Turbine | 57.3 | NC | Anson | 34.9687 | -79.9217 | 2007 | 6
CPLE | Anson County Generation Facility | 56249 | 2 |  |  | Natural Gas Fired Combustion Turbine | 57.3 | NC | Anson | 34.9687 | -79.9217 | 2007 | 6
CPLE | Anson County Generation Facility | 56249 | 3 |  |  | Natural Gas Fired Combustion Turbine | 57.3 | NC | Anson | 34.9687 | -79.9217 | 2007 | 6
CPLE | Anson County Generation Facility | 56249 | 4 |  |  | Natural Gas Fired Combustion Turbine | 57.3 | NC | Anson | 34.9687 | -79.9217 | 2007 | 6
CPLE | Anson County Generation Facility | 56249 | 5 |  |  | Natural Gas Fired Combustion Turbine | 57.3 | NC | Anson | 34.9687 | -79.9217 | 2007 | 6
CPLE | Anson County Generation Facility | 56249 | 6 |  |  | Natural Gas Fired Combustion Turbine | 57.3 | NC | Anson | 34.9687 | -79.9217 | 2007 | 6
CPLE | Arba Solar Energy Storage | 64510 | BAT1 |  |  | Batteries | 5.1 | NC | Greene | 35.4196 | -77.7291 | 2023 | 3
CPLE | Arba Solar Energy Storage | 64510 | SOL1 |  |  | Solar Photovoltaic | 5 | NC | Greene | 35.4196 | -77.7291 | 2023 | 3
CPLE | Archer Daniels Midland Southport | 54316 | GEN1 |  |  | Natural Gas Fired Combustion Turbine | 18 | NC | Brunswick | 33.9397 | -77.9905 | 1992 | 9
CPLE | Archer Daniels Midland Southport | 54316 | GEN2 |  |  | Natural Gas Fired Combustion Turbine | 17.5 | NC | Brunswick | 33.9397 | -77.9905 | 1992 | 10
CPLE | Archer Daniels Midland Southport | 54316 | GEN3 |  |  | Natural Gas Fired Combustion Turbine | 17 | NC | Brunswick | 33.9397 | -77.9905 | 1995 | 4
CPLE | Archie Horne | 67040 | BAT1 |  |  | Batteries | 10 | NC | Onslow | 34.9177 | -77.6313 | 2024 | 12
CPLE | Arthur 2 Solar | 66605 | ARTH2 |  |  | Solar Photovoltaic | 5 | NC | Columbus | 34.1729 | -78.8356 | 2023 | 3
CPLE | Atkinson Farm Solar | 60982 | 1 |  |  | Solar Photovoltaic | 5 | NC | Duplin | 34.897 | -77.7952 | 2015 | 12
CPLE | Atkinson Solar II | 62096 | PGRF3 |  |  | Solar Photovoltaic | 1.9 | NC | Duplin | 34.897 | -77.792 | 2018 | 10
CPLE | BRE NC Solar 3 | 60627 | BEAM3 |  |  | Solar Photovoltaic | 5 | NC | Granville | 36.383 | -78.612 | 2021 | 12
CPLE | Bailey Farm LLC | 59127 | 1 |  |  | Solar Photovoltaic | 5 | NC | Nash | 35.7875 | -78.1397 | 2013 | 11
CPLE | Balsam | 59828 | 5375 |  |  | Solar Photovoltaic | 5 | NC | Lee | 35.4589 | -79.1739 | 2015 | 12
CPLE | Bani Solar | 61938 | 4 |  |  | Solar Photovoltaic | 2 | SC | Florence | 33.9538 | -79.9371 | 2021 | 2
CPLE | Banner Solar | 66700 | BANNR |  |  | Solar Photovoltaic | 5 | NC | Johnston | 35.4137 | -78.5554 | 2021 | 12
CPLE | Barker Solar, LLC | 61194 | BARK |  |  | Solar Photovoltaic | 5 | NC | Robeson | 34.6356 | -78.9287 | 2017 | 12
CPLE | Bay Branch Solar | 60601 | BBSOL |  |  | Solar Photovoltaic | 5 | NC | Beaufort | 35.4745 | -77.1191 | 2018 | 12
CPLE | Bay Tree | 63976 | 959 |  |  | Solar Photovoltaic | 70.1 | NC | Bladen | 34.7041 | -78.3934 | 2021 | 11
CPLE | Bayboro Solar Farm | 61528 | GEN1 |  |  | Solar Photovoltaic | 5 | NC | Pamlico | 35.1483 | -76.8102 | 2017 | 12
CPLE | Beaker | 65502 | BEAKR |  |  | Solar Photovoltaic | 5 | NC | Pitt | 35.5979 | -77.6094 | 2019 | 12
CPLE | Bear Creek Solar (NC) | 61351 | GEN1 |  |  | Solar Photovoltaic | 2 | NC | Chatham | 35.5403 | -79.4491 | 2017 | 11
CPLE | BearPond Solar Center LLC | 58955 | BEAR |  |  | Solar Photovoltaic | 4.8 | NC | Vance | 36.2761 | -78.3772 | 2014 | 12
CPLE | Bearford Farm Solar Project | 59567 | PV1 |  |  | Solar Photovoltaic | 5 | NC | Pender | 34.61 | -77.9242 | 2017 | 3
CPLE | Beaufort Solar, LLC | 59887 | GEN |  |  | Solar Photovoltaic | 15 | NC | Beaufort | 35.456 | -77.134 | 2015 | 12
CPLE | Beckwith Solar | 66602 | BCKWT |  |  | Solar Photovoltaic | 5 | NC | Columbus | 34.1519 | -78.8916 | 2022 | 12
CPLE | Belafonte | 65503 | BELAF |  |  | Solar Photovoltaic | 3.4 | NC | Duplin | 35.1615 | -78.0901 | 2018 | 12
CPLE | Belwood Farm | 58314 | 1 |  |  | Solar Photovoltaic | 4 | NC | Cleveland | 35.47 | -81.5083 | 2012 | 12
CPLE | Benson Solar, LLC | 63836 | PV1 |  |  | Solar Photovoltaic | 4.9 | NC | Johnston | 35.3962 | -78.5622 | 2020 | 8
CPLE | Birch Solar (SC) | 62185 | 27 |  |  | Solar Photovoltaic | 2 | SC | Darlington | 34.268 | -79.8686 | 2024 | 2
CPLE | Bishopville Solar II, LLC | 65781 | BSHP2 |  |  | Solar Photovoltaic | 10 | SC | Lee | 34.2081 | -80.2283 | 2022 | 12
CPLE | Blacktip Solar | 61939 | 5 |  |  | Solar Photovoltaic | 2 | SC | Florence | 33.9005 | -79.756 | 2018 | 12
CPLE | Bladen Solar | 61561 | GEN1 |  |  | Solar Photovoltaic | 50 | NC | Bladen | 34.8235 | -78.6234 | 2017 | 12
CPLE | Bladenboro Farm | 58868 | 1 |  |  | Solar Photovoltaic | 5 | NC | Bladen | 34.535 | -78.8131 | 2013 | 10
CPLE | Bladenboro Solar 2 | 62101 | PGRF6 |  |  | Solar Photovoltaic | 4.5 | NC | Bladen | 34.536 | -78.799 | 2018 | 8
CPLE | Bladenboro Solar, LLC | 61283 | GEN1 |  |  | Solar Photovoltaic | 4.8 | NC | Bladen | 34.5478 | -78.8177 | 2015 | 12
CPLE | Blewett | 2707 | 1 |  |  | Conventional Hydroelectric | 3.2 | NC | Anson | 34.9833 | -79.8775 | 1912 | 6
CPLE | Blewett | 2707 | 2 |  |  | Conventional Hydroelectric | 3.2 | NC | Anson | 34.9833 | -79.8775 | 1912 | 6
CPLE | Blewett | 2707 | 3 |  |  | Conventional Hydroelectric | 3.2 | NC | Anson | 34.9833 | -79.8775 | 1912 | 6
CPLE | Blewett | 2707 | 4 |  |  | Conventional Hydroelectric | 5 | NC | Anson | 34.9833 | -79.8775 | 1912 | 6
CPLE | Blewett | 2707 | 5 |  |  | Conventional Hydroelectric | 5 | NC | Anson | 34.9833 | -79.8775 | 1912 | 6
CPLE | Blewett | 2707 | 6 |  |  | Conventional Hydroelectric | 5 | NC | Anson | 34.9833 | -79.8775 | 1912 | 6
CPLE | Blewett | 2707 | GT1 |  |  | Petroleum Liquids | 17.5 | NC | Anson | 34.9833 | -79.8775 | 1971 | 5
CPLE | Blewett | 2707 | GT2 |  |  | Petroleum Liquids | 17.5 | NC | Anson | 34.9833 | -79.8775 | 1971 | 5
CPLE | Blewett | 2707 | GT3 |  |  | Petroleum Liquids | 17.5 | NC | Anson | 34.9833 | -79.8775 | 1971 | 5
CPLE | Blewett | 2707 | GT4 |  |  | Petroleum Liquids | 17.5 | NC | Anson | 34.9833 | -79.8775 | 1971 | 7
CPLE | Bloom Solar | 61940 | 6 |  |  | Solar Photovoltaic | 2 | SC | Clarendon | 33.6105 | -80.3366 | 2019 | 2
CPLE | Bo Biggs Solar | 64192 | BB08 |  |  | Solar Photovoltaic | 4.9 | NC | Robeson | 34.5812 | -78.9495 | 2018 | 12
CPLE | Bolton Farm | 58349 | 1 |  |  | Solar Photovoltaic | 5 | NC | Warren | 36.4216 | -78.1323 | 2013 | 7
CPLE | Bond Solar | 61941 | 7 |  |  | Solar Photovoltaic | 2 | SC | Clarendon | 33.6172 | -80.363 | 2018 | 12
CPLE | Bondi Solar | 61352 | GEN1 |  |  | Solar Photovoltaic | 5 | NC | Jones | 35.1341 | -77.5385 | 2017 | 12
CPLE | Boseman Solar Center LLC | 58807 | BSC1 |  |  | Solar Photovoltaic | 5 | NC | Nash | 36.0081 | -77.81 | 2014 | 12
CPLE | Brantley Solar | 60623 | PV1 |  |  | Solar Photovoltaic | 50.2 | NC | Nash | 35.8905 | -78.1552 | 2018 | 10
CPLE | Brick City Solar | 66710 | BRICT |  |  | Solar Photovoltaic | 5 | NC | Duplin | 34.7264 | -77.9834 | 2021 | 12
CPLE | Broadridge Solar, LLC | 61218 | BROAD |  |  | Solar Photovoltaic | 5 | NC | Robeson | 34.5229 | -78.9572 | 2017 | 12
CPLE | Broadway Road Solar, LLC | 64820 | OS |  |  | Solar Photovoltaic | 2 | NC | Lee | 35.4571 | -79.0942 | 2021 | 12
CPLE | Broadway Solar Center, LLC | 59762 | BRDWY |  |  | Solar Photovoltaic | 5 | NC | Columbus | 34.3093 | -78.8314 | 2014 | 12
CPLE | Brunswick Nuclear | 6014 | 1 |  |  | Nuclear | 1001.6 | NC | Brunswick | 33.9597 | -78.0114 | 1977 | 3
CPLE | Brunswick Nuclear | 6014 | 2 |  |  | Nuclear | 1001.6 | NC | Brunswick | 33.9597 | -78.0114 | 1975 | 11
CPLE | Buckleberry Solar | 61693 | GEN |  |  | Solar Photovoltaic | 52.1 | NC | Lenoir | 35.3807 | -77.406 | 2018 | 11
CPLE | Bullock Solar, LLC | 61512 | GEN1 |  |  | Solar Photovoltaic | 50 | NC | Vance | 36.4754 | -78.3151 | 2017 | 12
CPLE | Burgaw Solar, LLC | 62240 | 1072 |  |  | Solar Photovoltaic | 5 | NC | Pender | 34.536 | -77.9117 | 2019 | 11
CPLE | Butler | 67042 | BAT1 |  |  | Batteries | 10 | NC | Cumberland | 34.8981 | -78.899 | 2024 | 12
CPLE | Butler-Warner Generation Plant | 1016 | 1 |  |  | Natural Gas Fired Combined Cycle | 28.8 | NC | Cumberland | 35.0986 | -78.8294 | 1976 | 12
CPLE | Butler-Warner Generation Plant | 1016 | 10 |  |  | Solar Photovoltaic | 1 | NC | Cumberland | 35.0986 | -78.8294 | 2019 | 6
CPLE | Butler-Warner Generation Plant | 1016 | 11 |  |  | Batteries | 0.5 | NC | Cumberland | 35.0986 | -78.8294 | 2019 | 9
CPLE | Butler-Warner Generation Plant | 1016 | 2 |  |  | Natural Gas Fired Combined Cycle | 28.8 | NC | Cumberland | 35.0986 | -78.8294 | 1976 | 12
CPLE | Butler-Warner Generation Plant | 1016 | 3 |  |  | Natural Gas Fired Combined Cycle | 28.8 | NC | Cumberland | 35.0986 | -78.8294 | 1976 | 7
CPLE | Butler-Warner Generation Plant | 1016 | 4 |  |  | Natural Gas Fired Combustion Turbine | 28.8 | NC | Cumberland | 35.0986 | -78.8294 | 1976 | 7
CPLE | Butler-Warner Generation Plant | 1016 | 5 |  |  | Natural Gas Fired Combustion Turbine | 28.8 | NC | Cumberland | 35.0986 | -78.8294 | 1977 | 7
CPLE | Butler-Warner Generation Plant | 1016 | 6 |  |  | Natural Gas Fired Combined Cycle | 28.8 | NC | Cumberland | 35.0986 | -78.8294 | 1978 | 6
CPLE | Butler-Warner Generation Plant | 1016 | 7 |  |  | Natural Gas Fired Combined Cycle | 28.8 | NC | Cumberland | 35.0986 | -78.8294 | 1979 | 6
CPLE | Butler-Warner Generation Plant | 1016 | 8 |  |  | Natural Gas Fired Combined Cycle | 28.8 | NC | Cumberland | 35.0986 | -78.8294 | 1980 | 5
CPLE | Butler-Warner Generation Plant | 1016 | 9 |  |  | Natural Gas Fired Combined Cycle | 73 | NC | Cumberland | 35.0986 | -78.8294 | 1988 | 12
CPLE | Buttercup Solar, LLC | 64002 | 11629 |  |  | Solar Photovoltaic | 5 | NC | Duplin | 34.8235 | -77.9727 | 2020 | 11
CPLE | CBC Solar Energy Gen Fac Phase 2 | 59451 | PV2 |  |  | Solar Photovoltaic | 2.5 | NC | Wake | 35.6744 | -78.5261 | 2013 | 12
CPLE | CII Methane Management IV, LLC | 59711 | GEN1 |  |  | Landfill Gas | 1.6 | NC | Johnston | 35.5119 | -78.4338 | 2014 | 6
CPLE | Cabin Creek Solar, LLC | 65107 | PGR34 |  |  | Solar Photovoltaic | 70.2 | NC | Montgomery | 35.336 | -79.7417 | 2023 | 1
CPLE | Camden South Carolina | 10795 | GEN3 |  |  | Natural Gas Steam Turbine | 19 | SC | Kershaw | 34.2338 | -80.6558 | 1993 | 7
CPLE | Candace Solar | 59499 | PV1 |  |  | Solar Photovoltaic | 5 | NC | Johnston | 35.487 | -78.1922 | 2016 | 8
CPLE | Cardinal Solar LLC | 63973 | CARD |  |  | Solar Photovoltaic | 7 | SC | Marion | 34.1998 | -79.3858 | 2020 | 12
CPLE | Carter PV1 | 59156 | CTR1 |  |  | Solar Photovoltaic | 5 | NC | Cumberland | 35.0211 | -78.7875 | 2014 | 12
CPLE | Castalia Solar | 58849 | 1 |  |  | Solar Photovoltaic | 2 | NC | Nash | 36.0939 | -77.7833 | 2014 | 6
CPLE | Century Drive Solar Farm | 61187 | CENT1 |  |  | Solar Photovoltaic | 1 | NC | Wake | 35.8378 | -78.6689 | 2014 | 4
CPLE | Chadbourn Farm | 58311 | 1 |  |  | Solar Photovoltaic | 5 | NC | Columbus | 34.3247 | -78.7649 | 2012 | 12
CPLE | Changeup | 62601 | CHANG |  |  | Solar Photovoltaic | 2 | NC | Randolph | 35.749 | -79.7855 | 2019 | 3
CPLE | Chapman Solar | 62186 | 28 |  |  | Solar Photovoltaic | 2 | SC | Darlington | 34.3698 | -80.0248 | 2023 | 11
CPLE | Chauncey Farm LLC | 59100 | 1 |  |  | Solar Photovoltaic | 4.9 | NC | Columbus | 34.3375 | -78.5219 | 2014 | 6
CPLE | Chei Solar | 59508 | PV1 |  |  | Solar Photovoltaic | 5 | NC | Nash | 35.8918 | -78.1823 | 2016 | 1
CPLE | Cherry Blossom Solar LLC | 63505 | CB |  |  | Solar Photovoltaic | 10 | SC | Williamsburg | 33.7622 | -79.458 | 2019 | 12
CPLE | Choco Solar, LLC | 59899 | CHOCO |  |  | Solar Photovoltaic | 5 | NC | Beaufort | 35.482 | -77.1131 | 2014 | 12
CPLE | Church Road Solar LLC | 62168 | CHU01 |  |  | Solar Photovoltaic | 5 | NC | Harnett | 35.5237 | -78.6254 | 2018 | 8
CPLE | Clipperton Holdings LLC | 59213 | PV1 |  |  | Solar Photovoltaic | 5 | NC | Sampson | 34.9669 | -78.3544 | 2017 | 11
CPLE | Clovelly Solar | 66711 | CLOVY |  |  | Solar Photovoltaic | 5 | NC | Harnett | 35.4169 | -78.7733 | 2021 | 4
CPLE | Collier BESS | 65248 | BAT1 |  |  | Batteries | 2.5 | NC | Cumberland | 35.2049 | -78.8903 | 2024 | 12
CPLE | Coogee Solar | 66712 | COOGE |  |  | Solar Photovoltaic | 5 | NC | Pamlico | 35.1508 | -76.8236 | 2021 | 12
CPLE | Copperfield | 61882 | GEN1 |  |  | Solar Photovoltaic | 2 | NC | Montgomery | 35.3401 | -79.9912 | 2018 | 12
CPLE | Cornwall Solar Center, LLC | 59663 | CSC1 |  |  | Solar Photovoltaic | 5 | NC | Granville | 36.3669 | -78.6261 | 2016 | 10
CPLE | Cotten Farm, LLC | 60965 | COT |  |  | Solar Photovoltaic | 5 | NC | Lee | 35.5285 | -79.1985 | 2016 | 11
CPLE | Cougar Solar, LLC | 61658 | COUGR |  |  | Solar Photovoltaic | 1.9 | NC | Lee | 35.4624 | -79.1807 | 2017 | 12
CPLE | County Home Solar LLC | 62167 | COU01 |  |  | Solar Photovoltaic | 4.9 | NC | Richmond | 34.9255 | -79.7229 | 2018 | 9
CPLE | Craven County Wood Energy LP | 10525 | 1UNI |  |  | Wood/Wood Waste Biomass | 50 | NC | Craven | 35.1302 | -77.1679 | 1990 | 11
CPLE | Crestwood Solar Center LLC | 59914 | CREST |  |  | Solar Photovoltaic | 5 | NC | Granville | 36.3535 | -78.5842 | 2016 | 4
CPLE | Crockett Farm | 59561 | PV1 |  |  | Solar Photovoltaic | 5 | NC | Lenoir | 35.2308 | -77.5525 | 2014 | 12
CPLE | Crooked Run | 62678 | 299 |  |  | Solar Photovoltaic | 70.1 | NC | Pender | 34.677 | -77.9775 | 2019 | 12
CPLE | Cruise Solar, LLC | 65584 | CRUI1 |  |  | Solar Photovoltaic | 1.9 | NC | Onslow | 34.6919 | -77.5436 | 2021 | 9
CPLE | Cubera Solar, LLC | 63346 | PGR06 |  |  | Solar Photovoltaic | 2 | NC | Harnett | 35.33 | -78.6101 | 2020 | 1
CPLE | DSM Pharmaceuticals | 54887 | GEN1 |  |  | Natural Gas Fired Combustion Turbine | 4 | NC | Pitt | 35.666 | -77.3574 | 1993 | 8
CPLE | DSM Pharmaceuticals | 54887 | GEN2 |  |  | Petroleum Liquids | 0.3 | NC | Pitt | 35.666 | -77.3574 | 1994 | 10
CPLE | DSM Pharmaceuticals | 54887 | GEN3 |  |  | Petroleum Liquids | 1.1 | NC | Pitt | 35.666 | -77.3574 | 1994 | 7
CPLE | DSM Pharmaceuticals | 54887 | GEN4 |  |  | Petroleum Liquids | 1.2 | NC | Pitt | 35.666 | -77.3574 | 1987 | 8
CPLE | DSM Pharmaceuticals | 54887 | GEN5 |  |  | Petroleum Liquids | 1 | NC | Pitt | 35.666 | -77.3574 | 1999 | 7
CPLE | DSM Pharmaceuticals | 54887 | GEN6 |  |  | Petroleum Liquids | 1.2 | NC | Pitt | 35.666 | -77.3574 | 2003 | 11
CPLE | DSM Pharmaceuticals | 54887 | GEN7 |  |  | Petroleum Liquids | 0.1 | NC | Pitt | 35.666 | -77.3574 | 2015 | 8
CPLE | DSM Pharmaceuticals | 54887 | GEN8 |  |  | Petroleum Liquids | 0.3 | NC | Pitt | 35.666 | -77.3574 | 2015 | 8
CPLE | Darlington County | 3250 | 12 |  |  | Natural Gas Fired Combustion Turbine | 158 | SC | Darlington | 34.4185 | -80.1657 | 1997 | 5
CPLE | Darlington County | 3250 | 13 |  |  | Natural Gas Fired Combustion Turbine | 158 | SC | Darlington | 34.4185 | -80.1657 | 1997 | 6
CPLE | Darlington Solar, LLC | 60993 | PV1 |  |  | Solar Photovoltaic | 10 | SC | Darlington | 34.32 | -79.917 | 2016 | 12
CPLE | Deep Branch Farm | 61403 | 1 |  |  | Solar Photovoltaic | 5 | NC | Robeson | 34.6708 | -79.1994 | 2017 | 1
CPLE | Delco Farm | 61088 | 1 |  |  | Solar Photovoltaic | 5 | NC | Columbus | 34.319 | -78.209 | 2016 | 6
CPLE | Dement Farm LLC | 58874 | DF1 |  |  | Solar Photovoltaic | 5 | NC | Vance | 36.27 | -78.3483 | 2013 | 8
CPLE | Dessie Solar Center LLC | 58952 | DESS |  |  | Solar Photovoltaic | 4.8 | NC | Columbus | 34.3028 | -78.8358 | 2014 | 11
CPLE | Docs Road BESS | 65249 | BAT1 |  |  | Batteries | 5 | NC | Harnett | 35.3239 | -78.9975 | 2024 | 12
CPLE | Double Creek | 67043 | BAT1 |  |  | Batteries | 5 | NC | Stokes | 36.4139 | -80.41 | 2024 | 12
CPLE | Dunn | 59376 | DUNN1 |  |  | Solar Photovoltaic | 2 | NC | Harnett | 35.3485 | -78.5532 | 2012 | 12
CPLE | ESA Boston Solar, LLC | 64363 | 30008 |  |  | Solar Photovoltaic | 5 | NC | Person | 36.486 | -78.9218 | 2020 | 12
CPLE | ESA Buies Creek, LLC | 63732 | 11630 |  |  | Solar Photovoltaic | 2.8 | NC | Harnett | 35.4142 | -78.7143 | 2020 | 10
CPLE | ESA Four Oaks 2 NC LLC | 62996 | PGR08 |  |  | Solar Photovoltaic | 2 | NC | Johnston | 35.4161 | -78.4092 | 2019 | 12
CPLE | ESA Hamlet NC , LLC | 63377 | PGR10 |  |  | Solar Photovoltaic | 5 | NC | Richmond | 34.8796 | -79.6733 | 2021 | 1
CPLE | ESA Selma | 59956 | GEN02 |  |  | Solar Photovoltaic | 1.8 | NC | Johnston | 35.5262 | -78.2898 | 2015 | 9
CPLE | ESA Smithfield | 59955 | GEN01 |  |  | Solar Photovoltaic | 1.8 | NC | Johnston | 35.4883 | -78.3198 | 2015 | 10
CPLE | Eagle Solar | 60161 | PV1 |  |  | Solar Photovoltaic | 4 | NC | Warren | 36.4583 | -78.1551 | 2020 | 8
CPLE | East Nash PV2 | 63789 | ENSH2 |  |  | Solar Photovoltaic | 23.4 | NC | Nash | 35.9557 | -78.0936 | 2023 | 12
CPLE | East Wayne Solar LLC | 59189 | 1 |  |  | Solar Photovoltaic | 2 | NC | Wayne | 35.4417 | -77.85 | 2014 | 3
CPLE | Eastover Farm | 59562 | PV1 |  |  | Solar Photovoltaic | 5 | NC | Scotland | 34.7422 | -79.4631 | 2014 | 9
CPLE | Eastover Solar | 66717 | ESTOR |  |  | Solar Photovoltaic | 73.6 | SC | Richland | 33.9185 | -80.6467 | 2023 | 3
CPLE | Eastover Solar | 66717 | STOR |  |  | Batteries | 18 | SC | Richland | 33.9185 | -80.6467 | 2023 | 3
CPLE | Elm City Solar Facility | 59164 | NSC 1 |  |  | Solar Photovoltaic | 40 | NC | Wilson | 35.7811 | -77.8469 | 2016 | 3
CPLE | Ennis Solar, LLC | 62662 | 22503 |  |  | Solar Photovoltaic | 5 | NC | Harnett | 35.422 | -78.7217 | 2019 | 11
CPLE | Eros Solar, LLC | 63733 | 11631 |  |  | Solar Photovoltaic | 5 | NC | Duplin | 35.1651 | -78.0802 | 2020 | 10
CPLE | Erwin Farm | 58859 | 1 |  |  | Solar Photovoltaic | 5 | NC | Harnett | 35.3333 | -78.6614 | 2014 | 9
CPLE | FLS Solar 170, LLC | 59552 | FLS1 |  |  | Solar Photovoltaic | 2 | NC | Robeson | 34.6 | -78.97 | 2014 | 8
CPLE | FLS Solar 200, LLC | 59551 | FLS1 |  |  | Solar Photovoltaic | 4.3 | NC | Robeson | 34.5819 | -78.94 | 2014 | 10
CPLE | FLS Solar 230 (Warren) | 59646 | FLS1 |  |  | Solar Photovoltaic | 4.8 | NC | Duplin | 35.0161 | -77.8219 | 2015 | 5
CPLE | Fairfield Harbor | 67044 | BAT1 |  |  | Batteries | 5 | NC | Craven | 35.1512 | -76.993 | 2024 | 12
CPLE | Faison Solar | 59333 | FAIS1 |  |  | Solar Photovoltaic | 2 | NC | Duplin | 35.0697 | -78.1161 | 2015 | 7
CPLE | Farrington Farm | 58318 | 1 |  |  | Solar Photovoltaic | 1 | NC | Chatham | 35.8328 | -79.025 | 2012 | 4
CPLE | Five Points BESS | 65250 | BAT1 |  |  | Batteries | 5 | NC | Randolph | 35.6325 | -79.682 | 2024 | 12
CPLE | Flatwood Farm | 64527 | 16507 |  |  | Solar Photovoltaic | 5 | NC | Chatham | 35.588 | -79.0323 | 2018 | 12
CPLE | Flemming Solar Center LLC | 58808 | FSC1 |  |  | Solar Photovoltaic | 5 | NC | Pitt | 35.6689 | -77.3839 | 2014 | 12
CPLE | Flint Hill Solar, LLC | 60370 | FHSPV |  |  | Solar Photovoltaic | 5.2 | NC | Moore | 35.4027 | -79.5531 | 2016 | 9
CPLE | Florence Mill | 50806 | GEN1 |  |  | Wood/Wood Waste Biomass | 12.3 | SC | Florence | 34.1497 | -79.5606 | 1963 | 11
CPLE | Florence Mill | 50806 | GEN2 |  |  | Wood/Wood Waste Biomass | 15 | SC | Florence | 34.1497 | -79.5606 | 1974 | 11
CPLE | Florence Mill | 50806 | GEN3 |  |  | Wood/Wood Waste Biomass | 76.5 | SC | Florence | 34.1497 | -79.5606 | 1987 | 3
CPLE | Flowers Solar LLC | 62487 | FLOW |  |  | Solar Photovoltaic | 4.3 | NC | Johnston | 35.4122 | -78.6031 | 2019 | 2
CPLE | Fort Bragg - Camp Mackall PV BESS System | 64050 | CMABS |  |  | Batteries | 2 | NC | Richmond | 35.029 | -79.485 | 2023 | 2
CPLE | Fort Bragg - Camp Mackall PV BESS System | 64050 | CMAPV |  |  | Solar Photovoltaic | 1 | NC | Richmond | 35.029 | -79.485 | 2023 | 2
CPLE | Fox Creek Solar | 60624 | PV1 |  |  | Solar Photovoltaic | 50.2 | NC | Franklin | 36.1269 | -78.2731 | 2018 | 11
CPLE | Foxfire Solar Farm | 59563 | PV1 |  |  | Solar Photovoltaic | 5 | NC | Moore | 35.2206 | -79.5519 | 2015 | 8
CPLE | Franklin Solar 2 | 59579 | PV1 |  |  | Solar Photovoltaic | 2 | NC | Franklin | 36.1269 | -78.1525 | 2014 | 3
CPLE | Franklin Solar, LLC | 58802 | INV1 |  |  | Solar Photovoltaic | 0.5 | NC | Franklin | 36.0975 | -78.1678 | 2013 | 3
CPLE | Franklin Solar, LLC | 58802 | INV2 |  |  | Solar Photovoltaic | 0.5 | NC | Franklin | 36.0975 | -78.1678 | 2013 | 3
CPLE | Franklin Solar, LLC | 58802 | INV3 |  |  | Solar Photovoltaic | 0.5 | NC | Franklin | 36.0975 | -78.1678 | 2013 | 3
CPLE | Franklin Solar, LLC | 58802 | INV4 |  |  | Solar Photovoltaic | 0.5 | NC | Franklin | 36.0975 | -78.1678 | 2013 | 3
CPLE | Franklinton Solar | 59708 | 5MWPV |  |  | Solar Photovoltaic | 5 | NC | Franklin | 36.0811 | -78.3538 | 2017 | 3
CPLE | Freight Line Solar, LLC | 63693 | 13503 |  |  | Solar Photovoltaic | 2 | NC | Duplin | 34.9688 | -77.7624 | 2020 | 11
CPLE | Fremont Farm LLC | 59103 | 1 |  |  | Solar Photovoltaic | 5 | NC | Wayne | 35.5319 | -77.9692 | 2017 | 11
CPLE | Fuquay Farm | 58331 | FUQUA |  |  | Solar Photovoltaic | 5 | NC | Wake | 35.5644 | -78.7103 | 2013 | 3
CPLE | Gaines Solar | 62216 | 41 |  |  | Solar Photovoltaic | 2 | SC | Lee | 34.1924 | -80.2185 | 2020 | 12
CPLE | Garrell Solar Farm | 58866 | 1 |  |  | Solar Photovoltaic | 5 | NC | Columbus | 34.3253 | -78.7931 | 2013 | 11
CPLE | Gary Solar | 61942 | 8 |  |  | Solar Photovoltaic | 2 | SC | Lee | 34.1991 | -80.2217 | 2018 | 12
CPLE | Gilead | 65505 | GILEA |  |  | Solar Photovoltaic | 3.5 | NC | Montgomery | 35.1985 | -80.0132 | 2019 | 12
CPLE | Gladstone Farm | 65506 | GLADS |  |  | Solar Photovoltaic | 5 | NC | Moore | 35.2135 | -79.5571 | 2019 | 12
CPLE | Goldenrod Solar | 61943 | 9 |  |  | Solar Photovoltaic | 2 | SC | Florence | 33.9629 | -79.5629 | 2019 | 3
CPLE | Graham Solar Center LLC | 58957 | GRAH |  |  | Solar Photovoltaic | 4.8 | NC | Columbus | 34.3097 | -79.0144 | 2014 | 12
CPLE | Granville Solar PV Power Project | 58487 | 1 |  |  | Solar Photovoltaic | 2.5 | NC | Granville | 36.4117 | -78.5939 | 2012 | 10
CPLE | H B Robinson | 3251 | 2 |  |  | Nuclear | 768.6 | SC | Darlington | 34.4017 | -80.1589 | 1971 | 3
CPLE | HCE Moore I | 62539 | PGR02 |  |  | Solar Photovoltaic | 2 | NC | Moore | 35.1343 | -79.4195 | 2018 | 12
CPLE | Hall Solar Energy Storage | 64508 | BAT1 |  |  | Batteries | 2.5 | NC | Duplin | 34.799 | -77.947 | 2022 | 1
CPLE | Hall Solar Energy Storage | 64508 | SOL1 |  |  | Solar Photovoltaic | 2 | NC | Duplin | 34.799 | -77.947 | 2022 | 1
CPLE | Hamlet Generating Facility | 56292 | ES1 |  |  | Natural Gas Fired Combustion Turbine | 57.3 | NC | Richmond | 34.8423 | -79.7361 | 2007 | 12
CPLE | Hamlet Generating Facility | 56292 | ES2 |  |  | Natural Gas Fired Combustion Turbine | 57.3 | NC | Richmond | 34.8423 | -79.7361 | 2007 | 12
CPLE | Hamlet Generating Facility | 56292 | ES3 |  |  | Natural Gas Fired Combustion Turbine | 57.3 | NC | Richmond | 34.8423 | -79.7361 | 2007 | 12
CPLE | Hamlet Generating Facility | 56292 | ES4 |  |  | Natural Gas Fired Combustion Turbine | 57.3 | NC | Richmond | 34.8423 | -79.7361 | 2007 | 12
CPLE | Hamlet Generating Facility | 56292 | ES5 |  |  | Natural Gas Fired Combustion Turbine | 57.3 | NC | Richmond | 34.8423 | -79.7361 | 2007 | 12
CPLE | Hamlet Generating Facility | 56292 | ES6 |  |  | Natural Gas Fired Combustion Turbine | 57.3 | NC | Richmond | 34.8423 | -79.7361 | 2013 | 7
CPLE | Hamlet Solar Energy Storage | 64512 | BAT1 |  |  | Batteries | 0.5 | NC | Richmond | 34.846 | -79.734 | 2023 | 3
CPLE | Hamlet Solar Energy Storage | 64512 | SOL1 |  |  | Solar Photovoltaic | 0.5 | NC | Richmond | 34.846 | -79.734 | 2023 | 3
CPLE | Happy Solar | 59512 | PV1 |  |  | Solar Photovoltaic | 4 | NC | Johnston | 35.3965 | -78.5108 | 2016 | 1
CPLE | Harrell's Hill Solar Center LLC | 59337 | HHS1 |  |  | Solar Photovoltaic | 5 | NC | Wayne | 35.2119 | -78.1008 | 2015 | 12
CPLE | Harris (NC) | 6015 | 1 |  |  | Nuclear | 950.9 | NC | Wake | 35.6334 | -78.9556 | 1987 | 5
CPLE | Harrison Solar, LLC | 63975 | HARS |  |  | Solar Photovoltaic | 5 | NC | Sampson | 34.9843 | -78.5245 | 2020 | 12
CPLE | Harvest Beulaville, LLC | 63299 | NCBVL |  |  | Solar Photovoltaic | 2 | NC | Duplin | 34.9039 | -77.7842 | 2017 | 4
CPLE | Haywood Farm Solar, LLC | 61255 | HAY02 |  |  | Solar Photovoltaic | 4.9 | NC | Montgomery | 35.343 | -79.915 | 2017 | 9
CPLE | Hector Farm | 60577 | 1 |  |  | Solar Photovoltaic | 5 | NC | Montgomery | 35.3762 | -79.9097 | 2017 | 3
CPLE | Henry Farm | 65552 | HENRY |  |  | Solar Photovoltaic | 5 | NC | Randolph | 35.8596 | -79.5779 | 2017 | 12
CPLE | Hickory | 59829 | 5515 |  |  | Solar Photovoltaic | 5 | NC | Duplin | 34.8022 | -78.0092 | 2019 | 12
CPLE | Hickson Solar, LLC | 65779 | HICK |  |  | Solar Photovoltaic | 2.8 | SC | Marlboro | 34.6938 | -79.8201 | 2022 | 12
CPLE | Highest Power Solar, LLC | 63812 | PGR31 |  |  | Solar Photovoltaic | 48.7 | NC | Franklin | 36.12 | -78.25 | 2022 | 2
CPLE | Highland Solar Center LLC | 59163 | HSC 1 |  |  | Solar Photovoltaic | 5 | NC | Lenoir | 35.3639 | -77.4519 | 2015 | 12
CPLE | Holly Swamp Solar, LLC | 63695 | 13502 |  |  | Solar Photovoltaic | 2 | NC | Robeson | 34.6626 | -79.1329 | 2020 | 11
CPLE | Holstein Plant | 58623 | PV1 |  |  | Solar Photovoltaic | 20 | NC | Scotland | 34.7742 | -79.3408 | 2015 | 12
CPLE | Hood Farm Solar, LLC | 61256 | HOF05 |  |  | Solar Photovoltaic | 4.9 | NC | Jones | 35.205 | -77.497 | 2017 | 9
CPLE | Hopewell Friends | 61883 | GEN1 |  |  | Solar Photovoltaic | 1.3 | NC | Randolph | 35.6285 | -79.8727 | 2018 | 12
CPLE | Hubble Solar, LLC | 66989 | 28472 |  |  | Solar Photovoltaic | 2 | NC | Columbus | 34.3012 | -78.7096 | 2023 | 4
CPLE | Innovative Solar 14, LLC | 59553 | FLS1 |  |  | Solar Photovoltaic | 2 | NC | Henderson | 35.3689 | -82.3575 | 2014 | 8
CPLE | Innovative Solar 31 | 60540 | IS031 |  |  | Solar Photovoltaic | 35 | NC | Bladen | 34.5394 | -78.7554 | 2017 | 1
CPLE | Innovative Solar 35, LLC | 61258 | ISS35 |  |  | Solar Photovoltaic | 1.9 | NC | Duplin | 35.046 | -77.825 | 2017 | 2
CPLE | Innovative Solar 42 | 60539 | IS042 |  |  | Solar Photovoltaic | 71 | NC | Bladen | 34.8476 | -78.8774 | 2017 | 9
CPLE | Innovative Solar 43, LLC | 60149 | FLS1 |  |  | Solar Photovoltaic | 50.8 | NC | Bladen | 34.53 | -78.3048 | 2016 | 12
CPLE | Innovative Solar 46 | 59671 | IS046 |  |  | Solar Photovoltaic | 78.5 | NC | Cumberland | 34.9182 | -78.9436 | 2016 | 12
CPLE | Innovative Solar 47 | 59666 | IS047 |  |  | Solar Photovoltaic | 33.8 | NC | Robeson | 34.8019 | -79.3324 | 2017 | 4
CPLE | Innovative Solar 54 | 59669 | IS054 |  |  | Solar Photovoltaic | 50 | NC | Lenoir | 35.2137 | -77.7124 | 2018 | 12
CPLE | Innovative Solar 59, LLC | 61259 | ISS59 |  |  | Solar Photovoltaic | 1.9 | NC | Nash | 36.0947 | -77.9793 | 2017 | 2
CPLE | Innovative Solar 6 | 59542 | IS6 |  |  | Solar Photovoltaic | 3.6 | NC | Buncombe | 35.6575 | -82.7103 | 2016 | 1
CPLE | Innovative Solar 67 | 59678 | IS067 |  |  | Solar Photovoltaic | 33.3 | NC | Pender | 34.6233 | -78.0054 | 2018 | 12
CPLE | International Paper Co. - New Bern Mill | 50188 | TG2 |  |  | Wood/Wood Waste Biomass | 38.1 | NC | Craven | 35.212 | -77.1144 | 2014 | 4
CPLE | International Paper Riegelwood Mill | 54656 | NO3 |  |  | Wood/Wood Waste Biomass | 44 | NC | Columbus | 34.3533 | -78.2137 | 1976 | 12
CPLE | International Paper Riegelwood Mill | 54656 | NO4 |  |  | Wood/Wood Waste Biomass | 40 | NC | Columbus | 34.3533 | -78.2137 | 2024 | 12
CPLE | Ivy River Hydro | 50890 | GEN1 |  |  | Conventional Hydroelectric | 0.2 | NC | Madison | 35.7716 | -82.6183 | 1985 | 11
CPLE | Ivy River Hydro | 50890 | GEN2 |  |  | Conventional Hydroelectric | 0.2 | NC | Madison | 35.7716 | -82.6183 | 1985 | 11
CPLE | Ivy River Hydro | 50890 | GEN3 |  |  | Conventional Hydroelectric | 0.2 | NC | Madison | 35.7716 | -82.6183 | 1985 | 11
CPLE | Ivy River Hydro | 50890 | GEN4 |  |  | Conventional Hydroelectric | 0.2 | NC | Madison | 35.7716 | -82.6183 | 1985 | 11
CPLE | Ivy River Hydro | 50890 | GEN5 |  |  | Conventional Hydroelectric | 0.2 | NC | Madison | 35.7716 | -82.6183 | 1985 | 11
CPLE | Ivy River Hydro | 50890 | GEN6 |  |  | Conventional Hydroelectric | 0.2 | NC | Madison | 35.7716 | -82.6183 | 1985 | 11
CPLE | Jackson Solar Farm | 61292 | JAKSN |  |  | Solar Photovoltaic | 10 | NC | Wilson | 35.75 | -77.83 | 2017 | 3
CPLE | Jefferson Solar (SC) | 62233 | 47 |  |  | Solar Photovoltaic | 8.2 | SC | Darlington | 34.3496 | -80.0581 | 2022 | 11
CPLE | Jessamine Solar | 61944 | 10 |  |  | Solar Photovoltaic | 1.9 | SC | Marion | 34.2305 | -79.3906 | 2019 | 4
CPLE | Kalish Farm Solar | 65553 | KALIS |  |  | Solar Photovoltaic | 5 | NC | Montgomery | 35.3082 | -79.7205 | 2018 | 6
CPLE | Keen Farm | 59565 | PV1 |  |  | Solar Photovoltaic | 5 | NC | Johnston | 35.4267 | -78.4 | 2015 | 12
CPLE | Kelly Solar, LLC | 61219 | KELLY |  |  | Solar Photovoltaic | 5 | NC | Vance | 36.3912 | -78.449 | 2018 | 7
CPLE | Kendall Farm | 65554 | KENDL |  |  | Solar Photovoltaic | 5 | NC | Randolph | 35.8503 | -79.555 | 2019 | 6
CPLE | Kenneth Solar | 59507 | PV1 |  |  | Solar Photovoltaic | 3 | NC | Warren | 36.4338 | -78.1526 | 2016 | 1
CPLE | Kinston | 59125 | 1 |  |  | Solar Photovoltaic | 2 | NC | Lenoir | 35.3706 | -77.6083 | 2014 | 4
CPLE | Kinston Davis Farm | 61090 | 1 |  |  | Solar Photovoltaic | 5 | NC | Lenoir | 35.2184 | -77.6426 | 2015 | 3
CPLE | Kinston Solar | 59832 | FLS1 |  |  | Solar Photovoltaic | 5 | NC | Lenoir | 35.3514 | -77.4723 | 2015 | 8
CPLE | Kojak Farm | 60578 | 1 |  |  | Solar Photovoltaic | 5 | NC | Nash | 35.7991 | -78.1022 | 2016 | 6
CPLE | L V Sutton Combined Cycle | 58697 | CA1 |  |  | Natural Gas Fired Combined Cycle | 288 | NC | New Hanover | 34.2831 | -77.9853 | 2013 | 11
CPLE | L V Sutton Combined Cycle | 58697 | CT004 |  |  | Natural Gas Fired Combustion Turbine | 60.5 | NC | New Hanover | 34.2831 | -77.9853 | 2017 | 7
CPLE | L V Sutton Combined Cycle | 58697 | CT005 |  |  | Natural Gas Fired Combustion Turbine | 60.5 | NC | New Hanover | 34.2831 | -77.9853 | 2017 | 7
CPLE | L V Sutton Combined Cycle | 58697 | CT1 |  |  | Natural Gas Fired Combined Cycle | 221 | NC | New Hanover | 34.2831 | -77.9853 | 2013 | 11
CPLE | L V Sutton Combined Cycle | 58697 | CT2 |  |  | Natural Gas Fired Combined Cycle | 221 | NC | New Hanover | 34.2831 | -77.9853 | 2013 | 11
CPLE | Lane II Solar, LLC | 63837 | PV1 |  |  | Solar Photovoltaic | 4.9 | NC | Wayne | 35.3998 | -78.0533 | 2020 | 7
CPLE | Lane Solar | 62104 | PGRF2 |  |  | Solar Photovoltaic | 5 | NC | Wayne | 35.395 | -78.051 | 2018 | 9
CPLE | Langley PV1 | 59158 | LNG1 |  |  | Solar Photovoltaic | 5 | NC | Wilson | 35.8019 | -77.8489 | 2014 | 12
CPLE | Laurinburg Solar | 59833 | FLS1 |  |  | Solar Photovoltaic | 5 | NC | Scotland | 34.7565 | -79.4302 | 2015 | 8
CPLE | Lenoir Farm | 58333 | 1 |  |  | Solar Photovoltaic | 5 | NC | Lenoir | 35.3317 | -77.6664 | 2013 | 7
CPLE | Lenoir Farm 2 | 58334 | 1 |  |  | Solar Photovoltaic | 5 | NC | Lenoir | 35.3501 | -77.4751 | 2013 | 6
CPLE | Lillington Solar | 59921 | 5MWPV |  |  | Solar Photovoltaic | 5 | NC | Harnett | 35.368 | -78.801 | 2017 | 10
CPLE | Littlefield Solar Center LLC | 58809 | LSC1 |  |  | Solar Photovoltaic | 5 | NC | Pitt | 35.4339 | -77.4381 | 2015 | 12
CPLE | Long Henry Solar | 61347 | GEN1 |  |  | Solar Photovoltaic | 2 | NC | Wayne | 35.1953 | -77.8951 | 2017 | 9
CPLE | Lowe Solar Energy Storage | 64516 | BAT1 |  |  | Batteries | 2.5 | NC | Randolph | 35.7184 | -79.9095 | 2022 | 1
CPLE | Lowe Solar Energy Storage | 64516 | SOL1 |  |  | Solar Photovoltaic | 2 | NC | Randolph | 35.7184 | -79.9095 | 2022 | 1
CPLE | Ludie Brown Solar Energy Storage | 64514 | BAT1 |  |  | Batteries | 2.5 | NC | Duplin | 34.831 | -77.77 | 2022 | 1
CPLE | Ludie Brown Solar Energy Storage | 64514 | SOL1 |  |  | Solar Photovoltaic | 2 | NC | Duplin | 34.831 | -77.77 | 2022 | 1
CPLE | Lumberton | 10382 | GEN1 |  |  | Wood/Wood Waste Biomass | 34.7 | NC | Robeson | 34.59 | -78.9968 | 1985 | 12
CPLE | Luz Solar | 62236 | 50 |  |  | Solar Photovoltaic | 1.1 | SC | Darlington | 34.3702 | -80.0273 | 2024 | 12
CPLE | Magdaline Solar, LLC | 65782 | MAG |  |  | Solar Photovoltaic | 2 | SC | Lee | 34.1278 | -80.1499 | 2023 | 9
CPLE | Manway Solar Farm | 59575 | PV1 |  |  | Solar Photovoltaic | 5 | NC | Bladen | 34.7458 | -78.4294 | 2015 | 12
CPLE | Marshall Solar | 62238 | 52 |  |  | Solar Photovoltaic | 2 | SC | Darlington | 34.3719 | -80.0216 | 2022 | 7
CPLE | Martin Creek Farm LLC | 59124 | 1 |  |  | Solar Photovoltaic | 3 | NC | Vance | 36.2864 | -78.3861 | 2014 | 3
CPLE | Mayo | 6250 | 1 |  |  | Conventional Steam Coal | 763.2 | NC | Person | 36.5278 | -78.8917 | 1983 | 3
CPLE | Maysville BESS | 65240 | BAT1 |  |  | Batteries | 5 | NC | Jones | 34.8518 | -77.1816 | 2024 | 12
CPLE | McCallum Farm | 58350 | 1 |  |  | Solar Photovoltaic | 5 | NC | Robeson | 34.5439 | -79.3022 | 2013 | 9
CPLE | McGrigor Farm Solar | 60440 | PV1 |  |  | Solar Photovoltaic | 5 | NC | Sampson | 35.0198 | -78.3501 | 2019 | 10
CPLE | McKenzie Farm | 58853 | 1 |  |  | Solar Photovoltaic | 5 | NC | Columbus | 34.3239 | -78.6919 | 2013 | 12
CPLE | McKinney BESS | 65241 | BAT1 |  |  | Batteries | 5 | NC | Richmond | 34.9058 | -79.757 | 2024 | 12
CPLE | McLauchin | 67041 | BAT1 |  |  | Batteries | 15 | NC | Hoke | 34.9964 | -79.1071 | 2024 | 12
CPLE | Meadowlark Solar | 64117 | MLS01 |  |  | Solar Photovoltaic | 4.9 | NC | Harnett | 35.5519 | -79.0231 | 2018 | 9
CPLE | Melinda Solar | 59502 | PV1 |  |  | Solar Photovoltaic | 5 | NC | Vance | 36.2487 | -78.3475 | 2015 | 8
CPLE | Meriwether Farm | 60579 | 1 |  |  | Solar Photovoltaic | 5 | NC | Granville | 36.2889 | -78.6046 | 2016 | 9
CPLE | Metropolitan Sewerage District | 10181 | GEN1 |  |  | Conventional Hydroelectric | 0.8 | NC | Buncombe | 35.6497 | -82.5992 | 1988 | 9
CPLE | Metropolitan Sewerage District | 10181 | GEN2 |  |  | Conventional Hydroelectric | 0.8 | NC | Buncombe | 35.6497 | -82.5992 | 1988 | 9
CPLE | Metropolitan Sewerage District | 10181 | GEN3 |  |  | Conventional Hydroelectric | 0.8 | NC | Buncombe | 35.6497 | -82.5992 | 1988 | 9
CPLE | Mile Farm | 58336 | 1 |  |  | Solar Photovoltaic | 5 | NC | Durham | 36.2306 | -78.9496 | 2014 | 6
CPLE | Mill Pond Solar Farm, LLC | 61196 | MILLL |  |  | Solar Photovoltaic | 5 | NC | Columbus | 34.3071 | -78.7015 | 2017 | 10
CPLE | Millers Chapel Solar | 66719 | MILCH |  |  | Solar Photovoltaic | 4.8 | NC | Wayne | 35.3603 | -77.8981 | 2021 | 12
CPLE | Mills Anson Farm | 61093 | 1 |  |  | Solar Photovoltaic | 5 | NC | Anson | 34.9681 | -79.9358 | 2016 | 6
CPLE | Mocksville Farm | 58313 | 1 |  |  | Solar Photovoltaic | 5 | NC | Davie | 35.8786 | -80.5419 | 2012 | 11
CPLE | Moncure Farm LLC | 59123 | 1 |  |  | Solar Photovoltaic | 3 | NC | Chatham | 35.5683 | -79.0325 | 2014 | 4
CPLE | Monroe Solar Facility | 60383 | MONPV |  |  | Solar Photovoltaic | 54.6 | NC | Union | 34.9299 | -80.6256 | 2017 | 3
CPLE | Moorings Farm | 58338 | 1 |  |  | Solar Photovoltaic | 5 | NC | Wayne | 35.3058 | -77.8292 | 2013 | 9
CPLE | Moorings Farm 2, LLC | 61405 | 1 |  |  | Solar Photovoltaic | 5 | NC | Lenoir | 35.3057 | -77.8289 | 2017 | 9
CPLE | Morning View | 61881 | GEN1 |  |  | Solar Photovoltaic | 2 | NC | Randolph | 35.5463 | -79.7428 | 2018 | 12
CPLE | Mount Olive Farm | 59107 | 1 |  |  | Solar Photovoltaic | 5 | NC | Wayne | 35.2019 | -78.0817 | 2014 | 12
CPLE | Mount Olive Solar | 59908 | 2MWPV |  |  | Solar Photovoltaic | 2 | NC | Wayne | 35.18 | -78.098 | 2016 | 12
CPLE | Mt Olive Farm 2 | 58345 | 1 |  |  | Solar Photovoltaic | 5 | NC | Wayne | 35.2181 | -78.0697 | 2013 | 5
CPLE | Mt Olive Solar 1 | 59645 | FLS1 |  |  | Solar Photovoltaic | 5 | NC | Wayne | 35.1811 | -78.0969 | 2015 | 5
CPLE | Mule Farm Solar, LLC | 66986 | 27504 |  |  | Solar Photovoltaic | 2 | NC | Johnston | 35.3882 | -78.5403 | 2022 | 5
CPLE | Murdock Solar | 59509 | PV1 |  |  | Solar Photovoltaic | 4 | NC | Johnston | 35.6633 | -78.5206 | 2016 | 1
CPLE | Murphy-Brown LLC | 55002 | 01 |  |  | Petroleum Liquids | 1.2 | NC | Duplin | 34.9944 | -78.1583 | 1995 | 7
CPLE | Murphy-Brown LLC | 55002 | 02 |  |  | Petroleum Liquids | 1.2 | NC | Duplin | 34.9944 | -78.1583 | 1995 | 7
CPLE | Mustang Solar | 61533 | GEN1 |  |  | Solar Photovoltaic | 5 | NC | Moore | 35.4162 | -79.576 | 2018 | 7
CPLE | NCSU CCUP Cogeneration Plant | 61675 | CTG1 |  |  | Natural Gas Fired Combustion Turbine | 5.6 | NC | Wake | 35.7756 | -78.6737 | 2019 | 2
CPLE | NCSU CCUP Cogeneration Plant | 61675 | STG |  |  | Natural Gas Steam Turbine | 1 | NC | Wake | 35.7756 | -78.6737 | 2019 | 2
CPLE | NCSU Cates Cogeneration Plant | 61676 | CTG1 |  |  | Natural Gas Fired Combustion Turbine | 5.6 | NC | Wake | 35.784 | -78.6747 | 2012 | 8
CPLE | NCSU Cates Cogeneration Plant | 61676 | CTG2 |  |  | Natural Gas Fired Combustion Turbine | 5.6 | NC | Wake | 35.784 | -78.6747 | 2012 | 8
CPLE | Nash 58 Farm | 58854 | 1 |  |  | Solar Photovoltaic | 5 | NC | Nash | 36.0472 | -78.0308 | 2013 | 11
CPLE | Nash 64 Farm | 58855 | 1 |  |  | Solar Photovoltaic | 5 | NC | Nash | 35.9494 | -78.0925 | 2014 | 8
CPLE | New Bern | 56688 | 1 |  |  | Landfill Gas | 0.3 | NC | Craven | 35.1681 | -77.2267 | 2007 | 8
CPLE | New Bern | 56688 | 10 |  |  | Landfill Gas | 0.3 | NC | Craven | 35.1681 | -77.2267 | 2007 | 8
CPLE | New Bern | 56688 | 11 |  |  | Landfill Gas | 0.3 | NC | Craven | 35.1681 | -77.2267 | 2007 | 8
CPLE | New Bern | 56688 | 12 |  |  | Landfill Gas | 0.3 | NC | Craven | 35.1681 | -77.2267 | 2007 | 8
CPLE | New Bern | 56688 | 13 |  |  | Landfill Gas | 0.3 | NC | Craven | 35.1681 | -77.2267 | 2011 | 5
CPLE | New Bern | 56688 | 14 |  |  | Landfill Gas | 0.3 | NC | Craven | 35.1681 | -77.2267 | 2011 | 5
CPLE | New Bern | 56688 | 15 |  |  | Landfill Gas | 0.3 | NC | Craven | 35.1681 | -77.2267 | 2011 | 5
CPLE | New Bern | 56688 | 16 |  |  | Landfill Gas | 0.3 | NC | Craven | 35.1681 | -77.2267 | 2011 | 5
CPLE | New Bern | 56688 | 17 |  |  | Landfill Gas | 0.3 | NC | Craven | 35.1681 | -77.2267 | 2011 | 5
CPLE | New Bern | 56688 | 18 |  |  | Landfill Gas | 0.3 | NC | Craven | 35.1681 | -77.2267 | 2011 | 5
CPLE | New Bern | 56688 | 2 |  |  | Landfill Gas | 0.3 | NC | Craven | 35.1681 | -77.2267 | 2007 | 8
CPLE | New Bern | 56688 | 3 |  |  | Landfill Gas | 0.3 | NC | Craven | 35.1681 | -77.2267 | 2007 | 8
CPLE | New Bern | 56688 | 4 |  |  | Landfill Gas | 0.3 | NC | Craven | 35.1681 | -77.2267 | 2007 | 8
CPLE | New Bern | 56688 | 5 |  |  | Landfill Gas | 0.3 | NC | Craven | 35.1681 | -77.2267 | 2007 | 8
CPLE | New Bern | 56688 | 6 |  |  | Landfill Gas | 0.3 | NC | Craven | 35.1681 | -77.2267 | 2007 | 8
CPLE | New Bern | 56688 | 7 |  |  | Landfill Gas | 0.3 | NC | Craven | 35.1681 | -77.2267 | 2007 | 8
CPLE | New Bern | 56688 | 8 |  |  | Landfill Gas | 0.3 | NC | Craven | 35.1681 | -77.2267 | 2007 | 8
CPLE | New Bern | 56688 | 9 |  |  | Landfill Gas | 0.3 | NC | Craven | 35.1681 | -77.2267 | 2007 | 8
CPLE | New Bern Farm | 58339 | 1 |  |  | Solar Photovoltaic | 5 | NC | Craven | 35.2096 | -77.0567 | 2014 | 4
CPLE | New Rosewood BESS | 65243 | BAT1 |  |  | Batteries | 2.5 | NC | Wayne | 35.4362 | -78.1096 | 2024 | 12
CPLE | Newton Grove | 59835 | GEN1 |  |  | Solar Photovoltaic | 1.9 | NC | Sampson | 35.2516 | -78.3674 | 2015 | 9
CPLE | Nick Solar | 58741 | NICK |  |  | Solar Photovoltaic | 5 | NC | Guilford | 35.9911 | -79.5481 | 2014 | 7
CPLE | Nickelson Solar 2 | 64119 | NS2 |  |  | Solar Photovoltaic | 4.9 | NC | Duplin | 34.7457 | -77.988 | 2018 | 9
CPLE | Nickelson Solar, LLC | 62205 | GNICK |  |  | Solar Photovoltaic | 5.3 | NC | Duplin | 34.7471 | -77.9874 | 2018 | 12
CPLE | Nitro Solar | 59501 | NITRO |  |  | Solar Photovoltaic | 5 | NC | Johnston | 35.4869 | -78.3139 | 2015 | 7
CPLE | North Carolina Solar Bethea I | 58531 | P22A |  |  | Solar Photovoltaic | 2 | NC | Scotland | 34.7047 | -79.5258 | 2013 | 2
CPLE | North Nash Farm, LLC | 60651 | 1 |  |  | Solar Photovoltaic | 5 | NC | Nash | 36.0703 | -78.0383 | 2015 | 12
CPLE | Ogburn Solar, LLC | 65780 | OGBRN |  |  | Solar Photovoltaic | 2 | SC | Chesterfield | 34.6656 | -80.3906 | 2022 | 12
CPLE | Old Cedar Solar Energy Storage | 64522 | BAT1 |  |  | Batteries | 1.3 | NC | Randolph | 35.713 | -79.788 | 2021 | 8
CPLE | Old Cedar Solar Energy Storage | 64522 | SOL1 |  |  | Solar Photovoltaic | 1 | NC | Randolph | 35.713 | -79.788 | 2021 | 8
CPLE | Old Wire Farm | 61094 | 1 |  |  | Solar Photovoltaic | 5 | NC | Scotland | 34.8178 | -79.5139 | 2016 | 12
CPLE | Overman Solar | 66721 | OVRMN |  |  | Solar Photovoltaic | 5 | NC | Wayne | 35.2992 | -78.0772 | 2021 | 12
CPLE | PCIP Solar | 58305 | PCIP |  |  | Solar Photovoltaic | 1 | NC | Person | 36.3125 | -78.9675 | 2011 | 11
CPLE | PCS Phosphate | 50509 | GEN1 |  |  | All Other | 54 | NC | Beaufort | 35.3763 | -76.7799 | 1984 | 12
CPLE | PG Solar, LLC | 63692 | 13504 |  |  | Solar Photovoltaic | 2 | NC | Duplin | 35.1672 | -78.0178 | 2020 | 11
CPLE | Page Solar | 62018 | PGRI1 |  |  | Solar Photovoltaic | 1.6 | NC | Johnston | 35.5332 | -78.6395 | 2018 | 12
CPLE | Pamlico Partners Solar | 58799 | 1 |  |  | Solar Photovoltaic | 5 | NC | Beaufort | 35.5011 | -76.87 | 2013 | 12
CPLE | Panda Solar NC 1, LLC | 62089 | 20002 |  |  | Solar Photovoltaic | 1 | NC | Robeson | 34.4367 | -79.0902 | 2019 | 4
CPLE | Panda Solar NC 10, LLC | 62128 | 20031 |  |  | Solar Photovoltaic | 2 | NC | Cumberland | 34.9096 | -78.913 | 2019 | 6
CPLE | Panda Solar NC 11, LLC | 62129 | 20032 |  |  | Solar Photovoltaic | 2 | NC | Cumberland | 34.9086 | -78.9125 | 2019 | 6
CPLE | Panda Solar NC 2, LLC | 62120 | 20003 |  |  | Solar Photovoltaic | 2 | NC | Robeson | 34.4384 | -79.0847 | 2019 | 4
CPLE | Panda Solar NC 3, LLC | 62121 | 20011 |  |  | Solar Photovoltaic | 2 | NC | Robeson | 34.6318 | -79.0907 | 2019 | 6
CPLE | Panda Solar NC 4, LLC | 62122 | 20009 |  |  | Solar Photovoltaic | 2 | NC | Bladen | 34.5194 | -78.5243 | 2019 | 6
CPLE | Panda Solar NC 5, LLC | 62123 | 20007 |  |  | Solar Photovoltaic | 1 | NC | Cumberland | 35.0472 | -78.8105 | 2019 | 6
CPLE | Panda Solar NC 6, LLC | 62124 | 20028 |  |  | Solar Photovoltaic | 1 | NC | Columbus | 34.3536 | -78.7874 | 2019 | 6
CPLE | Panda Solar NC 7, LLC | 62125 | 20038 |  |  | Solar Photovoltaic | 1.5 | NC | Sampson | 35.1212 | -78.2055 | 2019 | 7
CPLE | Panda Solar NC 8, LLC | 62126 | 20052 |  |  | Solar Photovoltaic | 2 | NC | Moore | 35.4209 | -79.706 | 2019 | 9
CPLE | Panda Solar NC 9, LLC | 62127 | 20022 |  |  | Solar Photovoltaic | 2 | NC | Cumberland | 34.9109 | -78.9136 | 2019 | 6
CPLE | Pate Farm | 58856 | 1 |  |  | Solar Photovoltaic | 5 | NC | Robeson | 34.8167 | -79.1994 | 2013 | 11
CPLE | Peake Road | 65555 | PEAKE |  |  | Solar Photovoltaic | 5 | NC | Granville | 36.2718 | -78.654 | 2019 | 6
CPLE | Pecan Grove Solar, LLC | 62659 | 1081 |  |  | Solar Photovoltaic | 5 | NC | Craven | 35.0677 | -77.1852 | 2019 | 11
CPLE | Pecan PV1 | 59157 | PEC1 |  |  | Solar Photovoltaic | 5 | NC | Richmond | 34.9092 | -79.8294 | 2014 | 12
CPLE | Phobos Solar, LLC | 65106 | PGR33 |  |  | Solar Photovoltaic | 78.8 | NC | Nash | 35.8829 | -78.155 | 2023 | 1
CPLE | Pikeville Farm | 61404 | 1 |  |  | Solar Photovoltaic | 5 | NC | Wayne | 35.4782 | -77.9792 | 2017 | 11
CPLE | Pinesage | 61978 | GEN1 |  |  | Solar Photovoltaic | 5 | NC | Moore | 35.2208 | -79.5191 | 2018 | 12
CPLE | Plott Hound Solar | 63015 | 1088 |  |  | Solar Photovoltaic | 5 | NC | Craven | 35.138 | -77.092 | 2021 | 5
CPLE | Polk Farm | 66373 | POLK |  |  | Solar Photovoltaic | 5 | NC | Richmond | 34.9226 | -79.6544 | 2022 | 3
CPLE | Pollocksville Solar | 59917 | 5MWPV |  |  | Solar Photovoltaic | 5 | NC | Jones | 34.998 | -77.219 | 2016 | 12
CPLE | Porter Solar | 59504 | PV1 |  |  | Solar Photovoltaic | 5 | NC | Craven | 35.2167 | -77.0743 | 2015 | 8
CPLE | Powatan Road Solar | 64035 | POWTN |  |  | Solar Photovoltaic | 2 | NC | Johnston | 35.6021 | -78.3721 | 2020 | 12
CPLE | Princeton | 59533 | PRCTN |  |  | Solar Photovoltaic | 5 | NC | Johnston | 35.5044 | -78.1922 | 2015 | 7
CPLE | Progress Manis I | 58529 | P11A |  |  | Solar Photovoltaic | 2 | NC | Scotland | 34.7564 | -79.4472 | 2012 | 4
CPLE | Progress Solar 1, LLC | 58493 | PRO1 |  |  | Solar Photovoltaic | 4 | NC | Franklin | 35.9481 | -78.2508 | 2012 | 10
CPLE | Progress Solar II, LLC | 58494 | PROG2 |  |  | Solar Photovoltaic | 3.5 | NC | Robeson | 34.4761 | -79.0975 | 2012 | 11
CPLE | Progress Solar III, LLC | 58495 | PROG3 |  |  | Solar Photovoltaic | 3.5 | NC | Robeson | 34.7142 | -79.3539 | 2012 | 11
CPLE | Quarter Horse Solar | 62095 | PGRF5 |  |  | Solar Photovoltaic | 4.5 | NC | Pender | 34.437 | -77.642 | 2018 | 11
CPLE | Queens Creek BESS | 65244 | BAT1 |  |  | Batteries | 2.5 | NC | Onslow | 34.6725 | -77.188 | 2024 | 12
CPLE | Quincy Solar (NC) | 59506 | PV1 |  |  | Solar Photovoltaic | 4 | NC | Cumberland | 35.0717 | -78.8078 | 2015 | 11
CPLE | Raeford Farm | 58274 | RAEF |  |  | Solar Photovoltaic | 5 | NC | Hoke | 34.9689 | -79.2119 | 2012 | 12
CPLE | Railroad Farm | 58316 | 1 |  |  | Solar Photovoltaic | 5 | NC | Robeson | 34.82 | -78.9708 | 2012 | 10
CPLE | Railroad Farm 2 | 61095 | 1 |  |  | Solar Photovoltaic | 5 | NC | Robeson | 34.8079 | -78.9505 | 2014 | 10
CPLE | Railroad Solar Farm, LLC | 63381 | NCRAL |  |  | Solar Photovoltaic | 4.1 | NC | Robeson | 34.6806 | -79.185 | 2016 | 12
CPLE | Ramp Solar, LLC | 66988 | 27534 |  |  | Solar Photovoltaic | 2 | NC | Wayne | 35.4164 | -77.9187 | 2022 | 5
CPLE | Rams Horn Solar Center LLC | 58810 | RHSC1 |  |  | Solar Photovoltaic | 5 | NC | Pitt | 35.6429 | -77.3165 | 2014 | 12
CPLE | Red Hill Solar Center, LLC | 59760 | RHILL |  |  | Solar Photovoltaic | 5 | NC | Warren | 36.4044 | -78.1411 | 2014 | 12
CPLE | Red Toad 4451 Buffalo Road, LLC | 62131 | G4451 |  |  | Solar Photovoltaic | 2 | NC | Johnston | 35.5574 | -78.2973 | 2018 | 11
CPLE | Red Toad 5840 Buffalo Road, LLC | 62204 | G5840 |  |  | Solar Photovoltaic | 2 | NC | Johnston | 35.5729 | -78.3023 | 2018 | 11
CPLE | Redwing Solar | 61946 | 11 |  |  | Solar Photovoltaic | 2 | SC | Darlington | 34.2744 | -79.8875 | 2019 | 2
CPLE | Richlands Solar, LLC | 65583 | RICH1 |  |  | Solar Photovoltaic | 1.9 | NC | Onslow | 34.7846 | -77.6379 | 2021 | 9
CPLE | Ridgeback | 65110 | RID |  |  | Solar Photovoltaic | 2 | NC | Randolph | 35.8655 | -79.5798 | 2021 | 12
CPLE | River Solar | 61947 | 12 |  |  | Solar Photovoltaic | 2 | SC | Lee | 34.1078 | -80.1281 | 2018 | 12
CPLE | Robeson County LFG to Energy | 59763 | GEN01 |  |  | Landfill Gas | 1 | NC | Robeson | 34.791 | -78.9088 | 2012 | 1
CPLE | Robeson County LFG to Energy | 59763 | GEN02 |  |  | Landfill Gas | 1 | NC | Robeson | 34.791 | -78.9088 | 2015 | 4
CPLE | Rock Farm | 58347 | 1 |  |  | Solar Photovoltaic | 5 | NC | Richmond | 34.9656 | -79.6097 | 2013 | 5
CPLE | Rocky Mount Mill | 50468 | 1 |  |  | Conventional Hydroelectric | 0.6 | NC | Nash | 35.9601 | -77.8024 | 1949 | 1
CPLE | Rocky Mount Mill | 50468 | 2 |  |  | Conventional Hydroelectric | 0.5 | NC | Nash | 35.9601 | -77.8024 | 1941 | 1
CPLE | Rocky Mount Mill | 50468 | 3 |  |  | Conventional Hydroelectric | 0.5 | NC | Nash | 35.9601 | -77.8024 | 1949 | 1
CPLE | Rocky Point BESS | 65245 | BAT1 |  |  | Batteries | 5 | NC | Pender | 34.4753 | -77.83 | 2024 | 12
CPLE | Rose Acre Solar Energy Storage | 64511 | BAT1 |  |  | Batteries | 2.5 | NC | Hyde | 35.6373 | -76.536 | 2023 | 3
CPLE | Rose Acre Solar Energy Storage | 64511 | SOL1 |  |  | Solar Photovoltaic | 2 | NC | Hyde | 35.6373 | -76.536 | 2023 | 3
CPLE | Rose Hill | 59375 | ROSE1 |  |  | Solar Photovoltaic | 2 | NC | Duplin | 34.8239 | -77.9697 | 2012 | 12
CPLE | Rosewood Solar | 61520 | GEN1 |  |  | Solar Photovoltaic | 2 | NC | Wayne | 35.4375 | -78.1071 | 2016 | 10
CPLE | Roxboro | 2712 | 1 |  |  | Conventional Steam Coal | 410.8 | NC | Person | 36.4833 | -79.0731 | 1966 | 5
CPLE | Roxboro | 2712 | 2 |  |  | Conventional Steam Coal | 657 | NC | Person | 36.4833 | -79.0731 | 1968 | 5
CPLE | Roxboro | 2712 | 3 |  |  | Conventional Steam Coal | 745.2 | NC | Person | 36.4833 | -79.0731 | 1973 | 7
CPLE | Roxboro | 2712 | 4 |  |  | Conventional Steam Coal | 745.2 | NC | Person | 36.4833 | -79.0731 | 1980 | 9
CPLE | Roxboro Farm | 58340 | 1 |  |  | Solar Photovoltaic | 5 | NC | Person | 36.4797 | -78.9174 | 2014 | 4
CPLE | Roxboro Solar Farm, LLC | 61288 | GEN1 |  |  | Solar Photovoltaic | 5 | NC | Granville | 36.3268 | -78.6222 | 2015 | 12
CPLE | Royal Solar | 59831 | FLS1 |  |  | Solar Photovoltaic | 4.9 | NC | Cumberland | 35.216 | -78.689 | 2015 | 8
CPLE | Ruskin Solar | 60922 | PV1 |  |  | Solar Photovoltaic | 2 | NC | Wayne | 35.274 | -78.022 | 2017 | 11
CPLE | SAS Solar Farm | 56915 | 1 |  |  | Solar Photovoltaic | 0.5 | NC | Wake | 35.8136 | -78.7503 | 2008 | 12
CPLE | SAS Solar Farm | 56915 | 2 |  |  | Solar Photovoltaic | 0.5 | NC | Wake | 35.8136 | -78.7503 | 2008 | 12
CPLE | SAS Solar Farm | 56915 | 3 |  |  | Solar Photovoltaic | 0.5 | NC | Wake | 35.8136 | -78.7503 | 2010 | 8
CPLE | SAS Solar Farm | 56915 | 4 |  |  | Solar Photovoltaic | 0.5 | NC | Wake | 35.8136 | -78.7503 | 2010 | 8
CPLE | Sabattus Solar LLC | 62596 | 11999 |  |  | Solar Photovoltaic | 5 | NC | Nash | 35.819 | -78.135 | 2019 | 11
CPLE | Sadiebrook NC Solar | 62102 | PGRF1 |  |  | Solar Photovoltaic | 5 | NC | Bladen | 34.44 | -78.658 | 2018 | 6
CPLE | Sampson Solar | 61096 | 1 |  |  | Solar Photovoltaic | 2 | NC | Sampson | 34.961 | -78.4705 | 2015 | 7
CPLE | Sandy Cross Solar, LLC | 58491 | SANDY |  |  | Solar Photovoltaic | 1.2 | NC | Nash | 35.8683 | -77.9542 | 2012 | 5
CPLE | Sapphire Solar | 61948 | 17 |  |  | Solar Photovoltaic | 2 | SC | Florence | 33.8878 | -79.7837 | 2018 | 12
CPLE | Sarah Solar | 59500 | SARAH |  |  | Solar Photovoltaic | 5 | NC | Franklin | 36.1394 | -78.1469 | 2015 | 7
CPLE | Scarlet Solar | 60921 | PV1 |  |  | Solar Photovoltaic | 2 | NC | Lenoir | 35.2878 | -77.7951 | 2017 | 9
CPLE | Scotch Bonnet Solar, LLC | 63345 | PGR07 |  |  | Solar Photovoltaic | 4.5 | NC | Pender | 34.5383 | -77.9081 | 2020 | 12
CPLE | Seagrove | 65556 | SEAGR |  |  | Solar Photovoltaic | 4.5 | NC | Randolph | 35.5324 | -79.7876 | 2019 | 12
CPLE | Sedberry Farm | 59592 | PV1 |  |  | Solar Photovoltaic | 5 | NC | Moore | 35.2439 | -79.3217 | 2016 | 12
CPLE | Sellers Farm Solar | 60439 | PV1 |  |  | Solar Photovoltaic | 5 | NC | Richmond | 34.882 | -79.6654 | 2022 | 5
CPLE | Selwyn Farm | 66374 | SELW |  |  | Solar Photovoltaic | 5 | NC | Anson | 34.9745 | -79.9916 | 2022 | 3
CPLE | Shankle Solar Center LLC | 58956 | SHAN |  |  | Solar Photovoltaic | 4.8 | NC | Hoke | 34.9439 | -79.1958 | 2015 | 1
CPLE | Shannon Farm | 58323 | 1 |  |  | Solar Photovoltaic | 5 | NC | Robeson | 34.8475 | -79.1289 | 2012 | 10
CPLE | Sherwood H Smith Jr Energy Complex | 7805 | 001 |  |  | Natural Gas Fired Combustion Turbine | 199.4 | NC | Richmond | 34.8392 | -79.7406 | 2001 | 5
CPLE | Sherwood H Smith Jr Energy Complex | 7805 | 002 |  |  | Natural Gas Fired Combustion Turbine | 199.4 | NC | Richmond | 34.8392 | -79.7406 | 2001 | 5
CPLE | Sherwood H Smith Jr Energy Complex | 7805 | 003 |  |  | Natural Gas Fired Combustion Turbine | 199.4 | NC | Richmond | 34.8392 | -79.7406 | 2001 | 5
CPLE | Sherwood H Smith Jr Energy Complex | 7805 | 004 |  |  | Natural Gas Fired Combustion Turbine | 199.4 | NC | Richmond | 34.8392 | -79.7406 | 2001 | 5
CPLE | Sherwood H Smith Jr Energy Complex | 7805 | 10 |  |  | Natural Gas Fired Combined Cycle | 191.2 | NC | Richmond | 34.8392 | -79.7406 | 2011 | 6
CPLE | Sherwood H Smith Jr Energy Complex | 7805 | 6 |  |  | Natural Gas Fired Combustion Turbine | 199.4 | NC | Richmond | 34.8392 | -79.7406 | 2002 | 6
CPLE | Sherwood H Smith Jr Energy Complex | 7805 | 7 |  |  | Natural Gas Fired Combined Cycle | 199.4 | NC | Richmond | 34.8392 | -79.7406 | 2002 | 6
CPLE | Sherwood H Smith Jr Energy Complex | 7805 | 8 |  |  | Natural Gas Fired Combined Cycle | 199.4 | NC | Richmond | 34.8392 | -79.7406 | 2002 | 6
CPLE | Sherwood H Smith Jr Energy Complex | 7805 | 9 |  |  | Natural Gas Fired Combined Cycle | 191.2 | NC | Richmond | 34.8392 | -79.7406 | 2011 | 6
CPLE | Sherwood H Smith Jr Energy Complex | 7805 | ST4 |  |  | Natural Gas Fired Combined Cycle | 195.5 | NC | Richmond | 34.8392 | -79.7406 | 2002 | 6
CPLE | Sherwood H Smith Jr Energy Complex | 7805 | ST5 |  |  | Natural Gas Fired Combined Cycle | 271.1 | NC | Richmond | 34.8392 | -79.7406 | 2011 | 6
CPLE | Shieldwall Solar | 66375 | SHIEL |  |  | Solar Photovoltaic | 5 | NC | Halifax | 36.4554 | -77.8851 | 2022 | 11
CPLE | Shoe Creek Solar, LLC | 60380 | SCSPV |  |  | Solar Photovoltaic | 65 | NC | Scotland | 34.8449 | -79.3847 | 2017 | 12
CPLE | Siler 421 Farm, LLC | 61019 | SILER |  |  | Solar Photovoltaic | 5 | NC | Chatham | 35.7474 | -79.4497 | 2016 | 12
CPLE | Siler City Solar 2 | 64121 | SCS2 |  |  | Solar Photovoltaic | 4.9 | NC | Chatham | 35.6881 | -79.4654 | 2018 | 10
CPLE | Smith Solar Farm | 65567 | SMITH |  |  | Solar Photovoltaic | 5 | NC | Scotland | 34.7751 | -79.5584 | 2019 | 7
CPLE | Smithfield Farmland Corp Bladen | 54823 | GEN1 |  |  | Petroleum Liquids | 1.5 | NC | Bladen | 34.7462 | -78.8073 | 1993 | 10
CPLE | Smithfield Farmland Corp Bladen | 54823 | GEN2 |  |  | Petroleum Liquids | 1.5 | NC | Bladen | 34.7462 | -78.8073 | 1993 | 10
CPLE | Smithfield Farmland Corp Bladen | 54823 | GEN3 |  |  | Petroleum Liquids | 1.5 | NC | Bladen | 34.7462 | -78.8073 | 1993 | 10
CPLE | Smithfield Farmland Corp Bladen | 54823 | GEN4 |  |  | Petroleum Liquids | 1.5 | NC | Bladen | 34.7462 | -78.8073 | 1993 | 10
CPLE | Smithfield Farmland Corp Bladen | 54823 | GEN5 |  |  | Petroleum Liquids | 1.5 | NC | Bladen | 34.7462 | -78.8073 | 1993 | 10
CPLE | Smithfield Farmland Corp Bladen | 54823 | GEN6 |  |  | Petroleum Liquids | 1.5 | NC | Bladen | 34.7462 | -78.8073 | 1993 | 10
CPLE | Smithfield Farmland Corp Bladen | 54823 | GEN7 |  |  | Petroleum Liquids | 1.5 | NC | Bladen | 34.7462 | -78.8073 | 1993 | 10
CPLE | Smithfield Farmland Corp Bladen | 54823 | GEN8 |  |  | Petroleum Liquids | 1.5 | NC | Bladen | 34.7462 | -78.8073 | 1993 | 10
CPLE | Smithfield Farmland Corp Bladen | 54823 | GEN9 |  |  | Petroleum Liquids | 1.5 | NC | Bladen | 34.7462 | -78.8073 | 1998 | 2
CPLE | Smithfield Farmland Corp Bladen | 54823 | GN10 |  |  | Petroleum Liquids | 1.5 | NC | Bladen | 34.7462 | -78.8073 | 1998 | 2
CPLE | Smithfield Farmland Corp Bladen | 54823 | GN11 |  |  | Petroleum Liquids | 1.5 | NC | Bladen | 34.7462 | -78.8073 | 1998 | 2
CPLE | Smithfield Farmland Corp Bladen | 54823 | GN12 |  |  | Petroleum Liquids | 1.5 | NC | Bladen | 34.7462 | -78.8073 | 1998 | 2
CPLE | Smithfield Farmland Corp Bladen | 54823 | GN13 |  |  | Petroleum Liquids | 1.5 | NC | Bladen | 34.7462 | -78.8073 | 1998 | 2
CPLE | Smithfield Farmland Corp Bladen | 54823 | GN14 |  |  | Petroleum Liquids | 1.5 | NC | Bladen | 34.7462 | -78.8073 | 1998 | 2
CPLE | Smithfield Farmland Corp Bladen | 54823 | GN15 |  |  | Petroleum Liquids | 1.5 | NC | Bladen | 34.7462 | -78.8073 | 1998 | 2
CPLE | Smithfield Farmland Corp Bladen | 54823 | GN16 |  |  | Petroleum Liquids | 1.5 | NC | Bladen | 34.7462 | -78.8073 | 1995 | 2
CPLE | Smithfield Farmland Corp Bladen | 54823 | GN17 |  |  | Petroleum Liquids | 1.5 | NC | Bladen | 34.7462 | -78.8073 | 1998 | 2
CPLE | Smithfield Farmland Corp Bladen | 54823 | GN18 |  |  | Petroleum Liquids | 1.5 | NC | Bladen | 34.7462 | -78.8073 | 1995 | 2
CPLE | Smithfield Farmland Corp Bladen | 54823 | GN19 |  |  | Petroleum Liquids | 1.5 | NC | Bladen | 34.7462 | -78.8073 | 1998 | 2
CPLE | Smithfield Packaged Meats Corp (Kinston) | 58575 | 1 |  |  | Petroleum Liquids | 2.3 | NC | Lenoir | 35.2683 | -77.6592 | 2013 | 11
CPLE | Smithfield Packaged Meats Corp (Kinston) | 58575 | 2 |  |  | Petroleum Liquids | 2.3 | NC | Lenoir | 35.2683 | -77.6592 | 2013 | 11
CPLE | Smithfield Packaged Meats Corp (Kinston) | 58575 | 3 |  |  | Petroleum Liquids | 2.3 | NC | Lenoir | 35.2683 | -77.6592 | 2013 | 11
CPLE | Smithfield Packaged Meats Corp (Kinston) | 58575 | 4 |  |  | Petroleum Liquids | 2.3 | NC | Lenoir | 35.2683 | -77.6592 | 2013 | 11
CPLE | Smithfield Packaged Meats Corp (Wilson) | 56035 | 1 |  |  | Petroleum Liquids | 1.4 | NC | WILSON | 35.6943 | -77.9192 | 2002 | 2
CPLE | Smithfield Packaged Meats Corp (Wilson) | 56035 | 2 |  |  | Petroleum Liquids | 1.4 | NC | WILSON | 35.6943 | -77.9192 | 2002 | 2
CPLE | Sneads Grove | 65551 | SNEAD |  |  | Solar Photovoltaic | 5 | NC | Scotland | 34.7922 | -79.4658 | 2018 | 2
CPLE | Snow Camp Solar, LLC | 60367 | SCSPV |  |  | Solar Photovoltaic | 5.2 | NC | Alamance | 35.8627 | -79.4235 | 2016 | 3
CPLE | Snow Hill Solar 2 LLC | 59106 | 1 |  |  | Solar Photovoltaic | 2 | NC | Greene | 35.4442 | -77.6494 | 2014 | 5
CPLE | Solar Lee, LLC | 64237 | 002 |  |  | Solar Photovoltaic | 4.9 | NC | Wayne | 35.1847 | -78.0846 | 2021 | 4
CPLE | Soluga Farms 1 | 59191 | 1 |  |  | Solar Photovoltaic | 5 | NC | Sampson | 35.2431 | -78.3869 | 2014 | 6
CPLE | Soluga Farms 2 LLC | 59192 | 1 |  |  | Solar Photovoltaic | 5 | NC | Bladen | 34.5 | -78.6892 | 2014 | 9
CPLE | Soluga Farms III | 60580 | 1 |  |  | Solar Photovoltaic | 5 | NC | Cumberland | 35.2193 | -78.6733 | 2015 | 11
CPLE | Sonoco Products Co | 57919 | 2 |  |  | Natural Gas Steam Turbine | 2.5 | SC | Darlington | 34.3853 | -80.0678 | 1950 | 6
CPLE | Sonoco Products Co | 57919 | 3 |  |  | Wood/Wood Waste Biomass | 10 | SC | Darlington | 34.3853 | -80.0678 | 1947 | 2
CPLE | Sonoco Products Co | 57919 | 4 |  |  | Wood/Wood Waste Biomass | 28 | SC | Darlington | 34.3853 | -80.0678 | 1957 | 6
CPLE | Soul City Solar | 59606 | FLS1 |  |  | Solar Photovoltaic | 3.5 | NC | Warren | 36.25 | -78.25 | 2015 | 4
CPLE | South Cary WRF Solar Array | 59377 | CARY1 |  |  | Solar Photovoltaic | 1.5 | NC | Wake | 35.6517 | -78.7572 | 2012 | 12
CPLE | South Louisburg Solar | 59825 | 5MWPV |  |  | Solar Photovoltaic | 5 | NC | Franklin | 36.057 | -78.308 | 2016 | 9
CPLE | South River H4 Solar Energy Storage | 64509 | BAT1 |  |  | Batteries | 0.6 | NC | Sampson | 35.0425 | -78.587 | 2023 | 3
CPLE | South River H4 Solar Energy Storage | 64509 | SOL1 |  |  | Solar Photovoltaic | 0.5 | NC | Sampson | 35.0425 | -78.587 | 2023 | 3
CPLE | South Robeson Farm | 58273 | SROB |  |  | Solar Photovoltaic | 5 | NC | Robeson | 34.5611 | -79.281 | 2012 | 6
CPLE | South Solar | 61949 | 13 |  |  | Solar Photovoltaic | 2 | SC | Florence | 33.9954 | -79.6061 | 2018 | 12
CPLE | Southerland Farm Solar | 60553 | 1 |  |  | Solar Photovoltaic | 5 | NC | Vance | 36.2656 | -78.3678 | 2016 | 11
CPLE | Spencer Meadow Solar Energy Storage | 64520 | BAT1 |  |  | Batteries | 2.5 | NC | Randolph | 35.7184 | -79.9095 | 2022 | 1
CPLE | Spencer Meadow Solar Energy Storage | 64520 | SOL1 |  |  | Solar Photovoltaic | 2 | NC | Randolph | 35.7184 | -79.9095 | 2022 | 1
CPLE | Spicewood Solar Farm LLC | 59109 | 1 |  |  | Solar Photovoltaic | 5 | NC | Moore | 35.3025 | -79.7017 | 2014 | 7
CPLE | Spring Hope Solar 3, LLC | 62997 | PGR09 |  |  | Solar Photovoltaic | 5 | NC | Nash | 35.9056 | -78.1925 | 2020 | 12
CPLE | Spring Valley Farm 2, LLC | 59593 | PV1 |  |  | Solar Photovoltaic | 5 | NC | Vance | 36.3711 | -78.4153 | 2017 | 4
CPLE | Stamey Solar | 62313 | 77 |  |  | Solar Photovoltaic | 2 | SC | Darlington | 34.3811 | -80.1343 | 2023 | 12
CPLE | Stone Solar | 61085 | 1 |  |  | Solar Photovoltaic | 5 | NC | Robeson | 34.5831 | -79.0318 | 2016 | 8
CPLE | Summit Solar | 66376 | SUMMT |  |  | Solar Photovoltaic | 3 | NC | Wayne | 35.2273 | -78.0375 | 2022 | 8
CPLE | Sun Devil Solar | 59505 | PV1 |  |  | Solar Photovoltaic | 5 | NC | Warren | 36.432 | -77.9703 | 2015 | 12
CPLE | SunEdison LV Sutton Plant Site | 56938 | NCP1 |  |  | Solar Photovoltaic | 1 | NC | New Hanover | 34.2867 | -77.9814 | 2008 | 12
CPLE | Suncaster, LLC | 64477 | 1 |  |  | Solar Photovoltaic | 2.4 | NC | Wayne | 35.5041 | -77.9696 | 2021 | 4
CPLE | Sunfish Farm | 58864 | 1 |  |  | Solar Photovoltaic | 5 | NC | Wake | 35.5581 | -78.7358 | 2015 | 12
CPLE | Swansboro Solar, LLC | 64476 | 1102 |  |  | Solar Photovoltaic | 4.9 | NC | Onslow | 34.8109 | -77.2104 | 2021 | 4
CPLE | Sweet Tea Solar, LLC | 64273 | 018 |  |  | Solar Photovoltaic | 4.5 | NC | Craven | 35.1609 | -77.1333 | 2021 | 4
CPLE | Sweetgum Solar | 59824 | 5732 |  |  | Solar Photovoltaic | 5 | NC | Lee | 35.4583 | -79.1811 | 2015 | 12
CPLE | Tanager Holdings | 60691 | PV1 |  |  | Solar Photovoltaic | 5 | NC | Randolph | 35.7527 | -79.7846 | 2019 | 12
CPLE | Tart Farm | 59583 | PV1 |  |  | Solar Photovoltaic | 5 | NC | Cumberland | 35.2044 | -78.6811 | 2016 | 6
CPLE | Tate Solar | 60160 | PV1 |  |  | Solar Photovoltaic | 5 | NC | Nash | 36.0661 | -78.0296 | 2020 | 8
CPLE | Tedder Solar | 62315 | 79 |  |  | Solar Photovoltaic | 2 | SC | Darlington | 34.3018 | -79.9245 | 2021 | 12
CPLE | Terreva Wayne County RNG, LLC | 57366 | 1A |  |  | Landfill Gas | 1.1 | NC | Wayne | 35.2889 | -78.0703 | 2010 | 12
CPLE | Terreva Wayne County RNG, LLC | 57366 | 1B |  |  | Landfill Gas | 1.1 | NC | Wayne | 35.2889 | -78.0703 | 2010 | 12
CPLE | Thanksgiving Fire Solar Farm, LLC | 62786 | 12087 |  |  | Solar Photovoltaic | 2 | NC | Johnston | 35.701 | -78.327 | 2019 | 12
CPLE | Thomas Solar | 62352 | 81 |  |  | Solar Photovoltaic | 2 | SC | Lee | 34.0879 | -80.1155 | 2024 | 4
CPLE | Three Bridge | 62540 | PGR01 |  |  | Solar Photovoltaic | 2 | NC | Robeson | 34.6705 | -79.2001 | 2018 | 12
CPLE | Thunderhead | 65111 | THU |  |  | Solar Photovoltaic | 2.6 | NC | Randolph | 35.751 | -79.7899 | 2021 | 12
CPLE | Tides Lane Farm | 60429 | PV1 |  |  | Solar Photovoltaic | 3.7 | NC | Franklin | 36.0694 | -78.2988 | 2019 | 10
CPLE | Tillery | 2714 | 1 |  |  | Conventional Hydroelectric | 22 | NC | Montgomery | 35.2067 | -80.0648 | 1928 | 8
CPLE | Tillery | 2714 | 2 |  |  | Conventional Hydroelectric | 18 | NC | Montgomery | 35.2067 | -80.0648 | 1928 | 8
CPLE | Tillery | 2714 | 3 |  |  | Conventional Hydroelectric | 22 | NC | Montgomery | 35.2067 | -80.0648 | 1928 | 8
CPLE | Tillery | 2714 | 4 |  |  | Conventional Hydroelectric | 22 | NC | Montgomery | 35.2067 | -80.0648 | 1960 | 6
CPLE | Tinker (NC) | 65550 | TINKR |  |  | Solar Photovoltaic | 4.8 | NC | Chatham | 35.6883 | -79.1369 | 2018 | 11
CPLE | Trent River Farm | 65549 | TRENT |  |  | Solar Photovoltaic | 5 | NC | Jones | 35.0596 | -77.1866 | 2018 | 8
CPLE | Trent River Solar, LLC | 63842 | PGR25 |  |  | Solar Photovoltaic | 78.7 | NC | Jones | 34.9915 | -77.2514 | 2021 | 7
CPLE | Trojan Solar, LLC | 64366 | 30007 |  |  | Solar Photovoltaic | 5 | NC | Columbus | 34.3125 | -78.2043 | 2020 | 12
CPLE | Truman (NC) | 65548 | TRUMN |  |  | Solar Photovoltaic | 5 | NC | Johnston | 35.7133 | -78.3269 | 2019 | 12
CPLE | Upchurch Solar Center LLC | 58812 | USC1 |  |  | Solar Photovoltaic | 5 | NC | Wilson | 35.7819 | -77.8839 | 2014 | 12
CPLE | Uwharrie Mountain Renewable | 58526 | 1 |  |  | Landfill Gas | 1.6 | NC | Montgomery | 35.333 | -79.9649 | 2014 | 7
CPLE | Uwharrie Mountain Renewable | 58526 | 2 |  |  | Landfill Gas | 1.6 | NC | Montgomery | 35.333 | -79.9649 | 2014 | 7
CPLE | Uwharrie Mountain Renewable | 58526 | 3 |  |  | Landfill Gas | 1.6 | NC | Montgomery | 35.333 | -79.9649 | 2014 | 7
CPLE | Uwharrie Mountain Renewable | 58526 | 4 |  |  | Landfill Gas | 1.6 | NC | Montgomery | 35.333 | -79.9649 | 2014 | 7
CPLE | Uwharrie Mountain Renewable | 58526 | 5 |  |  | Landfill Gas | 1.6 | NC | Montgomery | 35.333 | -79.9649 | 2014 | 7
CPLE | Uwharrie Mountain Renewable | 58526 | 6 |  |  | Landfill Gas | 1.6 | NC | Montgomery | 35.333 | -79.9649 | 2014 | 7
CPLE | Van Buren | 64674 | VAN |  |  | Solar Photovoltaic | 2 | NC | Sampson | 34.984 | -78.5275 | 2021 | 3
CPLE | Van Slyke Solar Center, LLC | 59761 | VSLYK |  |  | Solar Photovoltaic | 5 | NC | Wilson | 35.777 | -77.8805 | 2014 | 12
CPLE | Vickers | 59190 | 1 |  |  | Solar Photovoltaic | 2 | NC | Chatham | 35.8233 | -79.0803 | 2014 | 8
CPLE | Vicksburg Solar | 59605 | FLS1 |  |  | Solar Photovoltaic | 5 | NC | Vance | 36.325 | -78.3431 | 2015 | 5
CPLE | Vincent Solar | 61950 | 14 |  |  | Solar Photovoltaic | 2 | SC | Lee | 34.0916 | -80.1083 | 2019 | 2
CPLE | Viper Solar | 60920 | PV1 |  |  | Solar Photovoltaic | 2 | NC | Cumberland | 34.9349 | -78.9622 | 2017 | 11
CPLE | Virginia Line Solar, LLC | 66358 | VAL |  |  | Solar Photovoltaic | 35 | NC | Warren | 36.5238 | -78.2854 | 2023 | 12
CPLE | W H Weatherspoon | 2716 | GT1 |  |  | Petroleum Liquids | 39.7 | NC | Robeson | 34.5875 | -78.9755 | 1970 | 5
CPLE | W H Weatherspoon | 2716 | GT2 |  |  | Petroleum Liquids | 39.7 | NC | Robeson | 34.5875 | -78.9755 | 1970 | 5
CPLE | W H Weatherspoon | 2716 | GT3 |  |  | Petroleum Liquids | 41.8 | NC | Robeson | 34.5875 | -78.9755 | 1971 | 4
CPLE | W H Weatherspoon | 2716 | GT4 |  |  | Petroleum Liquids | 41.8 | NC | Robeson | 34.5875 | -78.9755 | 1971 | 4
CPLE | Wadesboro 4 | 62627 | WADE4 |  |  | Solar Photovoltaic | 2.2 | NC | Anson | 35.1022 | -80.122 | 2019 | 2
CPLE | Wadesboro Farm 1 | 61087 | 1 |  |  | Solar Photovoltaic | 5 | NC | Anson | 34.9911 | -80.0973 | 2015 | 3
CPLE | Wadesboro Farm 2 | 60575 | 1 |  |  | Solar Photovoltaic | 5 | NC | Anson | 35.0234 | -80.0932 | 2016 | 6
CPLE | Wadesboro Farm 3 | 60576 | 1 |  |  | Solar Photovoltaic | 5 | NC | Anson | 34.9694 | -80.051 | 2016 | 4
CPLE | Wadesboro Solar | 61129 | 12347 |  |  | Solar Photovoltaic | 5 | NC | Anson | 34.9739 | -80.029 | 2017 | 12
CPLE | Wagstaff Farm 1 | 58862 | 1 |  |  | Solar Photovoltaic | 5 | NC | Person | 36.4587 | -78.9567 | 2013 | 11
CPLE | Wake RJ3 Solar Energy Storage | 64513 | BAT1 |  |  | Batteries | 0.6 | NC | Wake | 35.9539 | -78.424 | 2023 | 3
CPLE | Wake RJ3 Solar Energy Storage | 64513 | SOL1 |  |  | Solar Photovoltaic | 0.5 | NC | Wake | 35.9539 | -78.424 | 2023 | 3
CPLE | Wakefield Solar | 61536 | GEN1 |  |  | Solar Photovoltaic | 5 | NC | Wake | 35.8142 | -78.3124 | 2017 | 12
CPLE | Walkers Crossroads BESS | 65246 | BAT1 |  |  | Batteries | 5 | NC | Wake | 35.9252 | -78.5052 | 2024 | 12
CPLE | Walters Solar (FLS 260) | 59603 | FLS1 |  |  | Solar Photovoltaic | 5 | NC | Robeson | 34.4969 | -79.0489 | 2015 | 8
CPLE | Warren Solar Farm LLC | 62223 | 10423 |  |  | Solar Photovoltaic | 5 | NC | Sampson | 35.252 | -78.369 | 2019 | 7
CPLE | Warrenton Farm | 58312 | 1 |  |  | Solar Photovoltaic | 4 | NC | Warren | 36.415 | -78.1711 | 2012 | 12
CPLE | Warrenton I Solar | 62100 | PGRI4 |  |  | Solar Photovoltaic | 4.9 | NC | Warren | 36.412 | -78.178 | 2018 | 12
CPLE | Warsaw Farm | 58848 | 1 |  |  | Solar Photovoltaic | 65 | NC | Duplin | 35.0056 | -78.1258 | 2015 | 12
CPLE | Washington Airport Solar LLC | 58845 | 1 |  |  | Solar Photovoltaic | 5 | NC | Beaufort | 35.5653 | -77.0536 | 2014 | 2
CPLE | Washington Millfield Solar, LLC | 58846 | 1 |  |  | Solar Photovoltaic | 5 | NC | Beaufort | 35.4994 | -76.8336 | 2013 | 12
CPLE | Washington Solar (SC) | 62342 | 87 |  |  | Solar Photovoltaic | 2 | SC | Marion | 34.2381 | -79.252 | 2023 | 3
CPLE | Washington White Post Solar LLC | 58135 | 1 |  |  | Solar Photovoltaic | 12.4 | NC | Beaufort | 35.5052 | -76.8484 | 2012 | 12
CPLE | Watauga Solar | 61951 | 15 |  |  | Solar Photovoltaic | 2 | SC | Darlington | 34.5239 | -79.8446 | 2019 | 3
CPLE | Watts Farm | 58317 | 1 |  |  | Solar Photovoltaic | 5 | NC | Robeson | 34.7269 | -79.3353 | 2012 | 7
CPLE | Wayne County Energy Complex | 7538 | 1 |  |  | Natural Gas Fired Combustion Turbine | 195.2 | NC | Wayne | 35.3758 | -78.0981 | 2000 | 5
CPLE | Wayne County Energy Complex | 7538 | 2 |  |  | Natural Gas Fired Combustion Turbine | 195.2 | NC | Wayne | 35.3758 | -78.0981 | 2000 | 5
CPLE | Wayne County Energy Complex | 7538 | 3 |  |  | Natural Gas Fired Combustion Turbine | 195.2 | NC | Wayne | 35.3758 | -78.0981 | 2000 | 6
CPLE | Wayne County Energy Complex | 7538 | 4 |  |  | Natural Gas Fired Combustion Turbine | 195.2 | NC | Wayne | 35.3758 | -78.0981 | 2000 | 6
CPLE | Wayne County Energy Complex | 7538 | 5 |  |  | Natural Gas Fired Combustion Turbine | 198.9 | NC | Wayne | 35.3758 | -78.0981 | 2009 | 6
CPLE | Weaver Solar | 62347 | 90 |  |  | Solar Photovoltaic | 2 | SC | Lee | 34.0694 | -80.0785 | 2021 | 12
CPLE | Wedge | 65547 | WEDGE |  |  | Solar Photovoltaic | 5 | NC | Wayne | 35.4162 | -77.9192 | 2021 | 4
CPLE | Wendell Solar Farm LLC | 62595 | 10424 |  |  | Solar Photovoltaic | 5 | NC | Johnston | 35.7346 | -78.355 | 2019 | 9
CPLE | West Siler | 59112 | 1 |  |  | Solar Photovoltaic | 5 | NC | Chatham | 35.7208 | -79.5037 | 2017 | 1
CPLE | Whiskey Solar | 66725 | WHISK |  |  | Solar Photovoltaic | 5 | NC | Montgomery | 35.2734 | -79.7363 | 2021 | 6
CPLE | Whitetail Solar | 59569 | PV1 |  |  | Solar Photovoltaic | 10 | SC | Dillon | 34.3981 | -79.3836 | 2021 | 12
CPLE | Willard Solar | 60287 | PV1 |  |  | Solar Photovoltaic | 5 | NC | Pender | 34.7025 | -77.9697 | 2020 | 10
CPLE | Willis Solar | 61953 | 16 |  |  | Solar Photovoltaic | 2 | SC | Florence | 33.9846 | -79.565 | 2018 | 12
CPLE | Wilson Farm 1 | 58342 | 1 |  |  | Solar Photovoltaic | 5 | NC | Wilson | 35.8036 | -77.8736 | 2013 | 7
CPLE | Wilson Solar Farm 1 | 61274 | WISL1 |  |  | Solar Photovoltaic | 3.4 | NC | Wilson | 35.7 | -77.9 | 2017 | 4
CPLE | Wilson Solar Farm 2 | 61275 | WILS2 |  |  | Solar Photovoltaic | 5 | NC | Wilson | 35.683 | -78.016 | 2017 | 2
CPLE | Wilson Solar Farm 3 | 61276 | WILS3 |  |  | Solar Photovoltaic | 10 | NC | Wilson | 35.78 | -78 | 2017 | 4
CPLE | Wilson Solar Farm 4 | 61277 | WILS4 |  |  | Solar Photovoltaic | 10 | NC | Wilson | 35.7 | -78 | 2017 | 4
CPLE | Wilson Solar Farm 5 | 61278 | WILS5 |  |  | Solar Photovoltaic | 10 | NC | Wilson | 35.68 | -77.87 | 2017 | 5
CPLE | Wilson Solar Farm 6 | 61279 | WILS6 |  |  | Solar Photovoltaic | 10 | NC | Wilson | 35.68 | -77.87 | 2017 | 5
CPLE | Wilson Solar Farm 7 | 61280 | WILS7 |  |  | Solar Photovoltaic | 10 | NC | Wilson | 35.75 | -78 | 2017 | 4
CPLE | Woodland Church Farm | 59586 | PV1 |  |  | Solar Photovoltaic | 5 | NC | Duplin | 35.0583 | -77.8536 | 2015 | 12
CPLE | Woodleaf Solar Facility | 62304 | PV1 |  |  | Solar Photovoltaic | 6 | NC | Rowan | 35.7244 | -80.6084 | 2018 | 12
CPLE | Wyse Fork Solar Farm, LLC | 64822 | OS |  |  | Solar Photovoltaic | 2 | NC | Jones | 35.2138 | -77.5032 | 2021 | 12
CPLE | Yanceyville Farm | 58343 | 1 |  |  | Solar Photovoltaic | 5 | NC | Caswell | 36.4394 | -79.2789 | 2013 | 12
CPLE | Yanceyville Farm 2 LLC | 59113 | 1 |  |  | Solar Photovoltaic | 5 | NC | Caswell | 36.4139 | -79.3169 | 2015 | 4
CPLE | ZV Solar 1 | 60980 | PV1 |  |  | Solar Photovoltaic | 5 | NC | Robeson | 34.8132 | -79.2014 | 2016 | 6
CPLE | ZV Solar 2, LLC | 61257 | ZV204 |  |  | Solar Photovoltaic | 4.9 | NC | Robeson | 34.816 | -79.2 | 2017 | 8
CPLE | Zion Hill BESS | 65247 | BAT1 |  |  | Batteries | 5 | NC | Brunswick | 33.9939 | -78.2245 | 2024 | 12
CPLW | Arborgate Solar | 62623 | ARBOR |  |  | Solar Photovoltaic | 5 | NC | Chatham | 35.7174 | -79.1195 | 2019 | 2
CPLW | Asheville | 2706 | CT5 |  |  | Natural Gas Fired Combined Cycle | 191.2 | NC | Buncombe | 35.4731 | -82.5417 | 2019 | 12
CPLW | Asheville | 2706 | CT7 |  |  | Natural Gas Fired Combined Cycle | 191.2 | NC | Buncombe | 35.4731 | -82.5417 | 2020 | 1
CPLW | Asheville | 2706 | GT1 |  |  | Natural Gas Fired Combustion Turbine | 211.7 | NC | Buncombe | 35.4731 | -82.5417 | 1999 | 6
CPLW | Asheville | 2706 | GT2 |  |  | Natural Gas Fired Combustion Turbine | 211.8 | NC | Buncombe | 35.4731 | -82.5417 | 2000 | 6
CPLW | Asheville | 2706 | ST6 |  |  | Natural Gas Fired Combined Cycle | 102.8 | NC | Buncombe | 35.4731 | -82.5417 | 2019 | 12
CPLW | Asheville | 2706 | ST8 |  |  | Natural Gas Fired Combined Cycle | 102.8 | NC | Buncombe | 35.4731 | -82.5417 | 2020 | 4
CPLW | Asheville-Rock Hill Battery | 63064 | ES1 |  |  | Batteries | 8.8 | NC | Buncombe | 35.5401 | -82.5174 | 2020 | 8
CPLW | Badger | 62603 | BADGE |  |  | Solar Photovoltaic | 5 | NC | Jones | 34.839 | -77.2288 | 2019 | 3
CPLW | Biltmore Solar Fields | 61271 | 18950 |  |  | Solar Photovoltaic | 1.5 | NC | Buncombe | 35.5612 | -82.5884 | 2012 | 1
CPLW | Cookstown | 62600 | COOKS |  |  | Solar Photovoltaic | 5 | NC | Wayne | 35.4368 | -77.9738 | 2019 | 2
CPLW | Hot Springs Energy Storage & Microgrid | 64640 | ES1 |  |  | Batteries | 4.4 | NC | Madison | 35.8907 | -82.8251 | 2022 | 7
CPLW | Hot Springs Energy Storage & Microgrid | 64640 | PV1 |  |  | Solar Photovoltaic | 1.9 | NC | Madison | 35.8907 | -82.8251 | 2022 | 7
CPLW | Marshall Dam | 2710 | HC1 |  |  | Conventional Hydroelectric | 2.5 | NC | Madison | 35.7025 | -82.7106 | 1985 | 1
CPLW | Marshall Dam | 2710 | HC2 |  |  | Conventional Hydroelectric | 2.5 | NC | Madison | 35.7025 | -82.7106 | 1985 | 1
CPLW | Starr | 62602 | STARR |  |  | Solar Photovoltaic | 5 | NC | Sampson | 35.0154 | -78.3508 | 2019 | 3
CPLW | Walters | 2715 | 1 |  |  | Conventional Hydroelectric | 36 | NC | Haywood | 35.6946 | -83.0503 | 1930 | 7
CPLW | Walters | 2715 | 2 |  |  | Conventional Hydroelectric | 36 | NC | Haywood | 35.6946 | -83.0503 | 1930 | 7
CPLW | Walters | 2715 | 3 |  |  | Conventional Hydroelectric | 36 | NC | Haywood | 35.6946 | -83.0503 | 1930 | 11
CPLW | Woodfin Solar | 64882 | PV1 |  |  | Solar Photovoltaic | 5 | NC | Buncombe | 35.6601 | -82.5984 | 2024 | 6
DEAA | Arlington Valley Energy Facility | 55282 | CTG1 |  |  | Natural Gas Fired Combined Cycle | 198 | AZ | Maricopa | 33.3417 | -112.8897 | 2002 | 6
DEAA | Arlington Valley Energy Facility | 55282 | CTG2 |  |  | Natural Gas Fired Combined Cycle | 198 | AZ | Maricopa | 33.3417 | -112.8897 | 2002 | 6
DEAA | Arlington Valley Energy Facility | 55282 | STG1 |  |  | Natural Gas Fired Combined Cycle | 317 | AZ | Maricopa | 33.3417 | -112.8897 | 2002 | 6
DOPD | Wells | 3886 | U-1 |  |  | Conventional Hydroelectric | 77.4 | WA | Chelan | 47.9469 | -119.8653 | 1967 | 9
DOPD | Wells | 3886 | U-10 |  |  | Conventional Hydroelectric | 89 | WA | Chelan | 47.9469 | -119.8653 | 1969 | 1
DOPD | Wells | 3886 | U-2 |  |  | Conventional Hydroelectric | 89 | WA | Chelan | 47.9469 | -119.8653 | 1967 | 10
DOPD | Wells | 3886 | U-3 |  |  | Conventional Hydroelectric | 89 | WA | Chelan | 47.9469 | -119.8653 | 1967 | 9
DOPD | Wells | 3886 | U-4 |  |  | Conventional Hydroelectric | 89 | WA | Chelan | 47.9469 | -119.8653 | 1967 | 9
DOPD | Wells | 3886 | U-5 |  |  | Conventional Hydroelectric | 89 | WA | Chelan | 47.9469 | -119.8653 | 1967 | 9
DOPD | Wells | 3886 | U-6 |  |  | Conventional Hydroelectric | 89 | WA | Chelan | 47.9469 | -119.8653 | 1967 | 9
DOPD | Wells | 3886 | U-7 |  |  | Conventional Hydroelectric | 89 | WA | Chelan | 47.9469 | -119.8653 | 1967 | 9
DOPD | Wells | 3886 | U-8 |  |  | Conventional Hydroelectric | 77.4 | WA | Chelan | 47.9469 | -119.8653 | 1968 | 10
DOPD | Wells | 3886 | U-9 |  |  | Conventional Hydroelectric | 77.4 | WA | Chelan | 47.9469 | -119.8653 | 1969 | 1
DUK | 1001 Ebenezer Church Solar | 63444 | 1001 |  |  | Solar Photovoltaic | 5 | NC | Surry | 36.2838 | -80.8434 | 2021 | 4
DUK | 1008 Matthews Solar | 63447 | 1008 |  |  | Solar Photovoltaic | 4.9 | NC | Surry | 36.2167 | -80.5525 | 2021 | 5
DUK | 1009 Yadkin Solar | 63445 | 1009 |  |  | Solar Photovoltaic | 4.9 | NC | Yadkin | 36.1475 | -80.6561 | 2021 | 4
DUK | 1045 Tomlin Mill Solar | 63448 | 1045 |  |  | Solar Photovoltaic | 4.9 | NC | Iredell | 35.9162 | -80.8355 | 2021 | 5
DUK | 1047 Little Mountain Solar, LLC | 62661 | 1047 |  |  | Solar Photovoltaic | 3 | NC | Yadkin | 36.1971 | -80.8067 | 2019 | 11
DUK | 1051 Lucky Solar, LLC | 64271 | 018 |  |  | Solar Photovoltaic | 3 | NC | Yadkin | 36.149 | -80.8197 | 2021 | 5
DUK | 1073 Onslow Solar | 63446 | 1073 |  |  | Solar Photovoltaic | 4.7 | NC | Onslow | 34.7736 | -77.1858 | 2021 | 5
DUK | 232 Long Branch 29 Solar I, LLC | 63296 | NCLFT |  |  | Solar Photovoltaic | 2 | NC | Cleveland | 35.2322 | -81.5597 | 2018 | 8
DUK | 233 Randolph 74 Solar I, LLC | 65819 | CAPE1 |  |  | Solar Photovoltaic | 2 | NC | Cleveland | 35.3119 | -81.5906 | 2022 | 6
DUK | 99 Islands | 3272 | 1 |  |  | Conventional Hydroelectric | 3 | SC | Cherokee | 35.0314 | -81.4936 | 1910 | 5
DUK | 99 Islands | 3272 | 2 |  |  | Conventional Hydroelectric | 3 | SC | Cherokee | 35.0314 | -81.4936 | 1910 | 5
DUK | 99 Islands | 3272 | 3 |  |  | Conventional Hydroelectric | 3 | SC | Cherokee | 35.0314 | -81.4936 | 1910 | 5
DUK | 99 Islands | 3272 | 4 |  |  | Conventional Hydroelectric | 3 | SC | Cherokee | 35.0314 | -81.4936 | 1910 | 5
DUK | AGA TAG Solar III LLC | 63243 | SCAG |  |  | Solar Photovoltaic | 2 | SC | Spartanburg | 34.9965 | -82.0421 | 2020 | 8
DUK | ATOOD Solar III LLC | 63242 | SCAT |  |  | Solar Photovoltaic | 2 | SC | Spartanburg | 34.9965 | -82.0421 | 2019 | 12
DUK | Ace Solar | 61937 | 18 |  |  | Solar Photovoltaic | 1 | SC | Anderson | 34.7229 | -82.5258 | 2020 | 3
DUK | Adams | 64682 | ADA |  |  | Solar Photovoltaic | 2 | SC | Anderson | 34.6952 | -82.5283 | 2021 | 11
DUK | Ajax Solar | 60288 | PV1 |  |  | Solar Photovoltaic | 5 | NC | Robeson | 34.8309 | -79.1194 | 2017 | 9
DUK | Albemarle Hospital Unit | 56339 | 1 |  |  | Petroleum Liquids | 1.8 | NC | Stanly | 35.3636 | -80.1939 | 2006 | 8
DUK | Albemarle Prime Power Park | 56263 | Unit1 |  |  | Petroleum Liquids | 1.8 | NC | Stanly | 35.4072 | -80.1518 | 2006 | 5
DUK | Albemarle Prime Power Park | 56263 | Unit2 |  |  | Petroleum Liquids | 1.8 | NC | Stanly | 35.4072 | -80.1518 | 2006 | 5
DUK | Amethyst Solar | 58730 | PV1 |  |  | Solar Photovoltaic | 3 | NC | Rutherford | 35.3169 | -81.9264 | 2016 | 4
DUK | Anderson (SC) | 64409 | ANDER |  |  | Solar Photovoltaic | 2 | SC | Anderson | 34.4937 | -82.6761 | 2021 | 9
DUK | Andrew Solar | 59497 | PV1 |  |  | Solar Photovoltaic | 5 | NC | Craven | 35.1608 | -77.1099 | 2015 | 12
DUK | Angel Solar | 58731 | PV1 |  |  | Solar Photovoltaic | 5 | NC | Catawba | 35.6511 | -81.2086 | 2015 | 12
DUK | Apple Data Center - PV2 | 58701 | PV2 |  |  | Solar Photovoltaic | 20 | NC | Catawba | 35.7389 | -81.2078 | 2013 | 10
DUK | Apple Data Center PV | 57994 | PV1 |  |  | Solar Photovoltaic | 21 | NC | Catawba | 35.5881 | -81.252 | 2013 | 2
DUK | Apple Data Center PV3 | 59474 | DCPV3 |  |  | Solar Photovoltaic | 17.5 | NC | Catawba | 35.715 | -81.15 | 2015 | 12
DUK | Apple One | 58828 | PV1 |  |  | Solar Photovoltaic | 5 | NC | Catawba | 35.6294 | -81.1569 | 2015 | 10
DUK | Ararat Rock Solar, LLC | 58492 | ARARR |  |  | Solar Photovoltaic | 3.5 | NC | Surry | 36.4611 | -80.6006 | 2012 | 9
DUK | Arba Solar, LLC | 58801 | INV1 |  |  | Solar Photovoltaic | 0.5 | NC | Greene | 35.3964 | -77.7036 | 2014 | 6
DUK | Arba Solar, LLC | 58801 | INV2 |  |  | Solar Photovoltaic | 0.5 | NC | Greene | 35.3964 | -77.7036 | 2014 | 6
DUK | Arba Solar, LLC | 58801 | INV3 |  |  | Solar Photovoltaic | 0.5 | NC | Greene | 35.3964 | -77.7036 | 2014 | 6
DUK | Arba Solar, LLC | 58801 | INV4 |  |  | Solar Photovoltaic | 0.5 | NC | Greene | 35.3964 | -77.7036 | 2014 | 6
DUK | Arndt Farm | 58315 | 1 |  |  | Solar Photovoltaic | 5 | NC | Catawba | 35.7792 | -81.1756 | 2012 | 11
DUK | Arthur Solar, LLC | 62136 | ART01 |  |  | Solar Photovoltaic | 5 | NC | Columbus | 34.1609 | -78.8466 | 2018 | 7
DUK | Ashley Solar Farm | 59566 | PV1 |  |  | Solar Photovoltaic | 4 | NC | Yadkin | 36.1261 | -80.7989 | 2015 | 3
DUK | Aspen Solar, LLC | 59694 | GEN1 |  |  | Solar Photovoltaic | 5 | NC | Duplin | 34.7912 | -78.0121 | 2015 | 11
DUK | Atood II | 61960 | GEN1 |  |  | Solar Photovoltaic | 2 | SC | Spartanburg | 35.0303 | -81.8085 | 2018 | 12
DUK | Audrey Solar | 58732 | PV1 |  |  | Solar Photovoltaic | 3 | NC | Cleveland | 35.3281 | -81.6219 | 2016 | 4
DUK | Augusta Solar | 63720 | PGR23 |  |  | Solar Photovoltaic | 2 | SC | Greenwood | 34.124 | -82.13 | 2020 | 12
DUK | Augustus Farm, LLC | 60313 | 1 |  |  | Solar Photovoltaic | 4.9 | NC | Pitt | 35.5997 | -77.6391 | 2015 | 12
DUK | Auten Road Farm, LLC | 60634 | PV1 |  |  | Solar Photovoltaic | 5 | NC | Gaston | 35.305 | -81.1373 | 2017 | 12
DUK | Avalon Hydropower | 54801 | GEN1 |  |  | Conventional Hydroelectric | 0.8 | NC | ROCKINGHAM | 36.4237 | -79.9525 | 1997 | 4
DUK | Avalon Hydropower | 54801 | GEN2 |  |  | Conventional Hydroelectric | 0.3 | NC | ROCKINGHAM | 36.4237 | -79.9525 | 2000 | 5
DUK | Avalon Hydropower | 54801 | GEN3 |  |  | Conventional Hydroelectric | 0.1 | NC | ROCKINGHAM | 36.4237 | -79.9525 | 2000 | 5
DUK | Ayrshire | 58792 | PV1 |  |  | Solar Photovoltaic | 19.4 | NC | Cleveland | 35.2831 | -81.6153 | 2017 | 9
DUK | BG Stewart Solar Farm, LLC | 59930 | NB005 |  |  | Solar Photovoltaic | 5 | NC | Union | 34.9705 | -80.3896 | 2015 | 11
DUK | BMW Manufacturing Co | 58173 | GT601 |  |  | Landfill Gas | 5.5 | SC | Spartanburg | 34.8942 | -82.1783 | 2009 | 6
DUK | BMW Manufacturing Co | 58173 | GT602 |  |  | Landfill Gas | 5.5 | SC | Spartanburg | 34.8942 | -82.1783 | 2009 | 6
DUK | BMW Manufacturing Co | 58173 | ZENPV |  |  | Solar Photovoltaic | 0.1 | SC | Spartanburg | 34.8942 | -82.1783 | 2012 | 1
DUK | BRE | 59706 | NB005 |  |  | Solar Photovoltaic | 5 | NC | Granville | 36.3725 | -78.5985 | 2015 | 12
DUK | Bad Creek | 7125 | 1 |  |  | Hydroelectric Pumped Storage | 420 | SC | Oconee | 35.0075 | -82.9975 | 1991 | 5
DUK | Bad Creek | 7125 | 2 |  |  | Hydroelectric Pumped Storage | 420 | SC | Oconee | 35.0075 | -82.9975 | 1991 | 5
DUK | Bad Creek | 7125 | 3 |  |  | Hydroelectric Pumped Storage | 420 | SC | Oconee | 35.0075 | -82.9975 | 1991 | 9
DUK | Bad Creek | 7125 | 4 |  |  | Hydroelectric Pumped Storage | 420 | SC | Oconee | 35.0075 | -82.9975 | 1991 | 9
DUK | Bakatsias Solar | 61527 | GEN1 |  |  | Solar Photovoltaic | 5 | NC | Alamance | 36.0724 | -79.3475 | 2017 | 12
DUK | Ballenger Road Solar A | 63759 | BALGR |  |  | Solar Photovoltaic | 2 | SC | Spartanburg | 35.0435 | -82.1128 | 2020 | 12
DUK | Baltimore Church Solar, LLC | 60144 | FLS1 |  |  | Solar Photovoltaic | 5.4 | NC | Robeson | 34.4667 | -79.1524 | 2017 | 10
DUK | Battleground | 59038 | GEN1 |  |  | Solar Photovoltaic | 3.5 | NC | Cleveland | 35.22 | -81.33 | 2013 | 12
DUK | Bear Creek Dam | 2741 | 1 |  |  | Conventional Hydroelectric | 9 | NC | Jackson | 35.2427 | -83.072 | 1954 | 3
DUK | Bearford Solar II | 59488 | BEARF |  |  | Solar Photovoltaic | 4.9 | NC | Pender | 34.6119 | -77.9289 | 2018 | 2
DUK | Beetle Solar | 59511 | PV1 |  |  | Solar Photovoltaic | 4 | NC | Cleveland | 35.1785 | -81.665 | 2016 | 12
DUK | Belews Creek | 8042 | 1 |  |  | Natural Gas Steam Turbine | 1245.6 | NC | Stokes | 36.2811 | -80.0603 | 1974 | 8
DUK | Belews Creek | 8042 | 2 |  |  | Natural Gas Steam Turbine | 1245.6 | NC | Stokes | 36.2811 | -80.0603 | 1975 | 12
DUK | Bernhardt Furniture Solar Farm | 60881 | BERN4 |  |  | Solar Photovoltaic | 1.1 | NC | Caldwell | 35.8499 | -81.5409 | 2015 | 12
DUK | Berry Road Solar | 64472 | BERRY |  |  | Solar Photovoltaic | 2 | SC | Greenville | 34.6392 | -82.3287 | 2021 | 5
DUK | Beth | 64175 | 1302 |  |  | Solar Photovoltaic | 5 | NC | Guilford | 35.9756 | -79.6184 | 2014 | 12
DUK | Beulaville | 59039 | GEN 1 |  |  | Solar Photovoltaic | 2 | NC | Duplin | 34.9 | -77.78 | 2013 | 12
DUK | Big Boy | 64174 | 1303 |  |  | Solar Photovoltaic | 3 | NC | Guilford | 36.0777 | -79.6338 | 2014 | 12
DUK | Biscoe Solar LLC | 58667 | BISCO |  |  | Solar Photovoltaic | 5 | NC | Montgomery | 35.3839 | -79.7703 | 2014 | 9
DUK | Bizzell Church Solar 1, LLC | 60401 | BCSPV |  |  | Solar Photovoltaic | 5.2 | NC | Johnston | 35.5494 | -78.1799 | 2015 | 12
DUK | Bizzell Church Solar 2 | 61158 | BIZZE |  |  | Solar Photovoltaic | 5 | NC | Johnston | 35.5444 | -78.1772 | 2017 | 8
DUK | Blueberry One | 58605 | PV1 |  |  | Solar Photovoltaic | 5 | NC | Wayne | 35.3139 | -78.1542 | 2016 | 1
DUK | Bluebird Solar SC LLC | 63833 | BB |  |  | Solar Photovoltaic | 3 | SC | Anderson | 34.5991 | -82.7392 | 2020 | 9
DUK | Boaz Farm Solar | 61157 | BOAZF |  |  | Solar Photovoltaic | 5 | NC | Lee | 35.4678 | -79.1344 | 2017 | 9
DUK | Bonefish Solar | 63461 | PGR15 |  |  | Solar Photovoltaic | 2 | SC | Clarendon | 33.7209 | -80.1908 | 2019 | 12
DUK | Bostic Delivery No 2 | 56547 | 1 |  |  | Petroleum Liquids | 1 | NC | Rutherford | 35.3619 | -81.8344 | 2007 | 8
DUK | Boyds Mill Hydro | 3253 | 1 |  |  | Conventional Hydroelectric | 0.7 | SC | Greenville | 34.4555 | -82.1993 | 1996 | 12
DUK | Boyds Mill Hydro | 3253 | 2 |  |  | Conventional Hydroelectric | 0.7 | SC | Greenville | 34.4555 | -82.1993 | 1996 | 12
DUK | Boykin PV1 | 59996 | BOYK1 |  |  | Solar Photovoltaic | 16 | NC | Cumberland | 35.1134 | -78.7504 | 2020 | 12
DUK | Briarwood | 64410 | BRIAR |  |  | Solar Photovoltaic | 2 | SC | Greenwood | 34.0847 | -82.1013 | 2020 | 12
DUK | Bridgewater | 2719 | 1 |  |  | Conventional Hydroelectric | 13 | NC | Burke | 35.7428 | -81.8372 | 1919 | 5
DUK | Bridgewater | 2719 | 2 |  |  | Conventional Hydroelectric | 13 | NC | Burke | 35.7428 | -81.8372 | 1919 | 5
DUK | Bridgewater | 2719 | 3 |  |  | Conventional Hydroelectric | 1.7 | NC | Burke | 35.7428 | -81.8372 | 2011 | 11
DUK | Brighter Future Solar | 64910 | BFSNC |  |  | Solar Photovoltaic | 11 | NC | Caldwell | 35.8161 | -81.3717 | 2022 | 1
DUK | Broad River Energy Center | 55166 | CT01 |  |  | Natural Gas Fired Combustion Turbine | 197 | SC | Cherokee | 35.0786 | -81.575 | 2000 | 7
DUK | Broad River Energy Center | 55166 | CT02 |  |  | Natural Gas Fired Combustion Turbine | 197 | SC | Cherokee | 35.0786 | -81.575 | 2000 | 7
DUK | Broad River Energy Center | 55166 | CT03 |  |  | Natural Gas Fired Combustion Turbine | 197 | SC | Cherokee | 35.0786 | -81.575 | 2000 | 7
DUK | Broad River Energy Center | 55166 | CT04 |  |  | Natural Gas Fired Combustion Turbine | 197 | SC | Cherokee | 35.0786 | -81.575 | 2001 | 6
DUK | Broad River Energy Center | 55166 | CT05 |  |  | Natural Gas Fired Combustion Turbine | 197 | SC | Cherokee | 35.0786 | -81.575 | 2001 | 7
DUK | Broad River Solar, LLC | 62822 | GEN1 |  |  | Solar Photovoltaic | 50 | NC | Cleveland | 35.188 | -81.751 | 2021 | 12
DUK | Bryant Road Solar | 64155 | 2001 |  |  | Solar Photovoltaic | 2 | SC | Spartanburg | 35.0131 | -81.9287 | 2023 | 2
DUK | Buck | 2720 | CT11 |  |  | Natural Gas Fired Combined Cycle | 185.3 | NC | Rowan | 35.7133 | -80.3767 | 2011 | 11
DUK | Buck | 2720 | CT12 |  |  | Natural Gas Fired Combined Cycle | 185.3 | NC | Rowan | 35.7133 | -80.3767 | 2011 | 11
DUK | Buck | 2720 | ST10 |  |  | Natural Gas Fired Combined Cycle | 327.3 | NC | Rowan | 35.7133 | -80.3767 | 2011 | 11
DUK | Buddy Solar | 58735 | PV1 |  |  | Solar Photovoltaic | 4 | NC | Rowan | 35.5419 | -80.3633 | 2015 | 11
DUK | Bunn Level Farm, LLC | 60636 | 1 |  |  | Solar Photovoltaic | 5 | NC | Harnett | 35.3086 | -78.7743 | 2016 | 12
DUK | CB Bladen Solar, LLC | 60402 | CBPV |  |  | Solar Photovoltaic | 5.2 | NC | Bladen | 34.8229 | -78.6243 | 2016 | 7
DUK | COC Surry LFG, LLC | 59439 | UNIT1 |  |  | Landfill Gas | 1.6 | NC | Surry | 36.4386 | -80.5683 | 2013 | 5
DUK | CS Murphy Point, LLC | 57687 | 1 |  |  | Solar Photovoltaic | 0.9 | NC | Cherokee | 34.9895 | -84.1662 | 2011 | 8
DUK | Camp Lejeune Solar and Energy Storage | 59966 | PV1 |  |  | Solar Photovoltaic | 12.8 | NC | Onslow | 34.7257 | -77.3503 | 2015 | 12
DUK | Carol Jean Solar | 59017 | GEN 1 |  |  | Solar Photovoltaic | 4 | NC | Stokes | 36.3161 | -80.1444 | 2016 | 12
DUK | Carolina Lily Solar | 63016 | 1096 |  |  | Solar Photovoltaic | 5 | NC | Davie | 35.956 | -80.444 | 2021 | 5
DUK | Cash Solar | 60178 | PV1 |  |  | Solar Photovoltaic | 5 | NC | Nash | 36.0282 | -77.9233 | 2020 | 12
DUK | Catawba | 6036 | 1 |  |  | Nuclear | 1205.1 | SC | York | 35.0514 | -81.0694 | 1985 | 6
DUK | Catawba | 6036 | 2 |  |  | Nuclear | 1205.1 | SC | York | 35.0514 | -81.0694 | 1986 | 8
DUK | Catawba River Pollution Control | 56553 | 1234 |  |  | Petroleum Liquids | 1.3 | NC | Burke | 35.7766 | -81.6643 | 2009 | 7
DUK | Catawba Solar LLC | 60800 | PV1 |  |  | Solar Photovoltaic | 2 | NC | Rowan | 35.61 | -80.53 | 2016 | 9
DUK | Cathcart Solar, LLC | 66055 | CATHC |  |  | Solar Photovoltaic | 5 | NC | Columbus | 34.3339 | -78.7528 | 2023 | 5
DUK | Cedar Cliff | 2743 | 1 |  |  | Conventional Hydroelectric | 6.4 | NC | Jackson | 35.2531 | -83.0983 | 1952 | 1
DUK | Cedar Creek (SC) | 3255 | 1 |  |  | Conventional Hydroelectric | 15 | SC | Lancaster | 34.5414 | -80.8756 | 1926 | 8
DUK | Cedar Creek (SC) | 3255 | 2 |  |  | Conventional Hydroelectric | 15 | SC | Lancaster | 34.5414 | -80.8756 | 1926 | 8
DUK | Cedar Creek (SC) | 3255 | 3 |  |  | Conventional Hydroelectric | 15 | SC | Lancaster | 34.5414 | -80.8756 | 1926 | 8
DUK | Cedar Solar, LLC | 60135 | CED |  |  | Solar Photovoltaic | 5 | NC | Duplin | 34.9158 | -77.7757 | 2015 | 11
DUK | Central Energy Facility | 58400 | GT01 |  |  | Natural Gas Fired Combustion Turbine | 5.5 | SC | Pickens | 34.6794 | -82.8403 | 2000 | 5
DUK | Central Plant | 10280 | ENG1 |  |  | Petroleum Liquids | 1.1 | SC | GREENVILLE | 34.8718 | -82.366 | 1978 | 1
DUK | Central Plant | 10280 | ENG5 |  |  | Petroleum Liquids | 1 | SC | GREENVILLE | 34.8718 | -82.366 | 2008 | 10
DUK | Central Plant | 10280 | ENG6 |  |  | Petroleum Liquids | 1 | SC | GREENVILLE | 34.8718 | -82.366 | 2008 | 10
DUK | Central Plant | 10280 | ENG7 |  |  | Petroleum Liquids | 1 | SC | GREENVILLE | 34.8718 | -82.366 | 2008 | 10
DUK | Charlie | 64176 | 1304 |  |  | Solar Photovoltaic | 4 | NC | Guilford | 35.9748 | -79.6095 | 2014 | 12
DUK | Charlotte Solar | 58722 | PV1 |  |  | Solar Photovoltaic | 5 | NC | Rutherford | 35.2619 | -81.8217 | 2015 | 11
DUK | Cherokee County Cogen | 55043 | GT1 |  |  | Natural Gas Fired Combined Cycle | 76.5 | SC | Cherokee | 35.0727 | -81.613 | 1998 | 7
DUK | Cherokee County Cogen | 55043 | ST1 |  |  | Natural Gas Fired Combined Cycle | 41.2 | SC | Cherokee | 35.0727 | -81.613 | 1998 | 7
DUK | Cherokee Falls | 10173 | T-1 |  |  | Conventional Hydroelectric | 4.3 | SC | Cherokee | 35.0642 | -81.5458 | 1985 | 12
DUK | Cherryville City Hall | 56340 | 1 |  |  | Petroleum Liquids | 1.8 | NC | Gaston | 35.3778 | -81.38 | 2006 | 8
DUK | Chocowinity Solar LLC | 58675 | CHOCO |  |  | Solar Photovoltaic | 5 | NC | Beaufort | 35.515 | -77.09 | 2014 | 12
DUK | Cirrus Solar LLC | 58674 | CIRRU |  |  | Solar Photovoltaic | 5 | NC | Franklin | 35.9694 | -78.265 | 2014 | 12
DUK | City West Diesel Plant | 57886 | DI1 |  |  | Petroleum Liquids | 1.8 | SC | Union | 34.7225 | -81.6469 | 2011 | 6
DUK | City West Diesel Plant | 57886 | DI2 |  |  | Petroleum Liquids | 1.8 | SC | Union | 34.7225 | -81.6469 | 2011 | 6
DUK | City West Diesel Plant | 57886 | DI3 |  |  | Petroleum Liquids | 1.8 | SC | Union | 34.7225 | -81.6469 | 2011 | 6
DUK | City West Diesel Plant | 57886 | DI4 |  |  | Petroleum Liquids | 1.8 | SC | Union | 34.7225 | -81.6469 | 2011 | 6
DUK | Clear Solar I, LLC | 65817 | CLEA1 |  |  | Solar Photovoltaic | 3.6 | NC | Rutherford | 35.3083 | -81.8418 | 2020 | 9
DUK | Cleveland Cnty Generating Facility | 57029 | 1 |  |  | Natural Gas Fired Combustion Turbine | 184 | NC | Cleveland | 35.1705 | -81.4166 | 2012 | 12
DUK | Cleveland Cnty Generating Facility | 57029 | 2 |  |  | Natural Gas Fired Combustion Turbine | 184 | NC | Cleveland | 35.1705 | -81.4166 | 2012 | 12
DUK | Cleveland Cnty Generating Facility | 57029 | 3 |  |  | Natural Gas Fired Combustion Turbine | 184 | NC | Cleveland | 35.1705 | -81.4166 | 2012 | 12
DUK | Cleveland Cnty Generating Facility | 57029 | 4 |  |  | Natural Gas Fired Combustion Turbine | 184 | NC | Cleveland | 35.1705 | -81.4166 | 2012 | 12
DUK | Clifton Dam 3 Power Station | 52049 | 1H |  |  | Conventional Hydroelectric | 0.7 | SC | Spartanburg | 34.9953 | -81.8344 | 1987 | 4
DUK | Clifton Dam 3 Power Station | 52049 | 2V |  |  | Conventional Hydroelectric | 0.5 | SC | Spartanburg | 34.9953 | -81.8344 | 1985 | 8
DUK | Cline Solar Farm, LLC | 59929 | NB007 |  |  | Solar Photovoltaic | 5 | NC | Burke | 35.72 | -81.417 | 2017 | 9
DUK | Coats Solar Farm, LLC | 59937 | NB006 |  |  | Solar Photovoltaic | 5 | NC | Harnett | 35.4145 | -78.6906 | 2016 | 1
DUK | Cohen Farm Solar, LLC | 60146 | FLS1 |  |  | Solar Photovoltaic | 4.9 | NC | Lee | 35.5572 | -79.1958 | 2016 | 8
DUK | Concord Energy | 57896 | UNT1 |  |  | Landfill Gas | 4.8 | NC | Cabarrus | 35.346 | -80.6704 | 2012 | 2
DUK | Concord Energy | 57896 | UNT2 |  |  | Landfill Gas | 4.8 | NC | Cabarrus | 35.346 | -80.6704 | 2012 | 2
DUK | Concord Farm | 59818 | 1 |  |  | Solar Photovoltaic | 4.5 | NC | Cabarrus | 35.4442 | -80.6636 | 2011 | 9
DUK | Cornelius Delivery No 1 | 56546 | 1 |  |  | Petroleum Liquids | 2.2 | NC | Mecklenburg | 35.4833 | -80.8569 | 2007 | 8
DUK | County Home Solar Center, LLC | 60199 | CHSC1 |  |  | Solar Photovoltaic | 2 | NC | Cleveland | 35.2633 | -81.5087 | 2016 | 9
DUK | Cowans Ford | 2722 | 1 |  |  | Conventional Hydroelectric | 87.5 | NC | Lincoln | 35.4346 | -80.9588 | 1963 | 9
DUK | Cowans Ford | 2722 | 2 |  |  | Conventional Hydroelectric | 87.5 | NC | Lincoln | 35.4346 | -80.9588 | 1963 | 9
DUK | Cowans Ford | 2722 | 3 |  |  | Conventional Hydroelectric | 87.5 | NC | Lincoln | 35.4346 | -80.9588 | 1963 | 9
DUK | Cowans Ford | 2722 | 4 |  |  | Conventional Hydroelectric | 87.5 | NC | Lincoln | 35.4346 | -80.9588 | 1967 | 4
DUK | Creech Solar 2, LLC | 60635 | PV1 |  |  | Solar Photovoltaic | 5 | NC | Wake | 35.722 | -78.6043 | 2016 | 12
DUK | Crown | 63635 | CROWN |  |  | Solar Photovoltaic | 3 | SC | Lancaster | 34.6482 | -80.7199 | 2020 | 3
DUK | Currin Solar, LLC | 60403 | CSPV |  |  | Solar Photovoltaic | 5.2 | NC | Granville | 36.2896 | -78.6333 | 2015 | 12
DUK | DD Fayetteville Solar NC LLC | 59117 | PV1 |  |  | Solar Photovoltaic | 23.1 | NC | Bladen | 34.8344 | -78.8436 | 2015 | 11
DUK | DE Solar 10240 Old Dowd Rd | 57334 | PV01 |  |  | Solar Photovoltaic | 1.9 | NC | Mecklenburg | 35.2458 | -80.9967 | 2010 | 9
DUK | DE Solar 1725 Drywall Dr | 57336 | PV01 |  |  | Solar Photovoltaic | 1 | NC | Gaston | 35.3261 | -80.9967 | 2010 | 1
DUK | DE Solar 657 Brigham Rd | 57335 | PV01 |  |  | Solar Photovoltaic | 1.3 | NC | Guilford | 36.1053 | -79.9692 | 2010 | 4
DUK | Dan River | 2723 | CT8 |  |  | Natural Gas Fired Combined Cycle | 185.3 | NC | Rockingham | 36.4862 | -79.7208 | 2012 | 12
DUK | Dan River | 2723 | CT9 |  |  | Natural Gas Fired Combined Cycle | 185.3 | NC | Rockingham | 36.4862 | -79.7208 | 2012 | 12
DUK | Dan River | 2723 | ST7 |  |  | Natural Gas Fired Combined Cycle | 327.3 | NC | Rockingham | 36.4862 | -79.7208 | 2012 | 12
DUK | Daniel Farm LLC | 59126 | 1 |  |  | Solar Photovoltaic | 5 | NC | Davie | 35.8489 | -80.5536 | 2014 | 3
DUK | Davidson Gas Producers LLC | 57436 | 1 |  |  | Landfill Gas | 1.6 | NC | Davidson | 35.8413 | -80.1835 | 2010 | 11
DUK | Daystar Solar | 60179 | PV1 |  |  | Solar Photovoltaic | 5 | NC | Jones | 35.0356 | -77.2025 | 2017 | 9
DUK | Dearborn | 3256 | 1 |  |  | Conventional Hydroelectric | 15 | SC | Chester | 34.5583 | -80.8914 | 1923 | 3
DUK | Dearborn | 3256 | 2 |  |  | Conventional Hydroelectric | 15 | SC | Chester | 34.5583 | -80.8914 | 1923 | 3
DUK | Dearborn | 3256 | 3 |  |  | Conventional Hydroelectric | 15 | SC | Chester | 34.5583 | -80.8914 | 1923 | 3
DUK | Dibrell Farm | 58346 | 1 |  |  | Solar Photovoltaic | 5 | NC | Rockingham | 36.4717 | -79.5281 | 2013 | 3
DUK | Dixon Dairy Road Solar | 58453 | 1 |  |  | Solar Photovoltaic | 4 | NC | Cleveland | 35.1992 | -81.4108 | 2011 | 12
DUK | Dragstrip Farm | 59102 | 1 |  |  | Solar Photovoltaic | 5 | NC | Burke | 35.7581 | -81.4161 | 2014 | 10
DUK | Drexel Operations Center | 56548 | 1 |  |  | Petroleum Liquids | 2.2 | NC | Burke | 35.7481 | -81.6072 | 2007 | 8
DUK | Duke Energy CHP at Clemson University | 63063 | GT01 |  |  | Natural Gas Fired Combustion Turbine | 13.4 | SC | Pickens | 34.6779 | -82.8231 | 2019 | 12
DUK | Duplin Solar I LLC (160 Houston Lane) | 60599 | DPLN |  |  | Solar Photovoltaic | 5 | NC | Duplin | 34.9601 | -77.9804 | 2014 | 7
DUK | Duplin Solar LLC | 58879 | DF |  |  | Solar Photovoltaic | 5 | NC | Duplin | 35.0119 | -78.0783 | 2013 | 12
DUK | Durham Solar | 60131 | DURM |  |  | Solar Photovoltaic | 3.5 | NC | Durham | 36.0049 | -78.8485 | 2015 | 12
DUK | ESA Albemarle NC Solar | 66718 | ESAAB |  |  | Solar Photovoltaic | 2 | NC | Stanly | 35.3961 | -80.1236 | 2021 | 4
DUK | Eastside WWTP | 57606 | 1 |  |  | Petroleum Liquids | 1.8 | NC | Guilford | 35.9428 | -79.9089 | 2004 | 8
DUK | Eastside WWTP | 57606 | 2 |  |  | Petroleum Liquids | 1.8 | NC | Guilford | 35.9428 | -79.9089 | 2004 | 8
DUK | Eastside WWTP | 57606 | 3 |  |  | Petroleum Liquids | 1.8 | NC | Guilford | 35.9428 | -79.9089 | 2004 | 8
DUK | Eden Solar LLC | 59778 | EDENS |  |  | Solar Photovoltaic | 47.7 | NC | Richmond | 35.1485 | -79.6364 | 2015 | 12
DUK | Edison Farm | 66371 | EDISN |  |  | Solar Photovoltaic | 2 | NC | Rockingham | 36.517 | -79.7092 | 2022 | 11
DUK | Elk Solar LLC | 66345 | PV1 |  |  | Solar Photovoltaic | 5 | NC | Hoke | 34.9839 | -79.2767 | 2024 | 7
DUK | Ellerbe | 59042 | GEN 1 |  |  | Solar Photovoltaic | 2 | NC | Richmond | 35.1 | -79.73 | 2013 | 12
DUK | Elliana Solar | 58725 | PV1 |  |  | Solar Photovoltaic | 5 | NC | Alamance | 36.1311 | -79.3325 | 2015 | 10
DUK | Elm Solar, LLC | 60136 | ELM |  |  | Solar Photovoltaic | 5 | NC | Lee | 35.4538 | -79.1895 | 2015 | 12
DUK | Enoree Phase II Landfill Gas Recovery | 56951 | 1 |  |  | Landfill Gas | 1.6 | SC | Greenville | 34.8008 | -82.1847 | 2008 | 8
DUK | Enoree Phase II Landfill Gas Recovery | 56951 | 2 |  |  | Landfill Gas | 1.6 | SC | Greenville | 34.8008 | -82.1847 | 2008 | 8
DUK | Exum Farm Solar, LLC | 60400 | FLS1 |  |  | Solar Photovoltaic | 4.9 | NC | Lenoir | 35.3704 | -77.4549 | 2016 | 12
DUK | Facile Solar | 59406 | SYS1 |  |  | Solar Photovoltaic | 2 | NC | Alamance | 36.0989 | -79.4939 | 2015 | 10
DUK | Fairmont-FLS 100 | 59052 | GEN 1 |  |  | Solar Photovoltaic | 4 | NC | Robeson | 34.52 | -79.13 | 2013 | 12
DUK | Fisher Solar Farm - NC | 61089 | 1 |  |  | Solar Photovoltaic | 5 | NC | Stanly | 35.2413 | -80.0346 | 2015 | 10
DUK | Fishing Creek | 3257 | 1 |  |  | Conventional Hydroelectric | 9.3 | SC | Chester | 34.6 | -80.8928 | 1916 | 11
DUK | Fishing Creek | 3257 | 2 |  |  | Conventional Hydroelectric | 8.8 | SC | Chester | 34.6 | -80.8928 | 1916 | 11
DUK | Fishing Creek | 3257 | 3 |  |  | Conventional Hydroelectric | 8.8 | SC | Chester | 34.6 | -80.8928 | 1916 | 11
DUK | Fishing Creek | 3257 | 4 |  |  | Conventional Hydroelectric | 9.4 | SC | Chester | 34.6 | -80.8928 | 1916 | 11
DUK | Fishing Creek | 3257 | 5 |  |  | Conventional Hydroelectric | 6 | SC | Chester | 34.6 | -80.8928 | 1916 | 11
DUK | Flash Solar | 58726 | PV1 |  |  | Solar Photovoltaic | 5 | NC | Catawba | 35.7581 | -81.2294 | 2015 | 11
DUK | Floyd Solar, LLC | 60147 | FLS1 |  |  | Solar Photovoltaic | 6.5 | NC | Robeson | 34.5091 | -79.1359 | 2016 | 7
DUK | Franklin (NC) | 2745 | 1 |  |  | Conventional Hydroelectric | 0.5 | NC | Macon | 35.2194 | -83.3708 | 1925 | 1
DUK | Franklin (NC) | 2745 | 2 |  |  | Conventional Hydroelectric | 0.5 | NC | Macon | 35.2194 | -83.3708 | 1925 | 1
DUK | Freedom Solar | 61833 | PGRC9 |  |  | Solar Photovoltaic | 5 | SC | Dillon | 34.287 | -79.148 | 2017 | 12
DUK | Freemont Solar Center LLC | 59912 | FREE |  |  | Solar Photovoltaic | 5 | NC | Lincoln | 35.4276 | -80.9972 | 2016 | 12
DUK | GRS CMS | 55599 | 1 |  |  | Landfill Gas | 5.3 | NC | Cabarrus | 35.3533 | -80.668 | 1999 | 12
DUK | Gainey Solar, LLC | 60633 | PV1 |  |  | Solar Photovoltaic | 2 | NC | Bladen | 34.499 | -78.653 | 2016 | 10
DUK | Gamble Solar | 61127 | 12348 |  |  | Solar Photovoltaic | 3 | NC | Rutherford | 35.3484 | -81.8174 | 2019 | 12
DUK | Gaston County Renewable Energy Center | 61758 | GEN1 |  |  | Landfill Gas | 1.4 | NC | Gaston | 35.3857 | -81.172 | 2011 | 6
DUK | Gaston County Renewable Energy Center | 61758 | GEN2 |  |  | Landfill Gas | 1.4 | NC | Gaston | 35.3857 | -81.172 | 2011 | 6
DUK | Gaston County Renewable Energy Center | 61758 | GEN3 |  |  | Landfill Gas | 1.4 | NC | Gaston | 35.3857 | -81.172 | 2011 | 6
DUK | Gaston Memorial Hospital | 57629 | GMH1 |  |  | Petroleum Liquids | 1.8 | NC | Gaston | 35.2747 | -81.1383 | 2006 | 5
DUK | Gaston Shoals | 3258 | 3 |  |  | Conventional Hydroelectric | 1.4 | SC | Cherokee | 35.1381 | -81.5975 | 1908 | 8
DUK | Gaston Shoals | 3258 | 4 |  |  | Conventional Hydroelectric | 1.4 | SC | Cherokee | 35.1381 | -81.5975 | 1908 | 8
DUK | Gaston Shoals | 3258 | 5 |  |  | Conventional Hydroelectric | 1.4 | SC | Cherokee | 35.1381 | -81.5975 | 1908 | 5
DUK | Gaston Shoals | 3258 | 6 |  |  | Conventional Hydroelectric | 2.5 | SC | Cherokee | 35.1381 | -81.5975 | 1927 | 8
DUK | Gaston Solar Power Plant | 62669 | PV1 |  |  | Solar Photovoltaic | 25 | NC | Gaston | 35.3224 | -81.1343 | 2020 | 12
DUK | Gastonia Prime Power Park | 56954 | 1 |  |  | Petroleum Liquids | 2.3 | NC | Gaston | 35.3017 | -81.2092 | 2008 | 6
DUK | Gastonia Prime Power Park | 56954 | 2 |  |  | Petroleum Liquids | 2.3 | NC | Gaston | 35.3017 | -81.2092 | 2008 | 6
DUK | Gastonia Prime Power Park | 56954 | 3 |  |  | Petroleum Liquids | 1.8 | NC | Gaston | 35.3017 | -81.2092 | 2012 | 12
DUK | Gastonia Prime Power Park | 56954 | 4 |  |  | Petroleum Liquids | 1.8 | NC | Gaston | 35.3017 | -81.2092 | 2012 | 12
DUK | Gastonia Prime Power Park | 56954 | 5 |  |  | Petroleum Liquids | 1.8 | NC | Gaston | 35.3017 | -81.2092 | 2013 | 1
DUK | Gastonia Prime Power Park | 56954 | 6 |  |  | Petroleum Liquids | 1.8 | NC | Gaston | 35.3017 | -81.2092 | 2013 | 1
DUK | Gastonia Solar Center | 60359 | 60916 |  |  | Solar Photovoltaic | 4.3 | NC | Gaston | 35.229 | -81.1891 | 2018 | 12
DUK | Gastonia, Tulip Drive | 56262 | DG3 |  |  | Petroleum Liquids | 1.8 | NC | Gaston | 35.2891 | -81.2052 | 2005 | 8
DUK | Gastonia, Tulip Drive | 56262 | Unit1 |  |  | Petroleum Liquids | 1.8 | NC | Gaston | 35.2891 | -81.2052 | 2005 | 8
DUK | Gastonia, Tulip Drive | 56262 | Unit2 |  |  | Petroleum Liquids | 1.8 | NC | Gaston | 35.2891 | -81.2052 | 2005 | 8
DUK | Germantown Solar, LLC | 60480 | PV1 |  |  | Solar Photovoltaic | 1.5 | NC | Forsyth | 36.2463 | -80.2546 | 2015 | 12
DUK | Gold Mine | 64412 | GMINE |  |  | Solar Photovoltaic | 1.5 | SC | Greenwood | 34.0726 | -82.2263 | 2020 | 12
DUK | Granite Falls Walmart | 56549 | 1 |  |  | Petroleum Liquids | 2.2 | NC | Caldwell | 35.7811 | -81.3928 | 2007 | 8
DUK | Gray Fox Solar LLC | 66377 | PV1 |  |  | Solar Photovoltaic | 5 | NC | Robeson | 34.8626 | -79.1407 | 2024 | 3
DUK | Great Falls (SC) | 3259 | 1 |  |  | Conventional Hydroelectric | 3 | SC | Chester | 34.5592 | -80.8917 | 1907 | 4
DUK | Great Falls (SC) | 3259 | 2 |  |  | Conventional Hydroelectric | 3 | SC | Chester | 34.5592 | -80.8917 | 1907 | 4
DUK | Great Falls (SC) | 3259 | 5 |  |  | Conventional Hydroelectric | 3 | SC | Chester | 34.5592 | -80.8917 | 1907 | 4
DUK | Great Falls (SC) | 3259 | 6 |  |  | Conventional Hydroelectric | 3 | SC | Chester | 34.5592 | -80.8917 | 1907 | 4
DUK | Grove Solar | 60181 | PV1 |  |  | Solar Photovoltaic | 5 | NC | Craven | 35.1692 | -77.1182 | 2019 | 12
DUK | HCE Johnston I, LLC | 60121 | HCEJI |  |  | Solar Photovoltaic | 1.9 | NC | Johnston | 35.56 | -78.5945 | 2015 | 12
DUK | Hanover Solar, LLC | 61877 | HAN01 |  |  | Solar Photovoltaic | 4.9 | NC | Jones | 34.8009 | -77.2138 | 2018 | 4
DUK | Harding Solar, LLC | 67053 | PV1 |  |  | Solar Photovoltaic | 3 | NC | Greene | 35.3846 | -77.6116 | 2024 | 3
DUK | Haw River Hydro | 10258 | 1 |  |  | Conventional Hydroelectric | 1 | NC | Alamance | 35.9483 | -79.3244 | 1981 | 9
DUK | Haw River Hydro | 10258 | 2 |  |  | Conventional Hydroelectric | 0.5 | NC | Alamance | 35.9483 | -79.3244 | 1982 | 6
DUK | Hayes Solar, LLC | 63974 | HAYES |  |  | Solar Photovoltaic | 3 | NC | Surry | 36.3882 | -80.7374 | 2020 | 12
DUK | Haynes Farm | 58332 | 1 |  |  | Solar Photovoltaic | 5 | NC | Lincoln | 35.5258 | -81.2353 | 2013 | 9
DUK | Hecate Energy West Newberry, LLC | 64061 | HEWNB |  |  | Solar Photovoltaic | 3.3 | SC | Newberry | 34.2498 | -81.6489 | 2021 | 8
DUK | Heedeh Solar | 60157 | PV1 |  |  | Solar Photovoltaic | 4.5 | NC | Columbus | 34.3087 | -78.2215 | 2018 | 7
DUK | Henry Gibson Solar | 67029 | HGS |  |  | Solar Photovoltaic | 5 | NC | Scotland | 34.7809 | -79.5696 | 2024 | 11
DUK | Hew Fulton Farm, LLC | 60778 | 1 |  |  | Solar Photovoltaic | 5 | NC | Scotland | 34.784 | -79.4745 | 2015 | 12
DUK | High Point, Fairfield | 56059 | 1 |  |  | Petroleum Liquids | 1.8 | NC | Guilford | 35.9244 | -79.9901 | 2002 | 6
DUK | High Point, POLO | 57196 | 1 |  |  | Petroleum Liquids | 1.8 | NC | Guilford | 35.97 | -79.96 | 2007 | 11
DUK | High Point, Pump Station Rd | 56260 | Unit1 |  |  | Petroleum Liquids | 1.8 | NC | Guilford | 35.9861 | -79.9497 | 2005 | 7
DUK | High Point, Pump Station Rd | 56260 | Unit2 |  |  | Petroleum Liquids | 1.8 | NC | Guilford | 35.9861 | -79.9497 | 2005 | 7
DUK | High Shoals Hydro (NC) | 10550 | GEN1 |  |  | Conventional Hydroelectric | 1.8 | NC | Lincoln | 35.3943 | -81.201 | 1934 | 7
DUK | High Shoals PV1 | 59997 | HISHO |  |  | Solar Photovoltaic | 16 | NC | Gaston | 35.3965 | -81.2191 | 2022 | 4
DUK | Highwater Solar I | 59487 | HIGHW |  |  | Solar Photovoltaic | 4.9 | NC | Wayne | 35.4339 | -77.99 | 2015 | 12
DUK | Hollidays Bridge Hydro | 3261 | 1 |  |  | Conventional Hydroelectric | 1 | SC | Anderson | 34.5275 | -82.375 | 1996 | 12
DUK | Hollidays Bridge Hydro | 3261 | 2 |  |  | Conventional Hydroelectric | 1 | SC | Anderson | 34.5275 | -82.375 | 1996 | 12
DUK | Hollidays Bridge Hydro | 3261 | 3 |  |  | Conventional Hydroelectric | 1 | SC | Anderson | 34.5275 | -82.375 | 1996 | 12
DUK | Hollidays Bridge Hydro | 3261 | 4 |  |  | Conventional Hydroelectric | 1 | SC | Anderson | 34.5275 | -82.375 | 1996 | 12
DUK | Honea Path | 56132 | 1 |  |  | Petroleum Liquids | 2.9 | SC | Abbeville | 34.4413 | -82.3652 | 2003 | 7
DUK | Howell Midland Farm, LLC | 60312 | 1 |  |  | Solar Photovoltaic | 4.9 | NC | Cabarrus | 35.2257 | -80.5431 | 2015 | 12
DUK | Huntersville Delivery No 2 | 56550 | 1 |  |  | Petroleum Liquids | 2.2 | NC | Mecklenburg | 35.3832 | -80.8329 | 2007 | 8
DUK | Husky Solar | 59510 | PV1 |  |  | Solar Photovoltaic | 5 | NC | Rockingham | 36.2847 | -79.5667 | 2016 | 12
DUK | Hutchinson Farm | 59564 | PV1 |  |  | Solar Photovoltaic | 5 | NC | Cleveland | 35.2608 | -81.5158 | 2014 | 12
DUK | Ingredion Winston Salem | 54618 | 7500 |  |  | Wood/Wood Waste Biomass | 7.5 | NC | Forsyth | 36.0338 | -80.2274 | 1985 | 12
DUK | Ingredion Winston Salem | 54618 | 900 |  |  | Wood/Wood Waste Biomass | 0.9 | NC | Forsyth | 36.0338 | -80.2274 | 1993 | 5
DUK | Innovative Solar 10 | 60050 | FLS1 |  |  | Solar Photovoltaic | 1.5 | NC | Haywood | 35.4736 | -82.8903 | 2015 | 10
DUK | Innovative Solar 15, LLC | 59554 | FLS1 |  |  | Solar Photovoltaic | 2 | NC | Rutherford | 35.3194 | -81.7642 | 2014 | 8
DUK | Innovative Solar 16 | 60055 | FLS1 |  |  | Solar Photovoltaic | 2 | NC | Henderson | 35.3639 | -82.35 | 2015 | 10
DUK | Innovative Solar 18, LLC | 60051 | FLS1 |  |  | Solar Photovoltaic | 1.9 | NC | Rutherford | 35.3782 | -81.7951 | 2015 | 12
DUK | Innovative Solar 23 | 59670 | IS023 |  |  | Solar Photovoltaic | 1.9 | NC | Cleveland | 35.2598 | -81.419 | 2015 | 12
DUK | Innovative Solar 26, LLC | 60052 | FLS1 |  |  | Solar Photovoltaic | 1.9 | NC | Burke | 35.7097 | -81.4133 | 2015 | 12
DUK | Innovative Solar 37 LLC | 59665 | IS037 |  |  | Solar Photovoltaic | 100 | NC | Anson | 34.8383 | -79.9439 | 2017 | 5
DUK | Innovative Solar 44 | 59675 | IS044 |  |  | Solar Photovoltaic | 4.9 | NC | Robeson | 34.8573 | -79.1039 | 2015 | 11
DUK | Innovative Solar 48 | 59667 | IS048 |  |  | Solar Photovoltaic | 4.9 | NC | Robeson | 34.7116 | -79.3023 | 2015 | 11
DUK | Innovative Solar 55 | 59676 | IS044 |  |  | Solar Photovoltaic | 6.5 | NC | Robeson | 34.6965 | -79.2168 | 2017 | 12
DUK | Innovative Solar 60, LLC | 61260 | ISS60 |  |  | Solar Photovoltaic | 1.9 | NC | Nash | 36.091 | -77.992 | 2017 | 2
DUK | Innovative Solar 63, LLC | 60053 | FLS1 |  |  | Solar Photovoltaic | 4.9 | NC | Greene | 35.3917 | -77.6204 | 2016 | 2
DUK | Innovative Solar 64 | 59677 | IS064 |  |  | Solar Photovoltaic | 4.9 | NC | Sampson | 35.041 | -78.3297 | 2016 | 1
DUK | Innovative Solar 65 | 60398 | FLS1 |  |  | Solar Photovoltaic | 4.9 | NC | Scotland | 34.7587 | -79.5 | 2016 | 11
DUK | Iredell County LFG Facility | 56962 | 1 |  |  | Landfill Gas | 1.6 | NC | Iredell | 35.7693 | -80.826 | 2008 | 8
DUK | Iredell County LFG Facility | 56962 | 2 |  |  | Landfill Gas | 1.6 | NC | Iredell | 35.7693 | -80.826 | 2008 | 8
DUK | Jacob Solar | 59503 | PV1 |  |  | Solar Photovoltaic | 5 | NC | Rockingham | 36.2922 | -79.6214 | 2016 | 1
DUK | James E. Rogers Energy Complex | 2721 | 5 |  |  | Conventional Steam Coal | 621 | NC | Cleveland | 35.22 | -81.7594 | 1972 | 6
DUK | James E. Rogers Energy Complex | 2721 | 6 |  |  | Conventional Steam Coal | 909.5 | NC | Cleveland | 35.22 | -81.7594 | 2012 | 12
DUK | Jersey Holdings | 60784 | PV1 |  |  | Solar Photovoltaic | 5 | NC | Robeson | 34.5643 | -79.0375 | 2017 | 12
DUK | Jester Solar | 60290 | PV1 |  |  | Solar Photovoltaic | 5 | NC | Wayne | 35.3612 | -77.8861 | 2020 | 12
DUK | Jocassee | 3262 | 1 |  |  | Hydroelectric Pumped Storage | 193.5 | SC | Pickens | 34.9594 | -82.9147 | 1973 | 12
DUK | Jocassee | 3262 | 2 |  |  | Hydroelectric Pumped Storage | 193.5 | SC | Pickens | 34.9594 | -82.9147 | 1973 | 12
DUK | Jocassee | 3262 | 3 |  |  | Hydroelectric Pumped Storage | 193.5 | SC | Pickens | 34.9594 | -82.9147 | 1975 | 5
DUK | Jocassee | 3262 | 4 |  |  | Hydroelectric Pumped Storage | 193.5 | SC | Pickens | 34.9594 | -82.9147 | 1975 | 5
DUK | Jordan Hydroelectric Project | 58390 | EMOD |  |  | Conventional Hydroelectric | 2.2 | NC | Chatham | 35.6547 | -79.0683 | 2012 | 1
DUK | Jordan Hydroelectric Project | 58390 | WMOD |  |  | Conventional Hydroelectric | 2.2 | NC | Chatham | 35.6547 | -79.0683 | 2012 | 8
DUK | Kathleen Solar | 60180 | PV1 |  |  | Solar Photovoltaic | 5 | NC | Wake | 35.5138 | -78.8024 | 2018 | 11
DUK | Kenansville | 59051 | GEN 1 |  |  | Solar Photovoltaic | 2 | NC | Duplin | 34.96 | -78.04 | 2013 | 12
DUK | Kenansville Solar 2, LLC | 58803 | INV1 |  |  | Solar Photovoltaic | 2 | NC | Duplin | 34.9578 | -77.9817 | 2016 | 3
DUK | Kenansville Solar Farm, LLC | 58840 | INV1 |  |  | Solar Photovoltaic | 0.5 | NC | Duplin | 34.97 | -77.9761 | 2014 | 12
DUK | Kenansville Solar Farm, LLC | 58840 | INV2 |  |  | Solar Photovoltaic | 0.5 | NC | Duplin | 34.97 | -77.9761 | 2014 | 12
DUK | Kenansville Solar Farm, LLC | 58840 | INV3 |  |  | Solar Photovoltaic | 0.5 | NC | Duplin | 34.97 | -77.9761 | 2014 | 12
DUK | Kenansville Solar Farm, LLC | 58840 | INV4 |  |  | Solar Photovoltaic | 0.5 | NC | Duplin | 34.97 | -77.9761 | 2014 | 12
DUK | Kenansville Solar Farm, LLC | 58840 | INV5 |  |  | Solar Photovoltaic | 0.5 | NC | Duplin | 34.97 | -77.9761 | 2014 | 12
DUK | Kenansville Solar Farm, LLC | 58840 | INV6 |  |  | Solar Photovoltaic | 0.5 | NC | Duplin | 34.97 | -77.9761 | 2014 | 12
DUK | Kenansville Solar Farm, LLC | 58840 | INV7 |  |  | Solar Photovoltaic | 0.5 | NC | Duplin | 34.97 | -77.9761 | 2014 | 12
DUK | Kenansville Solar Farm, LLC | 58840 | INV8 |  |  | Solar Photovoltaic | 0.5 | NC | Duplin | 34.97 | -77.9761 | 2014 | 12
DUK | Kenansville Solar Farm, LLC | 58840 | INV9 |  |  | Solar Photovoltaic | 0.5 | NC | Duplin | 34.97 | -77.9761 | 2014 | 12
DUK | Kennedy Solar, LLC | 60397 | FLS1 |  |  | Solar Photovoltaic | 4.9 | NC | Duplin | 35.0123 | -78.0922 | 2017 | 4
DUK | Keowee | 6517 | 1 |  |  | Conventional Hydroelectric | 78.8 | SC | Pickens | 34.7981 | -82.8872 | 1971 | 4
DUK | Keowee | 6517 | 2 |  |  | Conventional Hydroelectric | 78.8 | SC | Pickens | 34.7981 | -82.8872 | 1971 | 4
DUK | Kings Mountain Energy Center | 59325 | KMEC1 |  |  | Natural Gas Fired Combined Cycle | 310.2 | NC | Cleveland | 35.2025 | -81.3631 | 2018 | 8
DUK | Kings Mountain Energy Center | 59325 | KMEC2 |  |  | Natural Gas Fired Combined Cycle | 233.7 | NC | Cleveland | 35.2025 | -81.3631 | 2018 | 8
DUK | Kirkwall Holdings | 58791 | PV1 |  |  | Solar Photovoltaic | 5 | NC | Duplin | 34.9889 | -78.1375 | 2016 | 1
DUK | Lafayette Solar I, LLC | 60105 | LAF |  |  | Solar Photovoltaic | 2 | NC | Cleveland | 35.2324 | -81.5642 | 2015 | 9
DUK | Lake Lure | 2773 | 1 |  |  | Conventional Hydroelectric | 1.2 | NC | Rutherford | 35.4259 | -82.184 | 1927 | 1
DUK | Lake Lure | 2773 | 2 |  |  | Conventional Hydroelectric | 2.4 | NC | Rutherford | 35.4259 | -82.184 | 1927 | 1
DUK | Landis Delivery No 2 | 56551 | 1 |  |  | Petroleum Liquids | 2.2 | NC | Rowan | 35.542 | -80.6123 | 2007 | 8
DUK | Lang Solar Farm | 63449 | PV1 |  |  | Solar Photovoltaic | 5 | NC | Lenoir | 35.1959 | -77.5028 | 2016 | 10
DUK | Langdon Solar Farm, LLC | 60538 | 1 |  |  | Solar Photovoltaic | 5 | NC | Johnston | 35.4473 | -78.4135 | 2015 | 12
DUK | Lanier Solar | 59486 | LANIE |  |  | Solar Photovoltaic | 4.9 | NC | Duplin | 34.8989 | -77.8089 | 2016 | 9
DUK | Laurinburg Farm | 61091 | 1 |  |  | Solar Photovoltaic | 5 | NC | Scotland | 34.7644 | -79.443 | 2015 | 12
DUK | Laurinburg Solar, LLC (Heelstone) | 60200 | LAUR |  |  | Solar Photovoltaic | 2 | NC | Robeson | 34.7076 | -79.2954 | 2015 | 12
DUK | Lee Combined Cycle Plant | 58215 | 1A |  |  | Natural Gas Fired Combined Cycle | 221 | NC | Wayne | 35.3736 | -78.0894 | 2012 | 12
DUK | Lee Combined Cycle Plant | 58215 | 1B |  |  | Natural Gas Fired Combined Cycle | 221 | NC | Wayne | 35.3736 | -78.0894 | 2012 | 12
DUK | Lee Combined Cycle Plant | 58215 | 1C |  |  | Natural Gas Fired Combined Cycle | 221 | NC | Wayne | 35.3736 | -78.0894 | 2012 | 12
DUK | Lee Combined Cycle Plant | 58215 | ST1 |  |  | Natural Gas Fired Combined Cycle | 405 | NC | Wayne | 35.3736 | -78.0894 | 2012 | 12
DUK | Lexington | 56261 | Unit1 |  |  | Petroleum Liquids | 1.8 | NC | Davidson | 35.7736 | -80.2594 | 2005 | 8
DUK | Lexington | 56261 | Unit2 |  |  | Petroleum Liquids | 1.8 | NC | Davidson | 35.7736 | -80.2594 | 2005 | 8
DUK | Lexington Health Center | 56067 | 1 |  |  | Petroleum Liquids | 1.8 | NC | Davidson | 35.8309 | -80.2422 | 2002 | 6
DUK | Lick Creek Solar, LLC | 63811 | PGR27 |  |  | Solar Photovoltaic | 50 | NC | Stokes | 36.2831 | -80.1283 | 2022 | 3
DUK | Limelight Solar I, LLC | 65818 | LIME1 |  |  | Solar Photovoltaic | 2 | SC | Spartanburg | 34.9486 | -81.9878 | 2022 | 5
DUK | Limelight Solar II LLC | 63241 | SCLL |  |  | Solar Photovoltaic | 2 | SC | Spartanburg | 34.9939 | -81.8782 | 2019 | 12
DUK | Limelight Solar III, LLC | 66005 | LIME3 |  |  | Solar Photovoltaic | 3.6 | SC | Spartanburg | 34.9564 | -81.9798 | 2020 | 12
DUK | Lincoln Combustion | 7277 | 1 |  |  | Natural Gas Fired Combustion Turbine | 109.6 | NC | Lincoln | 35.4317 | -81.0347 | 1995 | 5
DUK | Lincoln Combustion | 7277 | 10 |  |  | Natural Gas Fired Combustion Turbine | 109.6 | NC | Lincoln | 35.4317 | -81.0347 | 1995 | 11
DUK | Lincoln Combustion | 7277 | 11 |  |  | Natural Gas Fired Combustion Turbine | 109.6 | NC | Lincoln | 35.4317 | -81.0347 | 1995 | 12
DUK | Lincoln Combustion | 7277 | 12 |  |  | Natural Gas Fired Combustion Turbine | 109.6 | NC | Lincoln | 35.4317 | -81.0347 | 1995 | 12
DUK | Lincoln Combustion | 7277 | 13 |  |  | Natural Gas Fired Combustion Turbine | 109.6 | NC | Lincoln | 35.4317 | -81.0347 | 1996 | 2
DUK | Lincoln Combustion | 7277 | 14 |  |  | Natural Gas Fired Combustion Turbine | 109.6 | NC | Lincoln | 35.4317 | -81.0347 | 1996 | 2
DUK | Lincoln Combustion | 7277 | 15 |  |  | Natural Gas Fired Combustion Turbine | 109.6 | NC | Lincoln | 35.4317 | -81.0347 | 1996 | 3
DUK | Lincoln Combustion | 7277 | 16 |  |  | Natural Gas Fired Combustion Turbine | 109.6 | NC | Lincoln | 35.4317 | -81.0347 | 1996 | 3
DUK | Lincoln Combustion | 7277 | 17 |  |  | Natural Gas Fired Combustion Turbine | 536.4 | NC | Lincoln | 35.4317 | -81.0347 | 2024 | 12
DUK | Lincoln Combustion | 7277 | 2 |  |  | Natural Gas Fired Combustion Turbine | 109.6 | NC | Lincoln | 35.4317 | -81.0347 | 1995 | 5
DUK | Lincoln Combustion | 7277 | 3 |  |  | Natural Gas Fired Combustion Turbine | 109.6 | NC | Lincoln | 35.4317 | -81.0347 | 1995 | 6
DUK | Lincoln Combustion | 7277 | 4 |  |  | Natural Gas Fired Combustion Turbine | 109.6 | NC | Lincoln | 35.4317 | -81.0347 | 1995 | 6
DUK | Lincoln Combustion | 7277 | 5 |  |  | Natural Gas Fired Combustion Turbine | 109.6 | NC | Lincoln | 35.4317 | -81.0347 | 1995 | 7
DUK | Lincoln Combustion | 7277 | 6 |  |  | Natural Gas Fired Combustion Turbine | 109.6 | NC | Lincoln | 35.4317 | -81.0347 | 1995 | 7
DUK | Lincoln Combustion | 7277 | 7 |  |  | Natural Gas Fired Combustion Turbine | 109.6 | NC | Lincoln | 35.4317 | -81.0347 | 1995 | 9
DUK | Lincoln Combustion | 7277 | 8 |  |  | Natural Gas Fired Combustion Turbine | 109.6 | NC | Lincoln | 35.4317 | -81.0347 | 1995 | 9
DUK | Lincoln Combustion | 7277 | 9 |  |  | Natural Gas Fired Combustion Turbine | 109.6 | NC | Lincoln | 35.4317 | -81.0347 | 1995 | 11
DUK | Lincoln Solar, LLC (NC) | 60399 | FLS1 |  |  | Solar Photovoltaic | 4.9 | NC | Rutherford | 35.3795 | -81.8176 | 2016 | 12
DUK | Lincolnton High School | 56341 | 1 |  |  | Petroleum Liquids | 1.8 | NC | Lincoln | 35.4774 | -81.2623 | 2006 | 8
DUK | Little River PV 1 | 59521 | LTLRV |  |  | Solar Photovoltaic | 5 | NC | Randolph | 35.5389 | -79.8042 | 2015 | 12
DUK | Lockhart | 3275 | 2 |  |  | Conventional Hydroelectric | 4.2 | SC | Union | 34.7792 | -81.4561 | 1921 | 1
DUK | Lockhart | 3275 | HY1 |  |  | Conventional Hydroelectric | 4.2 | SC | Union | 34.7792 | -81.4561 | 1921 | 1
DUK | Lockhart | 3275 | HY3 |  |  | Conventional Hydroelectric | 4.2 | SC | Union | 34.7792 | -81.4561 | 1921 | 1
DUK | Lockhart | 3275 | HY4 |  |  | Conventional Hydroelectric | 4.2 | SC | Union | 34.7792 | -81.4561 | 1921 | 1
DUK | Lockhart | 3275 | HY5 |  |  | Conventional Hydroelectric | 1.2 | SC | Union | 34.7792 | -81.4561 | 1921 | 1
DUK | Long Creek Waste Water Plant | 57630 | ES1 |  |  | Petroleum Liquids | 1.7 | NC | Gaston | 35.3119 | -81.1414 | 1995 | 1
DUK | Long Creek Waste Water Plant | 57630 | ES2 |  |  | Petroleum Liquids | 1.7 | NC | Gaston | 35.3119 | -81.1414 | 1995 | 1
DUK | Long Creek Waste Water Plant | 57630 | ES3 |  |  | Petroleum Liquids | 1.7 | NC | Gaston | 35.3119 | -81.1414 | 1995 | 1
DUK | Lookout Shoals | 2726 | 1 |  |  | Conventional Hydroelectric | 8.6 | NC | Iredell | 35.7575 | -81.0894 | 1915 | 12
DUK | Lookout Shoals | 2726 | 2 |  |  | Conventional Hydroelectric | 8.6 | NC | Iredell | 35.7575 | -81.0894 | 1915 | 12
DUK | Lookout Shoals | 2726 | 3 |  |  | Conventional Hydroelectric | 8.6 | NC | Iredell | 35.7575 | -81.0894 | 1915 | 12
DUK | Lotus | 64173 | 1305 |  |  | Solar Photovoltaic | 4 | NC | Guilford | 36.1362 | -79.5396 | 2014 | 12
DUK | Lux Solar, LLC | 61284 | GEN1 |  |  | Solar Photovoltaic | 2 | NC | Cleveland | 35.2411 | -81.4294 | 2016 | 11
DUK | Maiden Community Center | 56342 | 1 |  |  | Petroleum Liquids | 1.8 | NC | Catawba | 35.5772 | -81.2081 | 2006 | 9
DUK | Maiden Creek Solar Power Plant | 62668 | PV1 |  |  | Solar Photovoltaic | 69.3 | NC | Catawba | 35.593 | -81.167 | 2021 | 1
DUK | Manning PV 1 | 59520 | MANN |  |  | Solar Photovoltaic | 5 | NC | Alamance | 36.1192 | -79.5214 | 2018 | 12
DUK | Mariposa Solar Center LLC | 59162 | MSC 1 |  |  | Solar Photovoltaic | 5 | NC | Gaston | 35.3739 | -81.0869 | 2016 | 9
DUK | Market Farm | 59105 | 1 |  |  | Solar Photovoltaic | 4.9 | NC | Rockingham | 36.3903 | -79.6472 | 2014 | 10
DUK | Marshall (NC) | 2727 | 1 |  |  | Natural Gas Steam Turbine | 348.5 | NC | Catawba | 35.5975 | -80.9658 | 1965 | 3
DUK | Marshall (NC) | 2727 | 2 |  |  | Conventional Steam Coal | 348.5 | NC | Catawba | 35.5975 | -80.9658 | 1966 | 4
DUK | Marshall (NC) | 2727 | 3 |  |  | Natural Gas Steam Turbine | 711 | NC | Catawba | 35.5975 | -80.9658 | 1969 | 5
DUK | Marshall (NC) | 2727 | 4 |  |  | Conventional Steam Coal | 711 | NC | Catawba | 35.5975 | -80.9658 | 1970 | 5
DUK | Marshville Farm | 58335 | 1 |  |  | Solar Photovoltaic | 5 | NC | Union | 34.9889 | -80.3836 | 2013 | 10
DUK | Martins Creek Solar NC, LLC | 57461 | 1 |  |  | Solar Photovoltaic | 0.9 | NC | Cherokee | 35.0204 | -84.0157 | 2011 | 3
DUK | Mas Durham Power, LLC | 57365 | 1A |  |  | Landfill Gas | 1.1 | NC | Durham | 36.0311 | -78.86 | 2010 | 2
DUK | Mas Durham Power, LLC | 57365 | 1B |  |  | Landfill Gas | 1.1 | NC | Durham | 36.0311 | -78.86 | 2010 | 2
DUK | Maxton Solar, LLC | 60416 | MSPV |  |  | Solar Photovoltaic | 4.9 | NC | Robeson | 34.7147 | -79.3146 | 2016 | 9
DUK | Mayberry Solar LLC | 57321 | 1PV |  |  | Solar Photovoltaic | 1.2 | NC | Surry | 36.4767 | -80.6011 | 2011 | 10
DUK | McGoogan Farm, LLC | 60779 | 1 |  |  | Solar Photovoltaic | 5 | NC | Robeson | 34.8887 | -79.0627 | 2015 | 8
DUK | McGuire | 6038 | 1 |  |  | Nuclear | 1220.3 | NC | Mecklenburg | 35.4331 | -80.9486 | 1981 | 9
DUK | McGuire | 6038 | 2 |  |  | Nuclear | 1220.3 | NC | Mecklenburg | 35.4331 | -80.9486 | 1984 | 3
DUK | McLean Homestead | 60020 | PV1 |  |  | Solar Photovoltaic | 4.9 | NC | Scotland | 34.7819 | -79.4978 | 2023 | 8
DUK | Meadowbrook Solar Farm | 59936 | NB008 |  |  | Solar Photovoltaic | 5 | NC | Rowan | 35.5554 | -80.3859 | 2016 | 11
DUK | Midway Green Solar | 65389 | MIDGS |  |  | Solar Photovoltaic | 12.8 | SC | Union | 34.421 | -81.393 | 2020 | 12
DUK | Mill Creek (SC) | 7981 | 1 |  |  | Natural Gas Fired Combustion Turbine | 99.9 | SC | Cherokee | 35.1597 | -81.4306 | 2002 | 12
DUK | Mill Creek (SC) | 7981 | 2 |  |  | Natural Gas Fired Combustion Turbine | 99.9 | SC | Cherokee | 35.1597 | -81.4306 | 2002 | 12
DUK | Mill Creek (SC) | 7981 | 3 |  |  | Natural Gas Fired Combustion Turbine | 99.9 | SC | Cherokee | 35.1597 | -81.4306 | 2002 | 12
DUK | Mill Creek (SC) | 7981 | 4 |  |  | Natural Gas Fired Combustion Turbine | 99.9 | SC | Cherokee | 35.1597 | -81.4306 | 2002 | 12
DUK | Mill Creek (SC) | 7981 | 5 |  |  | Natural Gas Fired Combustion Turbine | 99.9 | SC | Cherokee | 35.1597 | -81.4306 | 2003 | 5
DUK | Mill Creek (SC) | 7981 | 6 |  |  | Natural Gas Fired Combustion Turbine | 99.9 | SC | Cherokee | 35.1597 | -81.4306 | 2003 | 5
DUK | Mill Creek (SC) | 7981 | 7 |  |  | Natural Gas Fired Combustion Turbine | 99.9 | SC | Cherokee | 35.1597 | -81.4306 | 2003 | 5
DUK | Mill Creek (SC) | 7981 | 8 |  |  | Natural Gas Fired Combustion Turbine | 99.9 | SC | Cherokee | 35.1597 | -81.4306 | 2003 | 5
DUK | Millikan Farm | 59576 | GEN1 |  |  | Solar Photovoltaic | 5 | NC | Randolph | 35.8177 | -79.7711 | 2015 | 11
DUK | Milo Solar | 58739 | PV1 |  |  | Solar Photovoltaic | 3 | NC | Alamance | 36.1489 | -79.3489 | 2016 | 4
DUK | Minnie Solar | 58740 | PV1 |  |  | Solar Photovoltaic | 3 | NC | Alamance | 35.9481 | -79.3619 | 2016 | 4
DUK | Misenheimer Farm | 59577 | PV1 |  |  | Solar Photovoltaic | 5 | NC | Stanly | 35.4686 | -80.2936 | 2015 | 12
DUK | Misenheimer Solar LLC | 66237 | GEN01 |  |  | Solar Photovoltaic | 74.4 | NC | Stanly | 35.4781 | -80.3001 | 2024 | 4
DUK | Mission | 2746 | 1 |  |  | Conventional Hydroelectric | 0.6 | NC | Clay | 35.0647 | -83.9258 | 1924 | 12
DUK | Mission | 2746 | 2 |  |  | Conventional Hydroelectric | 0.6 | NC | Clay | 35.0647 | -83.9258 | 1924 | 12
DUK | Mission | 2746 | 3 |  |  | Conventional Hydroelectric | 0.6 | NC | Clay | 35.0647 | -83.9258 | 1943 | 1
DUK | Mocksville Solar | 59570 | PV1 |  |  | Solar Photovoltaic | 15.4 | NC | Davie | 35.8339 | -80.5744 | 2016 | 12
DUK | Mohea Solar Energy Center, LLC | 63463 | PGR14 |  |  | Solar Photovoltaic | 5 | SC | Cherokee | 35.0885 | -81.6244 | 2020 | 12
DUK | Monroe Generating Station | 57505 | 1 |  |  | Natural Gas Fired Combustion Turbine | 15 | NC | Union | 34.9858 | -80.506 | 2010 | 4
DUK | Monroe Generating Station | 57505 | 2 |  |  | Natural Gas Fired Combustion Turbine | 15 | NC | Union | 34.9858 | -80.506 | 2010 | 4
DUK | Monroe Middle School | 56343 | 1 |  |  | Petroleum Liquids | 1.8 | NC | Union | 34.9733 | -80.54 | 2006 | 8
DUK | Monroe Moore Farm | 59578 | PV1 |  |  | Solar Photovoltaic | 5 | NC | Union | 34.9719 | -80.6019 | 2016 | 12
DUK | Montgomery Solar LLC | 58649 | 1 |  |  | Solar Photovoltaic | 20 | NC | Montgomery | 35.3444 | -79.7683 | 2015 | 12
DUK | Moore Solar | 64193 | MR01 |  |  | Solar Photovoltaic | 5 | NC | Rockingham | 36.3843 | -79.4811 | 2018 | 2
DUK | Moore Solar Farm | 58337 | 1 |  |  | Solar Photovoltaic | 5 | NC | Rockingham | 36.2732 | -79.7592 | 2013 | 12
DUK | Morgan Farm, LLC | 60133 | MOR |  |  | Solar Photovoltaic | 5 | NC | Franklin | 36.0956 | -78.152 | 2015 | 12
DUK | Morganton Station 5 | 56344 | 1 |  |  | Petroleum Liquids | 1.8 | NC | Burke | 35.729 | -81.7481 | 2006 | 8
DUK | Morganton, Parker Road | 56064 | 1 |  |  | Petroleum Liquids | 1.8 | NC | Burke | 35.7208 | -81.6624 | 2002 | 6
DUK | Mountain Island | 2728 | 1 |  |  | Conventional Hydroelectric | 15 | NC | Gaston | 35.3339 | -80.9867 | 1923 | 12
DUK | Mountain Island | 2728 | 2 |  |  | Conventional Hydroelectric | 15 | NC | Gaston | 35.3339 | -80.9867 | 1923 | 12
DUK | Mountain Island | 2728 | 3 |  |  | Conventional Hydroelectric | 15 | NC | Gaston | 35.3339 | -80.9867 | 1923 | 12
DUK | Mountain Island | 2728 | 4 |  |  | Conventional Hydroelectric | 15 | NC | Gaston | 35.3339 | -80.9867 | 1923 | 12
DUK | Moyer Solar | 66487 | MOYER |  |  | Solar Photovoltaic | 5 | NC | Rockingham | 36.4198 | -79.9071 | 2022 | 12
DUK | Murphy Farm Power, LLC | 57677 | 1 |  |  | Solar Photovoltaic | 0.9 | NC | Cherokee | 34.9992 | -84.1573 | 2011 | 5
DUK | NC 102 Project LLC | 61610 | NC102 |  |  | Solar Photovoltaic | 74.8 | NC | Cabarrus | 35.2925 | -80.4975 | 2018 | 9
DUK | Nantahala | 2747 | 1 |  |  | Conventional Hydroelectric | 43.2 | NC | Macon | 35.2715 | -83.6762 | 1942 | 7
DUK | Nash 97 Solar 2 | 64118 | N97S2 |  |  | Solar Photovoltaic | 4.9 | NC | Nash | 35.8503 | -78.2162 | 2018 | 10
DUK | Nash 97 Solar, LLC | 60408 | 97PV |  |  | Solar Photovoltaic | 5.2 | NC | Nash | 35.8493 | -78.2115 | 2016 | 4
DUK | Nashville Farms, LLC | 60134 | NASH |  |  | Solar Photovoltaic | 2 | NC | Nash | 36.0344 | -78.0106 | 2015 | 12
DUK | Neisler Street Solar | 60072 | NSS1 |  |  | Solar Photovoltaic | 2 | NC | Cleveland | 35.2898 | -81.5689 | 2015 | 8
DUK | Neuse River Solar Farm | 58524 | 1 |  |  | Solar Photovoltaic | 1.1 | NC | Wake | 35.7144 | -78.4989 | 2011 | 12
DUK | North Carolina Solar III LLC | 58880 | NCIII |  |  | Solar Photovoltaic | 4.9 | NC | Scotland | 34.7667 | -79.5597 | 2013 | 12
DUK | Oakboro Farm | 58851 | 1 |  |  | Solar Photovoltaic | 5 | NC | Scotland | 34.7958 | -79.5383 | 2014 | 9
DUK | Oakwood Solar | 66720 | OAKWD |  |  | Solar Photovoltaic | 5 | NC | Orange | 36.0905 | -79.2332 | 2021 | 6
DUK | Oconee | 3265 | 1 |  |  | Nuclear | 886.7 | SC | Oconee | 34.7939 | -82.8986 | 1973 | 7
DUK | Oconee | 3265 | 2 |  |  | Nuclear | 886.7 | SC | Oconee | 34.7939 | -82.8986 | 1974 | 9
DUK | Oconee | 3265 | 3 |  |  | Nuclear | 893.3 | SC | Oconee | 34.7939 | -82.8986 | 1974 | 12
DUK | Old Caroleen Solar Farm | 61534 | GEN1 |  |  | Solar Photovoltaic | 2 | NC | Rutherford | 35.2977 | -81.812 | 2018 | 7
DUK | Old Catawba PV 1 | 59519 | OLDC |  |  | Solar Photovoltaic | 3.5 | NC | Catawba | 35.7117 | -81.1342 | 2015 | 12
DUK | Old Pageland Monroe Road Solar Farm | 60600 | PV1 |  |  | Solar Photovoltaic | 5.3 | NC | Union | 34.9523 | -80.4819 | 2015 | 11
DUK | Onslow Power Producers | 58558 | GEN1 |  |  | Landfill Gas | 2 | NC | Onslow | 34.7975 | -77.5431 | 2013 | 11
DUK | Orbit Energy Charlotte | 58638 | 1 |  |  | Other Waste Biomass | 5.2 | NC | Mecklenburg | 35.2625 | -80.8117 | 2016 | 11
DUK | Organ Church Solar | 60284 | PV1 |  |  | Solar Photovoltaic | 5 | NC | Rowan | 35.5256 | -80.4511 | 2019 | 2
DUK | Otis Elevator Company Solar | 62228 | O1614 |  |  | Solar Photovoltaic | 1 | SC | Florence | 34.2393 | -79.7923 | 2018 | 5
DUK | Ouchchy PV1 | 59999 | OUCH1 |  |  | Solar Photovoltaic | 3 | NC | Orange | 36.0841 | -79.2448 | 2015 | 12
DUK | Overhill Solar | 66372 | OVERH |  |  | Solar Photovoltaic | 5 | NC | Sampson | 34.9825 | -78.3191 | 2022 | 3
DUK | Owen Solar | 58742 | PV1 |  |  | Solar Photovoltaic | 5 | NC | Catawba | 35.5861 | -81.3153 | 2016 | 4
DUK | Oxford Dam | 2729 | 1 |  |  | Conventional Hydroelectric | 18 | NC | Catawba | 35.8214 | -81.1922 | 1928 | 4
DUK | Oxford Dam | 2729 | 2 |  |  | Conventional Hydroelectric | 18 | NC | Catawba | 35.8214 | -81.1922 | 1928 | 4
DUK | PCSP3 Airport | 58538 | 3 |  |  | Solar Photovoltaic | 2.5 | NC | Person | 36.2881 | -78.9861 | 2011 | 10
DUK | Pacolet Diesel Generation Facility | 57030 | DI 1 |  |  | Petroleum Liquids | 1.8 | SC | Spartanburg | 34.8986 | -81.7397 | 2006 | 12
DUK | Pacolet Diesel Generation Facility | 57030 | DI 2 |  |  | Petroleum Liquids | 1.8 | SC | Spartanburg | 34.8986 | -81.7397 | 2006 | 12
DUK | Pacolet Diesel Generation Facility | 57030 | DI 3 |  |  | Petroleum Liquids | 1.8 | SC | Spartanburg | 34.8986 | -81.7397 | 2006 | 12
DUK | Partin Solar | 63827 | 95 |  |  | Solar Photovoltaic | 50 | NC | Surry | 36.268 | -80.8219 | 2023 | 10
DUK | Pelzer Lower | 10800 | GEN1 |  |  | Conventional Hydroelectric | 3.3 | SC | Anderson | 34.6165 | -82.4479 | 1989 | 12
DUK | Pelzer Solar I | 61945 | 19 |  |  | Solar Photovoltaic | 1 | SC | Anderson | 34.6576 | -82.502 | 2019 | 1
DUK | Pelzer Upper | 10799 | GEN1 |  |  | Conventional Hydroelectric | 2 | SC | Anderson | 34.6424 | -82.4544 | 1989 | 12
DUK | Perkins Solar, LLC | 60629 | PV1 |  |  | Solar Photovoltaic | 2 | NC | Person | 36.4374 | -78.972 | 2016 | 10
DUK | Piedmont Hydro Power Project | 10787 | GEN1 |  |  | Conventional Hydroelectric | 1 | SC | Greenville | 34.702 | -82.4621 | 1989 | 5
DUK | Pilot Mountain Solar, LLC | 63835 | PV1 |  |  | Solar Photovoltaic | 4.9 | NC | Stokes | 36.2707 | -80.3764 | 2020 | 9
DUK | Pine Valley Solar Farm, LLC | 60298 | PV1 |  |  | Solar Photovoltaic | 5 | NC | Moore | 35.2181 | -79.5293 | 2022 | 5
DUK | Pineville Delivery 2 | 56345 | 1 |  |  | Petroleum Liquids | 1.8 | NC | Mecklenburg | 35.0767 | -80.8816 | 2006 | 9
DUK | Pinson Solar Farm | 63777 | 1310 |  |  | Solar Photovoltaic | 20 | SC | Spartanburg | 34.72 | -82.06 | 2022 | 8
DUK | Queens Creek | 6438 | 1 |  |  | Conventional Hydroelectric | 1.4 | NC | Macon | 35.2713 | -83.676 | 1949 | 1
DUK | Ray Wilson Solar | 63017 | 1090 |  |  | Solar Photovoltaic | 5 | NC | Davie | 35.933 | -80.376 | 2021 | 4
DUK | Red Oak Solar Farm, LLC | 60929 | RDOAK |  |  | Solar Photovoltaic | 5 | NC | Nash | 35.993 | -77.9335 | 2016 | 12
DUK | Red Toad 1425 A Powatan Road, LLC | 60129 | POW |  |  | Solar Photovoltaic | 2 | NC | Johnston | 35.6042 | -78.3709 | 2015 | 12
DUK | Redmon Solar Farm LLC | 59114 | 1 |  |  | Solar Photovoltaic | 2 | NC | Rowan | 35.7108 | -80.6658 | 2015 | 3
DUK | Reventure Park | 58865 | LFG |  |  | Landfill Gas | 1.9 | NC | Mecklenburg | 35.2944 | -80.9989 | 2014 | 7
DUK | Reventure Park | 58865 | RNG |  |  | Landfill Gas | 1.6 | NC | Mecklenburg | 35.2944 | -80.9989 | 2015 | 3
DUK | Rhodhiss | 2730 | 1 |  |  | Conventional Hydroelectric | 8.5 | NC | Caldwell | 35.7742 | -81.4378 | 1925 | 2
DUK | Rhodhiss | 2730 | 2 |  |  | Conventional Hydroelectric | 8.5 | NC | Caldwell | 35.7742 | -81.4378 | 1925 | 2
DUK | Rhodhiss | 2730 | 3 |  |  | Conventional Hydroelectric | 8.5 | NC | Caldwell | 35.7742 | -81.4378 | 1925 | 2
DUK | Robin Solar | 60165 | PV1 |  |  | Solar Photovoltaic | 3.8 | NC | Wayne | 35.2644 | -78.0814 | 2021 | 1
DUK | Rockingham County CT Station | 55116 | CT1 |  |  | Natural Gas Fired Combustion Turbine | 195.5 | NC | Rockingham | 36.3297 | -79.8297 | 2000 | 6
DUK | Rockingham County CT Station | 55116 | CT2 |  |  | Natural Gas Fired Combustion Turbine | 195.5 | NC | Rockingham | 36.3297 | -79.8297 | 2000 | 6
DUK | Rockingham County CT Station | 55116 | CT3 |  |  | Natural Gas Fired Combustion Turbine | 195.5 | NC | Rockingham | 36.3297 | -79.8297 | 2000 | 6
DUK | Rockingham County CT Station | 55116 | CT4 |  |  | Natural Gas Fired Combustion Turbine | 195.5 | NC | Rockingham | 36.3297 | -79.8297 | 2000 | 6
DUK | Rockingham County CT Station | 55116 | CT5 |  |  | Natural Gas Fired Combustion Turbine | 195.5 | NC | Rockingham | 36.3297 | -79.8297 | 2000 | 6
DUK | Rockingham Solar, LLC | 60106 | ROCK |  |  | Solar Photovoltaic | 5 | NC | Richmond | 34.9807 | -79.6037 | 2015 | 11
DUK | Rockwell Solar LLC | 58668 | ROCKW |  |  | Solar Photovoltaic | 3.5 | NC | Rowan | 35.5417 | -80.4747 | 2014 | 12
DUK | Rocky River (SC) | 3305 | 1 |  |  | Conventional Hydroelectric | 1.8 | SC | Anderson | 34.2572 | -82.6097 | 1941 | 1
DUK | Rocky River (SC) | 3305 | 2 |  |  | Conventional Hydroelectric | 0.8 | SC | Anderson | 34.2572 | -82.6097 | 1941 | 1
DUK | Rocky River (SC) | 3305 | IC2 |  |  | Petroleum Liquids | 1.3 | SC | Anderson | 34.2572 | -82.6097 | 2013 | 5
DUK | Roper Farm, LLC | 60761 | 1 |  |  | Solar Photovoltaic | 5 | NC | Cleveland | 35.1875 | -81.4407 | 2015 | 6
DUK | Rowan | 7826 | 001 |  |  | Natural Gas Fired Combustion Turbine | 199.4 | NC | Rowan | 35.7314 | -80.6019 | 2001 | 4
DUK | Rowan | 7826 | 002 |  |  | Natural Gas Fired Combustion Turbine | 199.4 | NC | Rowan | 35.7314 | -80.6019 | 2001 | 4
DUK | Rowan | 7826 | 003 |  |  | Natural Gas Fired Combustion Turbine | 199.4 | NC | Rowan | 35.7314 | -80.6019 | 2001 | 5
DUK | Rowan | 7826 | 4 |  |  | Natural Gas Fired Combined Cycle | 199.4 | NC | Rowan | 35.7314 | -80.6019 | 2003 | 6
DUK | Rowan | 7826 | 5 |  |  | Natural Gas Fired Combined Cycle | 199.4 | NC | Rowan | 35.7314 | -80.6019 | 2003 | 6
DUK | Rowan | 7826 | STG |  |  | Natural Gas Fired Combined Cycle | 195 | NC | Rowan | 35.7314 | -80.6019 | 2003 | 6
DUK | Ruff Solar LLC | 62594 | 11625 |  |  | Solar Photovoltaic | 22 | NC | Rutherford | 35.3206 | -81.7634 | 2020 | 7
DUK | Rutherford Farm | 59589 | PV1 |  |  | Solar Photovoltaic | 74.8 | NC | Rutherford | 35.2578 | -81.8306 | 2016 | 12
DUK | SID Solar I, LLC | 60108 | SID |  |  | Solar Photovoltaic | 5 | NC | Cleveland | 35.2586 | -81.5056 | 2015 | 9
DUK | Salem Energy Systems LLC | 54984 | UNT2 |  |  | Landfill Gas | 4.5 | NC | Forsyth | 36.1912 | -80.1835 | 2017 | 11
DUK | Salisbury Solar | 61128 | 12349 |  |  | Solar Photovoltaic | 3.8 | NC | Rowan | 35.6326 | -80.4226 | 2018 | 8
DUK | Saluda Dam | 3267 | 1 |  |  | Conventional Hydroelectric | 0.6 | SC | Greenville | 34.8522 | -82.484 | 1996 | 12
DUK | Saluda Dam | 3267 | 2 |  |  | Conventional Hydroelectric | 0.6 | SC | Greenville | 34.8522 | -82.484 | 1996 | 12
DUK | Saluda Dam | 3267 | 3 |  |  | Conventional Hydroelectric | 0.6 | SC | Greenville | 34.8522 | -82.484 | 1996 | 12
DUK | Saluda Dam | 3267 | 4 |  |  | Conventional Hydroelectric | 0.6 | SC | Greenville | 34.8522 | -82.484 | 1996 | 12
DUK | Samarcand Solar Farm, LLC | 58805 | INV1 |  |  | Solar Photovoltaic | 0.5 | NC | Moore | 35.3117 | -79.695 | 2014 | 12
DUK | Samarcand Solar Farm, LLC | 58805 | INV10 |  |  | Solar Photovoltaic | 0.5 | NC | Moore | 35.3117 | -79.695 | 2014 | 12
DUK | Samarcand Solar Farm, LLC | 58805 | INV2 |  |  | Solar Photovoltaic | 0.5 | NC | Moore | 35.3117 | -79.695 | 2014 | 12
DUK | Samarcand Solar Farm, LLC | 58805 | INV3 |  |  | Solar Photovoltaic | 0.5 | NC | Moore | 35.3117 | -79.695 | 2014 | 12
DUK | Samarcand Solar Farm, LLC | 58805 | INV4 |  |  | Solar Photovoltaic | 0.5 | NC | Moore | 35.3117 | -79.695 | 2014 | 12
DUK | Samarcand Solar Farm, LLC | 58805 | INV5 |  |  | Solar Photovoltaic | 0.5 | NC | Moore | 35.3117 | -79.695 | 2014 | 12
DUK | Samarcand Solar Farm, LLC | 58805 | INV6 |  |  | Solar Photovoltaic | 0.5 | NC | Moore | 35.3117 | -79.695 | 2014 | 12
DUK | Samarcand Solar Farm, LLC | 58805 | INV7 |  |  | Solar Photovoltaic | 0.5 | NC | Moore | 35.3117 | -79.695 | 2014 | 12
DUK | Samarcand Solar Farm, LLC | 58805 | INV8 |  |  | Solar Photovoltaic | 0.5 | NC | Moore | 35.3117 | -79.695 | 2014 | 12
DUK | Samarcand Solar Farm, LLC | 58805 | INV9 |  |  | Solar Photovoltaic | 0.5 | NC | Moore | 35.3117 | -79.695 | 2014 | 12
DUK | Saw Solar | 66722 | SAW |  |  | Solar Photovoltaic | 5 | NC | Rowan | 35.5564 | -80.6518 | 2022 | 6
DUK | Sawtell Solar | 66723 | SAWTL |  |  | Solar Photovoltaic | 3 | NC | Henderson | 35.3801 | -82.376 | 2021 | 4
DUK | Sediver | 7957 | 1 |  |  | Petroleum Liquids | 2.9 | SC | York | 34.9653 | -81.1872 | 2003 | 7
DUK | Selma Solar LLC | 58669 | SELMA |  |  | Solar Photovoltaic | 5 | NC | Johnston | 35.5764 | -78.1833 | 2014 | 8
DUK | Seneca City of | 56545 | PPG1 |  |  | Petroleum Liquids | 2 | SC | Oconee | 34.6875 | -82.9525 | 2004 | 12
DUK | Seneca City of | 56545 | PPG2 |  |  | Petroleum Liquids | 2 | SC | Oconee | 34.6875 | -82.9525 | 2004 | 12
DUK | Seneca City of | 56545 | PPG3 |  |  | Petroleum Liquids | 2 | SC | Oconee | 34.6875 | -82.9525 | 2004 | 12
DUK | Seneca City of | 56545 | WPG1 |  |  | Petroleum Liquids | 2 | SC | Oconee | 34.6875 | -82.9525 | 2004 | 12
DUK | Seneca City of | 56545 | WPG2 |  |  | Petroleum Liquids | 2 | SC | Oconee | 34.6875 | -82.9525 | 2004 | 12
DUK | Shelby Randolph Road Solar 1, LLC | 60101 | SRR |  |  | Solar Photovoltaic | 2 | NC | Cleveland | 35.3092 | -81.5884 | 2015 | 9
DUK | Shelby Solar Energy Generation Facility | 57200 | 1 |  |  | Solar Photovoltaic | 0.9 | NC | Cleveland | 35.2536 | -81.5956 | 2010 | 5
DUK | Shelby, NC | 54363 | GEN2 |  |  | Petroleum Liquids | 0.9 | NC | Cleveland | 35.3264 | -81.6292 | 1972 | 1
DUK | Shelby, NC | 54363 | GEN3 |  |  | Petroleum Liquids | 0.9 | NC | Cleveland | 35.3264 | -81.6292 | 1972 | 1
DUK | Shelby, NC | 54363 | GEN4 |  |  | Petroleum Liquids | 1.2 | NC | Cleveland | 35.3264 | -81.6292 | 1972 | 1
DUK | Shelby, NC | 54363 | GEN5 |  |  | Petroleum Liquids | 1.2 | NC | Cleveland | 35.3264 | -81.6292 | 1972 | 1
DUK | Shelby, Toms Street | 56063 | 1 |  |  | Petroleum Liquids | 1.8 | NC | Cleveland | 35.3036 | -81.5225 | 2002 | 6
DUK | Shelter Solar | 60156 | PV1 |  |  | Solar Photovoltaic | 5 | NC | Hoke | 34.9838 | -79.268 | 2018 | 12
DUK | Shorthorn Holdings | 60028 | PV1 |  |  | Solar Photovoltaic | 8.9 | SC | Marlboro | 34.6803 | -79.5407 | 2023 | 8
DUK | Sigmon Catawba Farm | 58861 | 1 |  |  | Solar Photovoltaic | 5 | NC | Catawba | 35.6122 | -81.2433 | 2014 | 6
DUK | Sonne One | 58782 | PV1 |  |  | Solar Photovoltaic | 5 | NC | Wayne | 35.4372 | -77.8336 | 2016 | 1
DUK | Sonne Two | 58829 | PV1 |  |  | Solar Photovoltaic | 5 | NC | Catawba | 35.6567 | -81.1836 | 2016 | 12
DUK | Sophie Solar | 58745 | PV1 |  |  | Solar Photovoltaic | 4.5 | NC | Cleveland | 35.305 | -81.6969 | 2016 | 4
DUK | South Atlantic Services Solar Farm I | 60798 | PV1 |  |  | Solar Photovoltaic | 1.6 | NC | New Hanover | 34.2902 | -77.9757 | 2013 | 12
DUK | South Winston Farm, LLC | 60409 | SWFPV |  |  | Solar Photovoltaic | 5.2 | NC | Forsyth | 36.0288 | -80.302 | 2016 | 1
DUK | Southwick Solar | 66724 | SOUWK |  |  | Solar Photovoltaic | 3 | NC | Alamance | 36.0093 | -79.3677 | 2020 | 12
DUK | Spartanburg Water System | 54675 | DI2 |  |  | Petroleum Liquids | 2 | SC | Spartanburg | 35.1103 | -81.9675 | 2011 | 12
DUK | Spartanburg Water System | 54675 | HG1 |  |  | Conventional Hydroelectric | 0.5 | SC | Spartanburg | 35.1103 | -81.9675 | 1926 | 1
DUK | Spartanburg Water System | 54675 | HG2 |  |  | Conventional Hydroelectric | 0.5 | SC | Spartanburg | 35.1103 | -81.9675 | 1926 | 1
DUK | Speedway Solar NC, LLC | 62821 | GEN1 |  |  | Solar Photovoltaic | 22.6 | NC | Cabarrus | 35.218 | -80.536 | 2021 | 12
DUK | Spencer Farm, LLC | 61220 | 1 |  |  | Solar Photovoltaic | 5 | NC | Rowan | 35.7129 | -80.4079 | 2017 | 4
DUK | Spring Hope Solar 2, LLC | 66465 | 68900 |  |  | Solar Photovoltaic | 5 | NC | Nash | 35.9071 | -78.1938 | 2021 | 12
DUK | St. Pauls Solar 1, LLC | 60396 | FLS1 |  |  | Solar Photovoltaic | 4.9 | NC | Robeson | 34.7716 | -78.9836 | 2017 | 4
DUK | St. Pauls Solar 2 | 61156 | STPAU |  |  | Solar Photovoltaic | 5 | NC | Robeson | 34.7691 | -78.981 | 2017 | 8
DUK | Stagecoach Solar | 59604 | FLS1 |  |  | Solar Photovoltaic | 5 | NC | Vance | 36.4147 | -78.4597 | 2015 | 5
DUK | Stainback Solar Farm | 60257 | INV1 |  |  | Solar Photovoltaic | 5 | NC | Vance | 36.3953 | -78.3283 | 2016 | 9
DUK | Stanly Solar, LLC | 64702 | PGR32 |  |  | Solar Photovoltaic | 50 | NC | Stanly | 35.2897 | -80.2356 | 2022 | 8
DUK | Star Solar | 58746 | PV1 |  |  | Solar Photovoltaic | 5 | NC | Durham | 36.08 | -78.8239 | 2016 | 4
DUK | Statesville Delivery No 3 | 56552 | 1 |  |  | Petroleum Liquids | 2.2 | NC | Iredell | 35.7972 | -80.8542 | 2007 | 8
DUK | Statesville Solar | 61535 | GEN1 |  |  | Solar Photovoltaic | 5 | NC | Rowan | 35.7397 | -80.7124 | 2017 | 12
DUK | Statesville, Highway 64 | 56062 | 1 |  |  | Petroleum Liquids | 1.8 | NC | Iredell | 35.7985 | -80.9427 | 2002 | 6
DUK | Stikeleather Farm | 59595 | PV1 |  |  | Solar Photovoltaic | 5 | NC | Alexander | 35.9022 | -81.1061 | 2015 | 8
DUK | Stony Knoll Solar, LLC | 62820 | GEN1 |  |  | Solar Photovoltaic | 22.6 | NC | Surry | 36.288 | -80.656 | 2022 | 3
DUK | Stout Farm | 59581 | PV1 |  |  | Solar Photovoltaic | 5 | NC | Orange | 36.0792 | -79.1997 | 2014 | 12
DUK | Strider Solar, LLC | 63270 | NCSTR |  |  | Solar Photovoltaic | 5 | NC | Randolph | 35.6 | -79.79 | 2018 | 4
DUK | Sugar Solar, LLC | 63807 | PGR29 |  |  | Solar Photovoltaic | 60 | NC | Yadkin | 36.1607 | -80.6574 | 2021 | 12
DUK | Sunflower Solar LLC | 67051 | PV1 |  |  | Solar Photovoltaic | 10 | SC | Williamsburg | 33.731 | -79.8279 | 2024 | 3
DUK | TWE Chocowinity Solar, LLC | 60048 | FLS1 |  |  | Solar Photovoltaic | 4.5 | NC | Beaufort | 35.5017 | -77.1056 | 2015 | 12
DUK | TWE New Bern Solar Project, LLC | 60191 | FLS1 |  |  | Solar Photovoltaic | 4 | NC | Craven | 35.1543 | -77.1343 | 2016 | 8
DUK | Tamworth Holdings | 60394 | PV1 |  |  | Solar Photovoltaic | 5 | NC | Bladen | 34.7456 | -78.4212 | 2019 | 12
DUK | Taylorsville Solar LLC | 57402 | TAY1 |  |  | Solar Photovoltaic | 1 | NC | Alexander | 35.9091 | -81.1525 | 2010 | 10
DUK | Tennessee Creek | 2749 | 1 |  |  | Conventional Hydroelectric | 10.8 | NC | Jackson | 35.2139 | -83.0028 | 1955 | 5
DUK | Thermal Kem | 56129 | 1 |  |  | Petroleum Liquids | 2.9 | SC | York | 34.8894 | -81.0725 | 2003 | 7
DUK | Thigpen Farms Solar, LLC | 60850 | PV1 |  |  | Solar Photovoltaic | 5 | NC | Robeson | 34.7092 | -79.3519 | 2023 | 12
DUK | Thornton PV1 | 59152 | THOR1 |  |  | Solar Photovoltaic | 5 | NC | Greene | 35.3958 | -77.6617 | 2015 | 12
DUK | Thorpe | 2750 | 1 |  |  | Conventional Hydroelectric | 21.6 | NC | Jackson | 35.234 | -83.1254 | 1941 | 10
DUK | Tiburon Holdings | 59217 | PV1 |  |  | Solar Photovoltaic | 5 | NC | Davie | 35.9033 | -80.4169 | 2016 | 12
DUK | Tracy Solar | 59498 | PV1 |  |  | Solar Photovoltaic | 10 | NC | Nash | 35.7998 | -78.1398 | 2015 | 12
DUK | Trinity Solar | 60291 | PV1 |  |  | Solar Photovoltaic | 5 | NC | Randolph | 35.8702 | -79.9282 | 2019 | 8
DUK | Tripple State Farm | 61086 | 1 |  |  | Solar Photovoltaic | 5 | NC | Iredell | 35.735 | -80.7749 | 2016 | 10
DUK | Tuckasegee | 2751 | 1 |  |  | Conventional Hydroelectric | 3 | NC | Jackson | 35.247 | -83.1281 | 1950 | 5
DUK | Turkey Branch Solar LLC | 58670 | TURKY |  |  | Solar Photovoltaic | 5 | NC | Robeson | 34.5244 | -79.1044 | 2014 | 8
DUK | Turkey Creek PV1 | 60000 | TRKCK |  |  | Solar Photovoltaic | 13.5 | NC | Northampton | 36.4414 | -77.1356 | 2017 | 2
DUK | Turner Shoals | 2735 | 1 |  |  | Conventional Hydroelectric | 2.7 | NC | Polk | 35.3348 | -82.1864 | 1996 | 12
DUK | Turner Shoals | 2735 | 2 |  |  | Conventional Hydroelectric | 2.7 | NC | Polk | 35.3348 | -82.1864 | 1996 | 12
DUK | Tuxedo | 2736 | 1 |  |  | Conventional Hydroelectric | 2.5 | NC | Henderson | 35.245 | -82.3894 | 1920 | 6
DUK | Tuxedo | 2736 | 2 |  |  | Conventional Hydroelectric | 2.5 | NC | Henderson | 35.245 | -82.3894 | 1920 | 6
DUK | Two Lines Farm | 58348 | 1 |  |  | Solar Photovoltaic | 5 | NC | Catawba | 35.6292 | -81.3267 | 2013 | 3
DUK | Union Renewable Energy Facility | 60241 | 00611 |  |  | Landfill Gas | 1.6 | SC | Union | 34.6158 | -81.8187 | 2015 | 1
DUK | Union Renewable Energy Facility | 60241 | 00677 |  |  | Landfill Gas | 1.6 | SC | Union | 34.6158 | -81.8187 | 2015 | 1
DUK | Univ of NC Chapel Hill Cogen Facility | 54276 | ES001 |  |  | Petroleum Liquids | 2 | NC | Orange | 35.9069 | -79.0617 | 2007 | 10
DUK | Univ of NC Chapel Hill Cogen Facility | 54276 | ES002 |  |  | Petroleum Liquids | 2 | NC | Orange | 35.9069 | -79.0617 | 2007 | 10
DUK | Univ of NC Chapel Hill Cogen Facility | 54276 | TG3 |  |  | Natural Gas Steam Turbine | 28 | NC | Orange | 35.9069 | -79.0617 | 1991 | 7
DUK | Upper Pacolet Hydro | 58257 | UP1 |  |  | Conventional Hydroelectric | 1.1 | SC | Spartanburg | 34.9214 | -81.7456 | 2013 | 2
DUK | Valenite | 56131 | 1 |  |  | Petroleum Liquids | 2.9 | SC | Oconee | 34.6572 | -83.0383 | 2003 | 7
DUK | Vance Solar Farm, LLC | 59928 | NB007 |  |  | Solar Photovoltaic | 5 | NC | Vance | 36.2585 | -78.412 | 2016 | 1
DUK | Vaughn Creek PV1 | 60001 | VNCRK |  |  | Solar Photovoltaic | 20 | NC | Hertford | 36.451 | -77.1206 | 2017 | 12
DUK | Ventura Solar, LLC | 63734 | 11632 |  |  | Solar Photovoltaic | 5 | NC | Alexander | 35.8788 | -81.1771 | 2020 | 11
DUK | Violet Solar | 60961 | PV1 |  |  | Solar Photovoltaic | 5 | NC | Cabarrus | 35.4011 | -80.4185 | 2018 | 12
DUK | W S Lee | 3264 | 7 |  |  | Natural Gas Fired Combustion Turbine | 54 | SC | Anderson | 34.6022 | -82.435 | 2007 | 1
DUK | W S Lee | 3264 | 8 |  |  | Natural Gas Fired Combustion Turbine | 54 | SC | Anderson | 34.6022 | -82.435 | 2007 | 1
DUK | W S Lee | 3264 | CT11 |  |  | Natural Gas Fired Combined Cycle | 242.3 | SC | Anderson | 34.6022 | -82.435 | 2018 | 4
DUK | W S Lee | 3264 | CT12 |  |  | Natural Gas Fired Combined Cycle | 242.3 | SC | Anderson | 34.6022 | -82.435 | 2018 | 4
DUK | W S Lee | 3264 | ST10 |  |  | Natural Gas Fired Combined Cycle | 362.1 | SC | Anderson | 34.6022 | -82.435 | 2018 | 4
DUK | Waco Farm | 58863 | 1 |  |  | Solar Photovoltaic | 5 | NC | Cleveland | 35.3522 | -81.4261 | 2013 | 11
DUK | Wallace | 59050 | GEN 1 |  |  | Solar Photovoltaic | 2 | NC | Duplin | 34.7581 | -77.9717 | 2013 | 12
DUK | Warbler Holdings | 60393 | PV1 |  |  | Solar Photovoltaic | 4 | NC | Cleveland | 35.3188 | -81.6239 | 2021 | 10
DUK | Ward WTP | 57607 | 1 |  |  | Petroleum Liquids | 1 | NC | Guilford | 35.9678 | -79.9708 | 1999 | 2
DUK | Ward WTP | 57607 | 2 |  |  | Petroleum Liquids | 1 | NC | Guilford | 35.9678 | -79.9708 | 1999 | 2
DUK | Ware Shoals Hydro Project | 10801 | GEN1 |  |  | Conventional Hydroelectric | 3 | SC | Laurens | 34.404 | -82.2336 | 1939 | 1
DUK | Ware Shoals Hydro Project | 10801 | GEN2 |  |  | Conventional Hydroelectric | 3.2 | SC | Laurens | 34.404 | -82.2336 | 1986 | 1
DUK | Warsaw I | 59119 | PV1 |  |  | Solar Photovoltaic | 2 | NC | Duplin | 35.01 | -78.11 | 2013 | 12
DUK | Warsaw II | 59120 | PV1 |  |  | Solar Photovoltaic | 2 | NC | Duplin | 35.01 | -78.05 | 2013 | 12
DUK | Washington Solar | 60948 | PV1 |  |  | Solar Photovoltaic | 5 | NC | Rockingham | 36.272 | -79.7925 | 2024 | 3
DUK | Waste Management Piedmont LFGTE Project | 57169 | GEN1 |  |  | Landfill Gas | 0.8 | NC | Forsyth | 36.1936 | -80.0406 | 2011 | 3
DUK | Waste Management Piedmont LFGTE Project | 57169 | GEN2 |  |  | Landfill Gas | 0.8 | NC | Forsyth | 36.1936 | -80.0406 | 2011 | 3
DUK | Waste Management Piedmont LFGTE Project | 57169 | GEN3 |  |  | Landfill Gas | 0.8 | NC | Forsyth | 36.1936 | -80.0406 | 2011 | 3
DUK | Water Filter Plant #2 | 55534 | 1299 |  |  | Petroleum Liquids | 1.8 | NC | Burke | 35.7377 | -81.7278 | 2013 | 5
DUK | Wateree Hydro | 3270 | 1 |  |  | Conventional Hydroelectric | 18.1 | SC | Kershaw | 34.3355 | -80.7021 | 1919 | 10
DUK | Wateree Hydro | 3270 | 2 |  |  | Conventional Hydroelectric | 18.1 | SC | Kershaw | 34.3355 | -80.7021 | 1919 | 10
DUK | Wateree Hydro | 3270 | 3 |  |  | Conventional Hydroelectric | 18.1 | SC | Kershaw | 34.3355 | -80.7021 | 1919 | 10
DUK | Wateree Hydro | 3270 | 4 |  |  | Conventional Hydroelectric | 18.1 | SC | Kershaw | 34.3355 | -80.7021 | 1919 | 10
DUK | Wateree Hydro | 3270 | 5 |  |  | Conventional Hydroelectric | 18.1 | SC | Kershaw | 34.3355 | -80.7021 | 1919 | 10
DUK | Wayne Solar I LLC | 60602 | WYN1 |  |  | Solar Photovoltaic | 5 | NC | Wayne | 35.2211 | -78.019 | 2014 | 7
DUK | Wayne Solar II LLC | 60598 | WYN2 |  |  | Solar Photovoltaic | 5 | NC | Wayne | 35.3156 | -78.0795 | 2014 | 7
DUK | Wayne Solar III LLC | 60597 | WYN3 |  |  | Solar Photovoltaic | 5 | NC | Wayne | 35.3244 | -77.8712 | 2014 | 7
DUK | Webb Forging | 7814 | 1 |  |  | Petroleum Liquids | 2.9 | SC | Union | 34.5567 | -81.4919 | 2003 | 7
DUK | Webb Forging | 7814 | 2 |  |  | Petroleum Liquids | 2.9 | SC | Union | 34.5567 | -81.4919 | 2003 | 7
DUK | Wellford Renewable Energy Plant | 57885 | LFG1 |  |  | Landfill Gas | 1.6 | SC | Spartanburg | 35.0012 | -82.1303 | 2011 | 5
DUK | Wellons Farm | 59584 | PV1 |  |  | Solar Photovoltaic | 5 | NC | Johnston | 35.5117 | -78.2911 | 2015 | 12
DUK | West Salisbury Farm LLC | 59111 | 1 |  |  | Solar Photovoltaic | 5 | NC | Rowan | 35.6683 | -80.5236 | 2015 | 9
DUK | Westside WWTP | 57608 | 1 |  |  | Petroleum Liquids | 1.8 | NC | Davidson | 35.9403 | -80.1106 | 2005 | 5
DUK | White Cross Farm | 58341 | 1 |  |  | Solar Photovoltaic | 5 | NC | Orange | 35.9071 | -79.1883 | 2013 | 9
DUK | White Horse Solar A | 63760 | WHRSA |  |  | Solar Photovoltaic | 2 | SC | Greenville | 34.7863 | -82.3984 | 2020 | 11
DUK | White Street Renewables | 60364 | WSLFG |  |  | Landfill Gas | 1.6 | NC | Guilford | 36.1045 | -79.7236 | 2019 | 6
DUK | White Street Renewables | 60364 | WSPV |  |  | Solar Photovoltaic | 3.4 | NC | Guilford | 36.1045 | -79.7236 | 2020 | 10
DUK | Whitehall Solar LLC | 67052 | PV1 |  |  | Solar Photovoltaic | 2 | SC | Florence | 34.0391 | -79.9167 | 2024 | 3
DUK | Whitt Solar | 61952 | 20 |  |  | Solar Photovoltaic | 2 | SC | Anderson | 34.7216 | -82.5243 | 2019 | 1
DUK | Woodfields Solar | 63552 | PGR21 |  |  | Solar Photovoltaic | 2 | SC | Greenwood | 34.1889 | -82.1343 | 2022 | 2
DUK | Woodsdale Farm, LLC | 63272 | NCWOO |  |  | Solar Photovoltaic | 2 | NC | Person | 36.464 | -78.95 | 2018 | 11
DUK | Works 53 | 58046 | 1 |  |  | Petroleum Liquids | 1 | NC | Davidson | 35.755 | -80.2778 | 1967 | 1
DUK | Works 53 | 58046 | 2 |  |  | Petroleum Liquids | 1.2 | NC | Davidson | 35.755 | -80.2778 | 1975 | 1
DUK | Works 53 | 58046 | 3 |  |  | Petroleum Liquids | 0.8 | NC | Davidson | 35.755 | -80.2778 | 1988 | 1
DUK | Wortham Solar Farm | 60361 | INV1 |  |  | Solar Photovoltaic | 5 | NC | Vance | 36.3525 | -78.3763 | 2016 | 9
DUK | Wylie | 3271 | 1 |  |  | Conventional Hydroelectric | 15 | SC | York | 35.0218 | -81.0078 | 1925 | 8
DUK | Wylie | 3271 | 2 |  |  | Conventional Hydroelectric | 15 | SC | York | 35.0218 | -81.0078 | 1925 | 8
DUK | Wylie | 3271 | 3 |  |  | Conventional Hydroelectric | 15 | SC | York | 35.0218 | -81.0078 | 1925 | 8
DUK | Wylie | 3271 | 4 |  |  | Conventional Hydroelectric | 15 | SC | York | 35.0218 | -81.0078 | 1925 | 8
DUK | XPF Solar Field | 59146 | PV1 |  |  | Solar Photovoltaic | 3 | NC | Durham | 35.9117 | -78.8733 | 2014 | 12
DUK | Yadkin 601 Farm | 59587 | PV1 |  |  | Solar Photovoltaic | 3 | NC | Yadkin | 36.1992 | -80.6972 | 2015 | 6
DUK | Yadkinville Solar | 59950 | YAK |  |  | Solar Photovoltaic | 3.5 | NC | Yadkin | 36.1373 | -80.596 | 2015 | 12
DUK | Yanceyville Farm 3, LLC | 60240 | 1 |  |  | Solar Photovoltaic | 4.9 | NC | Caswell | 36.4286 | -79.3489 | 2015 | 12
DUK | York Road Solar I, LLC | 60107 | YORK |  |  | Solar Photovoltaic | 2 | NC | Cleveland | 35.2222 | -81.3337 | 2015 | 9
DUK | ZV Solar 3, LLC | 60549 | ZV3 |  |  | Solar Photovoltaic | 5 | NC | Robeson | 34.8162 | -79.2002 | 2016 | 3
DUK | Zuma Solar, LLC | 64367 | 30006 |  |  | Solar Photovoltaic | 3 | NC | Caswell | 36.5109 | -79.4379 | 2020 | 12
EPE | Buena Vista Energy Center | 66408 | BESS1 |  |  | Batteries | 50 | NM | Otero | 32.0666 | -106.2853 | 2023 | 6
EPE | Buena Vista Energy Center | 66408 | BVEC1 |  |  | Solar Photovoltaic | 120 | NM | Otero | 32.0666 | -106.2853 | 2023 | 6
EPE | Copper | 9 | 1 |  |  | Natural Gas Fired Combustion Turbine | 86.9 | TX | El Paso | 31.7569 | -106.375 | 1980 | 7
EPE | Hatch Solar Energy Center I, LLC | 57591 | 1 |  |  | Solar Photovoltaic | 5 | NM | Dona Ana | 32.63 | -107.2597 | 2011 | 6
EPE | Holloman Solar Facility | 60301 | HPV1 |  |  | Solar Photovoltaic | 5 | NM | Otero | 32.9213 | -106.0724 | 2018 | 10
EPE | Macho Springs | 59010 | MSS1 |  |  | Solar Photovoltaic | 55 | NM | Luna | 32.57 | -107.48 | 2014 | 5
EPE | Montana Power Station | 58562 | GT-1 |  |  | Natural Gas Fired Combustion Turbine | 131.8 | TX | El Paso | 31.8239 | -106.2119 | 2015 | 3
EPE | Montana Power Station | 58562 | GT-2 |  |  | Natural Gas Fired Combustion Turbine | 131.8 | TX | El Paso | 31.8239 | -106.2119 | 2015 | 3
EPE | Montana Power Station | 58562 | GT-3 |  |  | Natural Gas Fired Combustion Turbine | 131.8 | TX | El Paso | 31.8239 | -106.2119 | 2016 | 5
EPE | Montana Power Station | 58562 | GT-4 |  |  | Natural Gas Fired Combustion Turbine | 131.8 | TX | El Paso | 31.8239 | -106.2119 | 2016 | 9
EPE | Montana Solar Facility | 60300 | IMPV1 |  |  | Solar Photovoltaic | 3 | TX | El Paso | 31.8131 | -106.2189 | 2017 | 5
EPE | NMSU Solar and Storage | 64881 | NMSUB |  |  | Batteries | 1 | NM | Dona Ana | 32.286 | -106.7445 | 2022 | 5
EPE | NMSU Solar and Storage | 64881 | NMSUF |  |  | Solar Photovoltaic | 3 | NM | Dona Ana | 32.286 | -106.7445 | 2021 | 4
EPE | Newman | 3456 | 1 |  |  | Natural Gas Steam Turbine | 81.6 | TX | El Paso | 31.9836 | -106.4318 | 1960 | 5
EPE | Newman | 3456 | 2 |  |  | Natural Gas Steam Turbine | 81.6 | TX | El Paso | 31.9836 | -106.4318 | 1963 | 6
EPE | Newman | 3456 | 3 |  |  | Natural Gas Steam Turbine | 121.8 | TX | El Paso | 31.9836 | -106.4318 | 1966 | 3
EPE | Newman | 3456 | 4 |  |  | Natural Gas Fired Combined Cycle | 120 | TX | El Paso | 31.9836 | -106.4318 | 1975 | 8
EPE | Newman | 3456 | 5CA1 |  |  | Natural Gas Fired Combined Cycle | 134 | TX | El Paso | 31.9836 | -106.4318 | 2011 | 2
EPE | Newman | 3456 | 5CT1 |  |  | Natural Gas Fired Combined Cycle | 86.5 | TX | El Paso | 31.9836 | -106.4318 | 2009 | 6
EPE | Newman | 3456 | 5CT2 |  |  | Natural Gas Fired Combined Cycle | 86.5 | TX | El Paso | 31.9836 | -106.4318 | 2009 | 6
EPE | Newman | 3456 | 6 |  |  | Natural Gas Fired Combustion Turbine | 227.8 | TX | El Paso | 31.9836 | -106.4318 | 2023 | 12
EPE | Newman | 3456 | CT1 |  |  | Natural Gas Fired Combined Cycle | 85 | TX | El Paso | 31.9836 | -106.4318 | 1975 | 8
EPE | Newman | 3456 | CT2 |  |  | Natural Gas Fired Combined Cycle | 85 | TX | El Paso | 31.9836 | -106.4318 | 1975 | 8
EPE | Newman Solar | 59407 | NEW1 |  |  | Solar Photovoltaic | 10.5 | TX | El Paso | 31.9783 | -106.4275 | 2014 | 12
EPE | Rio Grande | 2444 | 6 |  |  | Natural Gas Steam Turbine | 50 | NM | Dona Ana | 31.8047 | -106.5472 | 1957 | 6
EPE | Rio Grande | 2444 | 7 |  |  | Natural Gas Steam Turbine | 50 | NM | Dona Ana | 31.8047 | -106.5472 | 1958 | 6
EPE | Rio Grande | 2444 | 8 |  |  | Natural Gas Steam Turbine | 166.5 | NM | Dona Ana | 31.8047 | -106.5472 | 1972 | 7
EPE | Rio Grande | 2444 | 9 |  |  | Natural Gas Fired Combustion Turbine | 131.8 | NM | Dona Ana | 31.8047 | -106.5472 | 2013 | 5
EPE | Roadrunner Solar | 57338 | 1 |  |  | Solar Photovoltaic | 20.2 | NM | Dona Ana | 31.7928 | -106.6733 | 2011 | 8
EPE | SunE EPE1 LLC | 57986 | 1 |  |  | Solar Photovoltaic | 10 | NM | Dona Ana | 32.0344 | -106.341 | 2012 | 6
EPE | SunE EPE2 LLC | 57985 | 1 |  |  | Solar Photovoltaic | 12 | NM | Dona Ana | 32.2517 | -106.9133 | 2012 | 5
ERCO | 2W Permian Solar Project Hybrid | 63255 | 2WPBA |  |  | Batteries | 40 | TX | Andrews | 32.1164 | -102.5283 | 2021 | 10
ERCO | 2W Permian Solar Project Hybrid | 63255 | 2WPSO |  |  | Solar Photovoltaic | 420 | TX | Andrews | 32.1164 | -102.5283 | 2021 | 8
ERCO | 7V Solar Ranch | 64239 | 7V1 |  |  | Solar Photovoltaic | 240 | TX | Fayette | 29.807 | -97.0741 | 2025 | 1
ERCO | ANSON Solar Center, LLC | 64026 | SF1 |  |  | Solar Photovoltaic | 200 | TX | Jones | 32.811 | -99.9175 | 2021 | 3
ERCO | AP Sunray LLC | 64258 | OCISR |  |  | Solar Photovoltaic | 203.5 | TX | Uvalde | 29.2918 | -99.6124 | 2024 | 8
ERCO | AbbVie Waco | 67308 | AB1 |  |  | Natural Gas Internal Combustion Engine | 0.4 | TX | McLennan | 31.4882 | -97.2006 | 2023 | 11
ERCO | AbbVie Waco | 67308 | AB10 |  |  | Natural Gas Internal Combustion Engine | 0.4 | TX | McLennan | 31.4882 | -97.2006 | 2023 | 11
ERCO | AbbVie Waco | 67308 | AB11 |  |  | Natural Gas Internal Combustion Engine | 0.4 | TX | McLennan | 31.4882 | -97.2006 | 2023 | 11
ERCO | AbbVie Waco | 67308 | AB12 |  |  | Natural Gas Internal Combustion Engine | 0.4 | TX | McLennan | 31.4882 | -97.2006 | 2023 | 11
ERCO | AbbVie Waco | 67308 | AB13 |  |  | Natural Gas Internal Combustion Engine | 0.4 | TX | McLennan | 31.4882 | -97.2006 | 2023 | 11
ERCO | AbbVie Waco | 67308 | AB14 |  |  | Natural Gas Internal Combustion Engine | 0.4 | TX | McLennan | 31.4882 | -97.2006 | 2023 | 11
ERCO | AbbVie Waco | 67308 | AB2 |  |  | Natural Gas Internal Combustion Engine | 0.4 | TX | McLennan | 31.4882 | -97.2006 | 2023 | 11
ERCO | AbbVie Waco | 67308 | AB3 |  |  | Natural Gas Internal Combustion Engine | 0.4 | TX | McLennan | 31.4882 | -97.2006 | 2023 | 11
ERCO | AbbVie Waco | 67308 | AB4 |  |  | Natural Gas Internal Combustion Engine | 0.4 | TX | McLennan | 31.4882 | -97.2006 | 2023 | 11
ERCO | AbbVie Waco | 67308 | AB5 |  |  | Natural Gas Internal Combustion Engine | 0.4 | TX | McLennan | 31.4882 | -97.2006 | 2023 | 11
ERCO | AbbVie Waco | 67308 | AB6 |  |  | Natural Gas Internal Combustion Engine | 0.4 | TX | McLennan | 31.4882 | -97.2006 | 2023 | 11
ERCO | AbbVie Waco | 67308 | AB7 |  |  | Natural Gas Internal Combustion Engine | 0.4 | TX | McLennan | 31.4882 | -97.2006 | 2023 | 11
ERCO | AbbVie Waco | 67308 | AB8 |  |  | Natural Gas Internal Combustion Engine | 0.4 | TX | McLennan | 31.4882 | -97.2006 | 2023 | 11
ERCO | AbbVie Waco | 67308 | AB9 |  |  | Natural Gas Internal Combustion Engine | 0.4 | TX | McLennan | 31.4882 | -97.2006 | 2023 | 11
ERCO | Abbott TP 3 | 3581 | 1 |  |  | Conventional Hydroelectric | 1.4 | TX | Guadalupe | 29.594 | -98.0407 | 1927 | 1
ERCO | Abbott TP 3 | 3581 | 2 |  |  | Conventional Hydroelectric | 1.4 | TX | Guadalupe | 29.594 | -98.0407 | 1927 | 1
ERCO | Ables Springs Solar & Storage | 66905 | BESS |  |  | Batteries | 100 | TX | Kaufman | 32.8196 | -96.1848 | 2025 | 11
ERCO | Ables Springs Solar & Storage | 66905 | SOLAR |  |  | Solar Photovoltaic | 151 | TX | Kaufman | 32.8196 | -96.1848 | 2025 | 11
ERCO | Aktina Solar | 64927 | AKS01 |  |  | Solar Photovoltaic | 500 | TX | Wharton | 29.122 | -96.276 | 2023 | 12
ERCO | Al Pastor Battery Storage Plant | 67721 | ALPTR |  |  | Batteries | 100.3 | TX | Dawson | 32.7171 | -101.9378 | 2024 | 11
ERCO | Alamo 6 | 59206 | OCIA6 |  |  | Solar Photovoltaic | 105 | TX | Pecos | 30.9931 | -102.2708 | 2017 | 3
ERCO | Alexis Solar, LLC | 64227 | 12001 |  |  | Solar Photovoltaic | 10 | TX | Brooks | 26.8891 | -98.2333 | 2019 | 12
ERCO | Alvin | 64293 | ALVIN |  |  | Batteries | 9.9 | TX | Brazoria | 29.4332 | -95.2494 | 2020 | 10
ERCO | Amadeus Wind Farm | 62142 | AM-TX |  |  | Onshore Wind Turbine | 250 | TX | Fisher | 32.9674 | -100.5643 | 2020 | 12
ERCO | Ameresco Dallas LLC | 58946 | ENG1 |  |  | Landfill Gas | 1.4 | TX | Dallas | 32.6486 | -96.6444 | 2011 | 2
ERCO | Ameresco Dallas LLC | 58946 | ENG2 |  |  | Landfill Gas | 1.4 | TX | Dallas | 32.6486 | -96.6444 | 2011 | 2
ERCO | Ameresco Dallas LLC | 58946 | ENG3 |  |  | Landfill Gas | 1.4 | TX | Dallas | 32.6486 | -96.6444 | 2011 | 2
ERCO | Amistad Dam & Power | 6128 | 1 |  |  | Conventional Hydroelectric | 33 | TX | Val Verde | 29.4498 | -101.0601 | 1983 | 6
ERCO | Amistad Dam & Power | 6128 | 2 |  |  | Conventional Hydroelectric | 33 | TX | Val Verde | 29.4498 | -101.0601 | 1983 | 10
ERCO | Anacacho Wind Farm, LLC | 58000 | ANA |  |  | Onshore Wind Turbine | 99.8 | TX | Kinney | 29.2347 | -100.2092 | 2012 | 12
ERCO | Anchor Wind IV;Ranchland Wind Project,LLC;Enel;ANCHOR |  |  | 0 | 0 | Onshore Wind Turbine | [7 empty] | 19.32 | TX | Eastland
ERCO | Anemoi Energy Storage | 67236 | ANEM1 |  |  | Batteries | 200 | TX | Hidalgo | 26.45 | -98.48 | 2024 | 6
ERCO | Angelo Solar | 68145 | ANGSO |  |  | Solar Photovoltaic | 195 | TX | Tom Green | 31.51 | -100.58 | 2025 | 1
ERCO | Angelo Storage | 68146 | ANGBA |  |  | Batteries | 100 | TX | Tom Green | 31.5136 | -100.5836 | 2025 | 2
ERCO | Angleton | 64295 | ANGLE |  |  | Batteries | 9.9 | TX | Brazoria | 29.1671 | -95.4406 | 2020 | 11
ERCO | Apogee Wind;EDF Renewables Development, Inc.;EDF Renewables;APOGEE |  |  | 0 | 0 | Onshore Wind Turbine | [7 empty] | 393.24 | TX | Haskell
ERCO | Appaloosa Run Wind | 65335 | WAPPA |  |  | Onshore Wind Turbine | 171.8 | TX | Upton | 31.1573 | -101.8316 | 2022 | 12
ERCO | Aragorn Solar Project | 63329 | IPAGN |  |  | Solar Photovoltaic | 187.2 | TX | Culberson | 31.72 | -104.4423 | 2021 | 12
ERCO | Arlington Outlet Hydroelectric Generator | 61355 | HY1 |  |  | Conventional Hydroelectric | 1.3 | TX | Tarrant | 32.6391 | -97.2429 | 2015 | 9
ERCO | Arthur Von Rosenberg | 7512 | 1 |  |  | Natural Gas Fired Combined Cycle | 187.5 | TX | Bexar | 29.257 | -98.384 | 2000 | 6
ERCO | Arthur Von Rosenberg | 7512 | 2 |  |  | Natural Gas Fired Combined Cycle | 187.5 | TX | Bexar | 29.257 | -98.384 | 2000 | 6
ERCO | Arthur Von Rosenberg | 7512 | 3 |  |  | Natural Gas Fired Combined Cycle | 200 | TX | Bexar | 29.257 | -98.384 | 2000 | 6
ERCO | Ascend Performance Materials Texas Inc. | 10418 | GEN1 |  |  | Natural Gas Steam Turbine | 6 | TX | Brazoria | 29.2558 | -95.2103 | 1993 | 6
ERCO | Ascend Performance Materials Texas Inc. | 10418 | GEN4 |  |  | Natural Gas Steam Turbine | 46.1 | TX | Brazoria | 29.2558 | -95.2103 | 2000 | 10
ERCO | Astra Wind Farm | 60856 | ASTRA |  |  | Onshore Wind Turbine | 163 | TX | Randall | 34.7695 | -102.0524 | 2017 | 5
ERCO | Austin | 3594 | 1 |  |  | Conventional Hydroelectric | 9 | TX | Travis | 30.2934 | -97.7844 | 1940 | 4
ERCO | Austin | 3594 | 2 |  |  | Conventional Hydroelectric | 9 | TX | Travis | 30.2934 | -97.7844 | 1940 | 4
ERCO | Austin Gas Recovery | 56524 | GEN1 |  |  | Landfill Gas | 1.6 | TX | Travis | 30.3344 | -97.6217 | 2007 | 10
ERCO | Austin Gas Recovery | 56524 | GEN2 |  |  | Landfill Gas | 1.6 | TX | Travis | 30.3344 | -97.6217 | 2007 | 10
ERCO | Austin Gas Recovery | 56524 | GEN3 |  |  | Landfill Gas | 1.6 | TX | Travis | 30.3344 | -97.6217 | 2007 | 10
ERCO | Austin TX GigaFactory | 65070 | C02 |  |  | Solar Photovoltaic | 1.9 | TX | Travis | 30.2202 | -97.6197 | 2023 | 7
ERCO | Aviator Wind | 63209 | AVTOR |  |  | Onshore Wind Turbine | 525 | TX | Coke | 31.7926 | -100.6973 | 2021 | 6
ERCO | Azure Sky Solar | 63905 | ASKYB |  |  | Batteries | 91.2 | TX | Haskell | 33.0216 | -99.6146 | 2022 | 6
ERCO | Azure Sky Solar | 63905 | ASKYS |  |  | Solar Photovoltaic | 225 | TX | Haskell | 33.0216 | -99.6146 | 2021 | 7
ERCO | Azure Sky Wind Project, LLC Hybrid | 64164 | ASWBE |  |  | Batteries | 120 | TX | Throckmorton | 33.1691 | -99.266 | 2024 | 4
ERCO | Azure Sky Wind Project, LLC Hybrid | 64164 | ASWWT |  |  | Onshore Wind Turbine | 350.2 | TX | Throckmorton | 33.1691 | -99.266 | 2024 | 8
ERCO | BASF Freeport Works | 55311 | GEN1 |  |  | Natural Gas Fired Combustion Turbine | 81 | TX | Brazoria | 29.002 | -95.394 | 1999 | 5
ERCO | BASF Freeport Works | 55311 | GEN2 |  |  | All Other | 11.7 | TX | Brazoria | 29.002 | -95.394 | 1999 | 6
ERCO | BMP Wind (TX) | 62809 | BMP |  |  | Onshore Wind Turbine | 340 | TX | Callahan | 32.2894 | -99.2916 | 2021 | 12
ERCO | BP Chemicals Green Lake Plant | 50404 | TG2 |  |  | All Other | 15 | TX | Calhoun | 28.5707 | -96.8333 | 1989 | 3
ERCO | BP Chemicals Green Lake Plant | 50404 | TG3 |  |  | All Other | 23.8 | TX | Calhoun | 28.5707 | -96.8333 | 1997 | 1
ERCO | BPL Crown Solar LLC | 64259 | OCICR |  |  | Solar Photovoltaic | 100 | TX | Falls | 31.3467 | -97.0828 | 2024 | 1
ERCO | BPL Files Solar | 66324 | FILES |  |  | Solar Photovoltaic | 157.5 | TX | Hill | 32.184 | -97.0714 | 2023 | 8
ERCO | BPL Sol Solar LLC | 64260 | OCISO |  |  | Solar Photovoltaic | 100 | TX | Falls | 31.3467 | -97.0828 | 2024 | 2
ERCO | BT Cooke Solar, LLC | 62773 | BTCOO |  |  | Solar Photovoltaic | 59 | TX | Cooke | 33.5493 | -97.1798 | 2020 | 12
ERCO | BUC00040 | 66561 | B0401 |  |  | Natural Gas Internal Combustion Engine | 0.4 | TX | Fort Bend | 29.7879 | -95.7991 | 2017 | 7
ERCO | BUC00040 | 66561 | B0402 |  |  | Natural Gas Internal Combustion Engine | 0.4 | TX | Fort Bend | 29.7879 | -95.7991 | 2017 | 7
ERCO | BUC00040 | 66561 | B0403 |  |  | Natural Gas Internal Combustion Engine | 0.4 | TX | Fort Bend | 29.7879 | -95.7991 | 2017 | 7
ERCO | BUC00040 | 66561 | B0404 |  |  | Natural Gas Internal Combustion Engine | 0.4 | TX | Fort Bend | 29.7879 | -95.7991 | 2017 | 7
ERCO | Bacliff | 60264 | BCGT1 |  |  | Natural Gas Fired Combustion Turbine | 71.2 | TX | Galveston | 29.4923 | -94.9848 | 2018 | 7
ERCO | Bacliff | 60264 | BCGT2 |  |  | Natural Gas Fired Combustion Turbine | 71.2 | TX | Galveston | 29.4923 | -94.9848 | 2018 | 7
ERCO | Bacliff | 60264 | BCGT3 |  |  | Natural Gas Fired Combustion Turbine | 71.2 | TX | Galveston | 29.4923 | -94.9848 | 2018 | 7
ERCO | Bacliff | 60264 | BCGT4 |  |  | Natural Gas Fired Combustion Turbine | 71.2 | TX | Galveston | 29.4923 | -94.9848 | 2018 | 7
ERCO | Bacliff | 60264 | BCGT5 |  |  | Natural Gas Fired Combustion Turbine | 71.2 | TX | Galveston | 29.4923 | -94.9848 | 2018 | 7
ERCO | Bacliff | 60264 | BCGT6 |  |  | Natural Gas Fired Combustion Turbine | 71.2 | TX | Galveston | 29.4923 | -94.9848 | 2018 | 7
ERCO | Baffin Wind | 57927 | 1 |  |  | Onshore Wind Turbine | 188 | TX | Kenedy | 27.1847 | -97.5982 | 2014 | 12
ERCO | Bakke | 65535 | BAK1 |  |  | Petroleum Liquids | 0.6 | TX | Andrews | 32.2959 | -102.54 | 2013 | 7
ERCO | Bakke | 65535 | BAK10 |  |  | Petroleum Liquids | 0.6 | TX | Andrews | 32.2959 | -102.54 | 2013 | 7
ERCO | Bakke | 65535 | BAK11 |  |  | Petroleum Liquids | 0.6 | TX | Andrews | 32.2959 | -102.54 | 2013 | 7
ERCO | Bakke | 65535 | BAK12 |  |  | Petroleum Liquids | 0.6 | TX | Andrews | 32.2959 | -102.54 | 2013 | 7
ERCO | Bakke | 65535 | BAK13 |  |  | Petroleum Liquids | 0.6 | TX | Andrews | 32.2959 | -102.54 | 2013 | 7
ERCO | Bakke | 65535 | BAK14 |  |  | Petroleum Liquids | 0.6 | TX | Andrews | 32.2959 | -102.54 | 2013 | 7
ERCO | Bakke | 65535 | BAK15 |  |  | Petroleum Liquids | 0.6 | TX | Andrews | 32.2959 | -102.54 | 2013 | 7
ERCO | Bakke | 65535 | BAK2 |  |  | Petroleum Liquids | 0.6 | TX | Andrews | 32.2959 | -102.54 | 2013 | 7
ERCO | Bakke | 65535 | BAK3 |  |  | Petroleum Liquids | 0.6 | TX | Andrews | 32.2959 | -102.54 | 2013 | 7
ERCO | Bakke | 65535 | BAK4 |  |  | Petroleum Liquids | 0.6 | TX | Andrews | 32.2959 | -102.54 | 2013 | 7
ERCO | Bakke | 65535 | BAK5 |  |  | Petroleum Liquids | 0.6 | TX | Andrews | 32.2959 | -102.54 | 2013 | 7
ERCO | Bakke | 65535 | BAK6 |  |  | Petroleum Liquids | 0.6 | TX | Andrews | 32.2959 | -102.54 | 2013 | 7
ERCO | Bakke | 65535 | BAK7 |  |  | Petroleum Liquids | 0.6 | TX | Andrews | 32.2959 | -102.54 | 2013 | 7
ERCO | Bakke | 65535 | BAK8 |  |  | Petroleum Liquids | 0.6 | TX | Andrews | 32.2959 | -102.54 | 2013 | 7
ERCO | Bakke | 65535 | BAK9 |  |  | Petroleum Liquids | 0.6 | TX | Andrews | 32.2959 | -102.54 | 2013 | 7
ERCO | Bandera Electric Coop PV | 61205 | PV1 |  |  | Solar Photovoltaic | 1.5 | TX | Real | 29.681 | -99.7622 | 2017 | 2
ERCO | Barilla Solar | 58710 | BRLA |  |  | Solar Photovoltaic | 30.2 | TX | Pecos | 30.96 | -103.35 | 2015 | 6
ERCO | Barney M Davis | 4939 | 1 |  |  | Natural Gas Steam Turbine | 352 | TX | Nueces | 27.6064 | -97.3117 | 1974 | 5
ERCO | Barney M Davis | 4939 | 2 |  |  | Natural Gas Fired Combined Cycle | 351 | TX | Nueces | 27.6064 | -97.3117 | 1976 | 7
ERCO | Barney M Davis | 4939 | 3 |  |  | Natural Gas Fired Combined Cycle | 189.6 | TX | Nueces | 27.6064 | -97.3117 | 2010 | 3
ERCO | Barney M Davis | 4939 | 4 |  |  | Natural Gas Fired Combined Cycle | 189.6 | TX | Nueces | 27.6064 | -97.3117 | 2010 | 3
ERCO | Barton Chapel Wind Farm | 57156 | BC |  |  | Onshore Wind Turbine | 120 | TX | Jack | 33.0522 | -98.3284 | 2009 | 1
ERCO | Bastrop Energy Center | 55168 | 0001 |  |  | Natural Gas Fired Combined Cycle | 188.2 | TX | Bastrop | 30.1458 | -97.55 | 2002 | 5
ERCO | Bastrop Energy Center | 55168 | 0002 |  |  | Natural Gas Fired Combined Cycle | 188.2 | TX | Bastrop | 30.1458 | -97.55 | 2002 | 5
ERCO | Bastrop Energy Center | 55168 | 0003 |  |  | Natural Gas Fired Combined Cycle | 242.3 | TX | Bastrop | 30.1458 | -97.55 | 2002 | 5
ERCO | Bat Cave | 64312 | BC |  |  | Batteries | 100 | TX | Mason | 30.7377 | -99.2318 | 2021 | 10
ERCO | BayWa r.e Mozart LLC | 58048 | 1 |  |  | Onshore Wind Turbine | 30 | TX | Kent | 32.9697 | -100.5242 | 2012 | 12
ERCO | Bayou Cogen Plant | 10298 | GT1 |  |  | Natural Gas Fired Combustion Turbine | 79.6 | TX | Harris | 29.6225 | -95.0458 | 2014 | 5
ERCO | Bayou Cogen Plant | 10298 | GT2 |  |  | Natural Gas Fired Combustion Turbine | 79.6 | TX | Harris | 29.6225 | -95.0458 | 2016 | 1
ERCO | Bayou Cogen Plant | 10298 | GT3 |  |  | Natural Gas Fired Combustion Turbine | 79.6 | TX | Harris | 29.6225 | -95.0458 | 2015 | 1
ERCO | Bayou Cogen Plant | 10298 | GT4 |  |  | Natural Gas Fired Combustion Turbine | 79.6 | TX | Harris | 29.6225 | -95.0458 | 2015 | 1
ERCO | Baytown Energy Center | 55327 | CTG1 |  |  | Natural Gas Fired Combined Cycle | 219.3 | TX | Chambers | 29.7731 | -94.9019 | 2002 | 6
ERCO | Baytown Energy Center | 55327 | CTG2 |  |  | Natural Gas Fired Combined Cycle | 219.3 | TX | Chambers | 29.7731 | -94.9019 | 2002 | 6
ERCO | Baytown Energy Center | 55327 | CTG3 |  |  | Natural Gas Fired Combined Cycle | 219.3 | TX | Chambers | 29.7731 | -94.9019 | 2002 | 6
ERCO | Baytown Energy Center | 55327 | STG1 |  |  | Natural Gas Fired Combined Cycle | 275 | TX | Chambers | 29.7731 | -94.9019 | 2002 | 6
ERCO | Beachwood II Power Station;Mark One II LLC;WattBridge; BCH |  |  | 0 | 0 | Natural Gas Fired Combustion Turbine | [7 empty] | 102 | TX | Brazoria
ERCO | Bearkat | 59972 | BRKAT |  |  | Onshore Wind Turbine | 196.7 | TX | Glasscock | 31.7272 | -101.582 | 2018 | 2
ERCO | Bernard Creek Solar | 65034 | CSBS1 |  |  | Solar Photovoltaic | 230 | TX | Wharton | 29.4553 | -96.0883 | 2023 | 12
ERCO | Big Elm Solar | 68180 | BELMS |  |  | Solar Photovoltaic | 200 | TX | Bell | 31.1411 | -97.217 | 2025 | 1
ERCO | Big Spring Wind Power Facility | 54979 | WIND |  |  | Onshore Wind Turbine | 34.3 | TX | Howard | 32.2075 | -101.3883 | 1998 | 12
ERCO | Big Star Solar, LLC (Hybrid) | 64202 | BGSTB |  |  | Batteries | 80 | TX | Bastrop | 29.8941 | -97.2705 | 2025 | 10
ERCO | Big Star Solar, LLC (Hybrid) | 64202 | BGSTS |  |  | Solar Photovoltaic | 200 | TX | Bastrop | 29.8941 | -97.2705 | 2025 | 3
ERCO | Blackjack Creek Wind Farm | 62783 | BLKJK |  |  | Onshore Wind Turbine | 239.6 | TX | Bee | 28.2078 | -97.5227 | 2023 | 5
ERCO | Blue Cloud Wind Energy LLC | 60270 | WT1 |  |  | Onshore Wind Turbine | 148.4 | TX | Bailey | 34.0382 | -102.6652 | 2018 | 12
ERCO | Blue Jay Solar I, LLC | 64672 | BLUEJ |  |  | Batteries | 51.6 | TX | Grimes | 30.7053 | -96.0698 | 2023 | 6
ERCO | Blue Summit II Wind | 61970 | BSII |  |  | Onshore Wind Turbine | 99.4 | TX | Wilbarger | 34.2259 | -99.478 | 2019 | 1
ERCO | Blue Summit III Wind | 62566 | BS3 |  |  | Onshore Wind Turbine | 200.2 | TX | Hardeman | 34.1705 | -99.5634 | 2019 | 12
ERCO | Blue Summit Storage, LLC | 60690 | WBSS |  |  | Batteries | 30 | TX | Wilbarger | 34.299 | -99.399 | 2017 | 8
ERCO | Blue Summit Wind LLC | 58372 | GEN1 |  |  | Onshore Wind Turbine | 135.4 | TX | Wilbarger | 34.2929 | -99.3677 | 2012 | 12
ERCO | Blue Wing Solar Energy Generation | 57197 | 1 |  |  | Solar Photovoltaic | 13.9 | TX | Bexar | 29.3042 | -98.4003 | 2010 | 11
ERCO | Bluebell Solar | 60789 | UNIT1 |  |  | Solar Photovoltaic | 30 | TX | Sterling | 31.87 | -100.828 | 2018 | 11
ERCO | Bluebell Solar II | 63351 | BBS2 |  |  | Solar Photovoltaic | 115 | TX | Sterling | 31.888 | -100.825 | 2020 | 12
ERCO | Bobcat Bluff Wind Project LLC | 57974 | GEN1 |  |  | Onshore Wind Turbine | 161 | TX | Archer | 33.4931 | -98.5819 | 2012 | 12
ERCO | Borden County BESS | 66804 | 1 |  |  | Batteries | 150 | TX | Borden | 32.7223 | -101.6385 | 2024 | 8
ERCO | Bovine | 61867 | GEN1 |  |  | Solar Photovoltaic | 10 | TX | Austin | 29.6313 | -96.0769 | 2018 | 12
ERCO | Braes Bayou Plant | 64383 | CTG-1 |  |  | Natural Gas Fired Combustion Turbine | 60.5 | TX | Fort Bend | 29.4803 | -95.6203 | 2022 | 8
ERCO | Braes Bayou Plant | 64383 | CTG-2 |  |  | Natural Gas Fired Combustion Turbine | 60.5 | TX | Fort Bend | 29.4803 | -95.6203 | 2022 | 6
ERCO | Braes Bayou Plant | 64383 | CTG-3 |  |  | Natural Gas Fired Combustion Turbine | 60.5 | TX | Fort Bend | 29.4803 | -95.6203 | 2022 | 5
ERCO | Braes Bayou Plant | 64383 | CTG-4 |  |  | Natural Gas Fired Combustion Turbine | 60.5 | TX | Fort Bend | 29.4803 | -95.6203 | 2022 | 5
ERCO | Braes Bayou Plant | 64383 | CTG-5 |  |  | Natural Gas Fired Combustion Turbine | 60.5 | TX | Fort Bend | 29.4803 | -95.6203 | 2022 | 5
ERCO | Braes Bayou Plant | 64383 | CTG-6 |  |  | Natural Gas Fired Combustion Turbine | 60.5 | TX | Fort Bend | 29.4803 | -95.6203 | 2022 | 2
ERCO | Braes Bayou Plant | 64383 | CTG-7 |  |  | Natural Gas Fired Combustion Turbine | 60.5 | TX | Fort Bend | 29.4803 | -95.6203 | 2022 | 5
ERCO | Braes Bayou Plant | 64383 | CTG-8 |  |  | Natural Gas Fired Combustion Turbine | 60.5 | TX | Fort Bend | 29.4803 | -95.6203 | 2022 | 5
ERCO | Brazoria | 64296 | BRAZ |  |  | Batteries | 9.9 | TX | Brazoria | 29.0626 | -95.5776 | 2020 | 11
ERCO | Brazoria County Solar Project (Danciger) | 66046 | BRZ01 |  |  | Solar Photovoltaic | 200 | TX | Brazoria | 29.1779 | -95.7612 | 2022 | 7
ERCO | Brazoria West | 64447 | GEN1 |  |  | Solar Photovoltaic | 200 | TX | Brazoria | 29.191 | -95.663 | 2022 | 9
ERCO | Brazos Bend BESS, LLC | 66690 | BEND |  |  | Batteries | 100 | TX | Fort Bend | 29.5632 | -95.8002 | 2024 | 9
ERCO | Brazos Wind Farm | 56111 | GEN1 |  |  | Onshore Wind Turbine | 182.4 | TX | Scurry | 32.9479 | -101.1478 | 2003 | 12
ERCO | Briar Creek Solar 1 | 63769 | TXBC1 |  |  | Solar Photovoltaic | 127 | TX | Navarro | 32.0675 | -96.5851 | 2021 | 12
ERCO | Bridgeport Gas Processing Plant | 55053 | 14 |  |  | Natural Gas Internal Combustion Engine | 0.8 | TX | Wise | 33.1958 | -97.8025 | 2013 | 4
ERCO | Bridgeport Gas Processing Plant | 55053 | 15 |  |  | Natural Gas Internal Combustion Engine | 0.8 | TX | Wise | 33.1958 | -97.8025 | 2013 | 4
ERCO | Bridgeport Gas Processing Plant | 55053 | 16 |  |  | Natural Gas Internal Combustion Engine | 0.8 | TX | Wise | 33.1958 | -97.8025 | 2013 | 4
ERCO | Bridgeport Gas Processing Plant | 55053 | 17 |  |  | Natural Gas Internal Combustion Engine | 0.8 | TX | Wise | 33.1958 | -97.8025 | 2013 | 4
ERCO | Bridgeport Gas Processing Plant | 55053 | 2723 |  |  | Natural Gas Internal Combustion Engine | 0.8 | TX | Wise | 33.1958 | -97.8025 | 2009 | 12
ERCO | Bridgeport Gas Processing Plant | 55053 | 654 |  |  | Natural Gas Internal Combustion Engine | 0.8 | TX | Wise | 33.1958 | -97.8025 | 2000 | 7
ERCO | Bridgeport Gas Processing Plant | 55053 | 655 |  |  | Natural Gas Internal Combustion Engine | 0.8 | TX | Wise | 33.1958 | -97.8025 | 2001 | 2
ERCO | Bridgeport Gas Processing Plant | 55053 | 656 |  |  | Natural Gas Internal Combustion Engine | 0.8 | TX | Wise | 33.1958 | -97.8025 | 2001 | 2
ERCO | Bridgeport Gas Processing Plant | 55053 | 657 |  |  | Natural Gas Internal Combustion Engine | 0.8 | TX | Wise | 33.1958 | -97.8025 | 2001 | 4
ERCO | Bridgeport Gas Processing Plant | 55053 | 658 |  |  | Natural Gas Internal Combustion Engine | 0.8 | TX | Wise | 33.1958 | -97.8025 | 2001 | 2
ERCO | Bridgeport Gas Processing Plant | 55053 | 666 |  |  | Natural Gas Internal Combustion Engine | 0.8 | TX | Wise | 33.1958 | -97.8025 | 2001 | 9
ERCO | Bridgeport Gas Processing Plant | 55053 | 667 |  |  | Natural Gas Internal Combustion Engine | 0.8 | TX | Wise | 33.1958 | -97.8025 | 2001 | 9
ERCO | Bridgeport Gas Processing Plant | 55053 | 671 |  |  | Natural Gas Internal Combustion Engine | 0.8 | TX | Wise | 33.1958 | -97.8025 | 2002 | 9
ERCO | Bright Arrow Solar, LLC | 66688 | BASS |  |  | Solar Photovoltaic | 300 | TX | Hopkins | 33.2239 | -95.7308 | 2025 | 5
ERCO | Bright Arrow Solar, LLC | 66688 | BASS1 |  |  | Batteries | 103.6 | TX | Hopkins | 33.2239 | -95.7308 | 2025 | 5
ERCO | Brightside | 63223 | UNIT1 |  |  | Solar Photovoltaic | 50.7 | TX | Bee | 28.431 | -97.8896 | 2022 | 5
ERCO | Briscoe Wind Farm | 59734 | BFW |  |  | Onshore Wind Turbine | 150 | TX | Briscoe | 34.4323 | -101.2372 | 2015 | 10
ERCO | Bronson | 61868 | GEN1 |  |  | Solar Photovoltaic | 10 | TX | Fort Bend | 29.5375 | -95.9695 | 2018 | 12
ERCO | Brotman Power Station | 65373 | CTG-1 |  |  | Natural Gas Fired Combustion Turbine | 60.5 | TX | Brazoria | 29.3641 | -95.4351 | 2023 | 5
ERCO | Brotman Power Station | 65373 | CTG-2 |  |  | Natural Gas Fired Combustion Turbine | 60.5 | TX | Brazoria | 29.3641 | -95.4351 | 2023 | 5
ERCO | Brotman Power Station | 65373 | CTG-3 |  |  | Natural Gas Fired Combustion Turbine | 60.5 | TX | Brazoria | 29.3641 | -95.4351 | 2023 | 5
ERCO | Brotman Power Station | 65373 | CTG-4 |  |  | Natural Gas Fired Combustion Turbine | 60.5 | TX | Brazoria | 29.3641 | -95.4351 | 2023 | 5
ERCO | Brotman Power Station | 65373 | CTG-5 |  |  | Natural Gas Fired Combustion Turbine | 60.5 | TX | Brazoria | 29.3641 | -95.4351 | 2023 | 5
ERCO | Brotman Power Station | 65373 | CTG-6 |  |  | Natural Gas Fired Combustion Turbine | 60.5 | TX | Brazoria | 29.3641 | -95.4351 | 2023 | 5
ERCO | Bruennings Breeze Wind Farm | 59066 | MVII |  |  | Onshore Wind Turbine | 228 | TX | Willacy | 26.5222 | -97.6911 | 2017 | 12
ERCO | Bryan (TX) | 3561 | 7 |  |  | Natural Gas Fired Combustion Turbine | 22 | TX | Brazos | 30.6474 | -96.3723 | 1975 | 5
ERCO | Bryan Solar, LLC | 58488 | 1 |  |  | Solar Photovoltaic | 10 | TX | Presidio | 29.6 | -104.3 | 2013 | 6
ERCO | Buchanan Dam (TX) | 3595 | 1 |  |  | Conventional Hydroelectric | 18.3 | TX | Llano | 30.7507 | -98.4176 | 1938 | 1
ERCO | Buchanan Dam (TX) | 3595 | 2 |  |  | Conventional Hydroelectric | 18.3 | TX | Llano | 30.7507 | -98.4176 | 1938 | 1
ERCO | Buchanan Dam (TX) | 3595 | 3 |  |  | Conventional Hydroelectric | 18.3 | TX | Llano | 30.7507 | -98.4176 | 1950 | 5
ERCO | Buckthorn Westex | 60044 | BKTH1 |  |  | Solar Photovoltaic | 154 | TX | Pecos | 30.5755 | -102.5513 | 2018 | 5
ERCO | Buckthorn Wind | 60983 | BWIND |  |  | Onshore Wind Turbine | 100.5 | TX | Erath | 32.3713 | -98.3774 | 2017 | 12
ERCO | Buffalo Gap 2 Wind Farm | 56484 | 1 |  |  | Onshore Wind Turbine | 232.5 | TX | Nolan | 32.3182 | -100.177 | 2007 | 7
ERCO | Buffalo Gap 3 Wind Farm | 56638 | GEN1 |  |  | Onshore Wind Turbine | 170.2 | TX | Nolan | 32.2878 | -100.1 | 2008 | 8
ERCO | Buffalo Gap Wind Farm | 56240 | 1 |  |  | Onshore Wind Turbine | 120.6 | TX | Taylor | 32.3116 | -100.0616 | 2006 | 4
ERCO | Bull Creek Wind | 56956 | 001 |  |  | Onshore Wind Turbine | 180 | TX | Borden | 32.929 | -101.5786 | 2008 | 12
ERCO | Burksol Energy Storage | 67968 | BES |  |  | Batteries | 100 | TX | Dickens | 33.7815 | -100.8775 | 2025 | 3
ERCO | Byrd Ranch Storage | 65259 | P1 |  |  | Batteries | 50 | TX | Brazoria | 29.056 | -95.686 | 2022 | 11
ERCO | C R Wing Cogen Plant | 52176 | GEN1 |  |  | Natural Gas Fired Combined Cycle | 77.5 | TX | Howard | 32.2732 | -101.4224 | 1987 | 7
ERCO | C R Wing Cogen Plant | 52176 | GEN2 |  |  | Natural Gas Fired Combined Cycle | 77.5 | TX | Howard | 32.2732 | -101.4224 | 1987 | 7
ERCO | C R Wing Cogen Plant | 52176 | GEN3 |  |  | Natural Gas Fired Combined Cycle | 75 | TX | Howard | 32.2732 | -101.4224 | 1988 | 4
ERCO | CFB Power Plant | 56708 | G2101 |  |  | Natural Gas Steam Turbine | 155 | TX | Calhoun | 28.6503 | -96.5397 | 2012 | 5
ERCO | CFB Power Plant | 56708 | G2201 |  |  | Natural Gas Steam Turbine | 155 | TX | Calhoun | 28.6503 | -96.5397 | 2012 | 3
ERCO | CG PS Victoria WWTP, LLC | 66992 | VWWTP |  |  | Petroleum Liquids | 1.3 | TX | Victoria | 28.7935 | -97.0122 | 2020 | 2
ERCO | CISCO BESS | 66795 | CISCO |  |  | Batteries | 9.9 | TX | Eastland | 32.3915 | -98.9782 | 2024 | 10
ERCO | COP Pegasus Solar;HAZELPOD;ConocoPhillips Company;ConocoPhillips |  |  | 0 | 0 | Solar Photovoltaic | [7 empty] | 9.96 | TX | Upton
ERCO | CPS 1 Community Solar | 60472 | CPS1 |  |  | Solar Photovoltaic | 1 | TX | Bexar | 29.378 | -98.2692 | 2016 | 8
ERCO | Cactus Flats Wind Energy Project | 61001 | WT1 |  |  | Onshore Wind Turbine | 148.4 | TX | Concho | 31.1125 | -100.0281 | 2018 | 7
ERCO | Callahan Divide Wind Energy Center | 56270 | 1 |  |  | Onshore Wind Turbine | 114 | TX | Taylor | 32.3039 | -100.0217 | 2005 | 3
ERCO | Callisto I Energy Center | 66338 | CALL1 |  |  | Batteries | 223.4 | TX | Harris | 29.6468 | -95.4505 | 2024 | 8
ERCO | Cameron Storage;Cameron Wind 1, LLC;Apex Clean Energy;CAMWIND |  |  | 0 | 0 | Batteries | [7 empty] | 18 | TX | Cameron
ERCO | Cameron Wind 1 LLC | 59118 | CAM1 |  |  | Onshore Wind Turbine | 165 | TX | Cameron | 26.1953 | -97.4661 | 2015 | 12
ERCO | Canadian Breaks, LLC | 63030 | CBRKS |  |  | Onshore Wind Turbine | 210.1 | TX | Deaf Smith | 35.2002 | -102.3155 | 2019 | 12
ERCO | Canyon | 791 | 1 |  |  | Conventional Hydroelectric | 3 | TX | Comal | 29.8706 | -98.1947 | 1989 | 1
ERCO | Canyon | 791 | 2 |  |  | Conventional Hydroelectric | 3 | TX | Comal | 29.8706 | -98.1947 | 1989 | 1
ERCO | Canyon Wind Project, LLC | 60271 | WT1 |  |  | Onshore Wind Turbine | 308.8 | TX | Scurry | 32.6311 | -101.0085 | 2024 | 1
ERCO | Capricorn Ridge Wind LLC | 56763 | 1 |  |  | Onshore Wind Turbine | 149.5 | TX | Sterling | 31.952 | -101.0189 | 2007 | 11
ERCO | Capricorn Ridge Wind LLC | 56763 | 2 |  |  | Onshore Wind Turbine | 214.5 | TX | Sterling | 31.952 | -101.0189 | 2007 | 11
ERCO | Capricorn Ridge Wind LLC | 56763 | 3 |  |  | Onshore Wind Turbine | 186 | TX | Sterling | 31.952 | -101.0189 | 2008 | 4
ERCO | Capricorn Ridge Wind LLC | 56763 | 4 |  |  | Onshore Wind Turbine | 112.5 | TX | Sterling | 31.952 | -101.0189 | 2008 | 5
ERCO | Cascade Solar (TX) | 61875 | GEN1 |  |  | Solar Photovoltaic | 10 | TX | Wharton | 29.2054 | -96.0234 | 2019 | 4
ERCO | Castle Gap Solar Hybrid | 60123 | BAT1 |  |  | Batteries | 9.9 | TX | Upton | 31.255 | -102.272 | 2019 | 6
ERCO | Castle Gap Solar Hybrid | 60123 | CGAP |  |  | Solar Photovoltaic | 180 | TX | Upton | 31.255 | -102.272 | 2018 | 5
ERCO | Castle Gap Wind | 65790 | CGWIN |  |  | Onshore Wind Turbine | 196.8 | TX | Mills | 31.3938 | -98.3594 | 2023 | 10
ERCO | CatanSolar | 64079 | CS |  |  | Solar Photovoltaic | 10 | TX | Karnes | 28.8716 | -97.6969 | 2020 | 12
ERCO | Caterina | 65809 | CATER |  |  | Batteries | 9.9 | TX | Dimmit | 28.347 | -99.6737 | 2022 | 8
ERCO | Cattlemen Solar Park | 66168 | GEN01 |  |  | Solar Photovoltaic | 240 | TX | Milam | 31.0457 | -96.8586 | 2025 | 10
ERCO | Cedar Bayou | 3460 | 1 |  |  | Natural Gas Steam Turbine | 765 | TX | Chambers | 29.75 | -94.9256 | 1970 | 12
ERCO | Cedar Bayou | 3460 | 2 |  |  | Natural Gas Steam Turbine | 765 | TX | Chambers | 29.75 | -94.9256 | 1972 | 3
ERCO | Cedar Bayou 4 | 56806 | 4 |  |  | Natural Gas Fired Combined Cycle | 178.5 | TX | Chambers | 29.7516 | -94.9231 | 2009 | 6
ERCO | Cedar Bayou 4 | 56806 | 41 |  |  | Natural Gas Fired Combined Cycle | 178.5 | TX | Chambers | 29.7516 | -94.9231 | 2009 | 6
ERCO | Cedar Bayou 4 | 56806 | 42 |  |  | Natural Gas Fired Combined Cycle | 178.5 | TX | Chambers | 29.7516 | -94.9231 | 2009 | 6
ERCO | Cedarville (TX) | 65810 | CDRVL |  |  | Batteries | 9.9 | TX | Reeves | 31.5141 | -103.4524 | 2022 | 6
ERCO | Cedro Hill Wind LLC | 57260 | 1 |  |  | Onshore Wind Turbine | 150 | TX | Webb | 27.5761 | -98.9053 | 2010 | 12
ERCO | Cedro Hill Wind LLC | 57260 | 2 |  |  | Onshore Wind Turbine | 150 | TX | Webb | 27.5761 | -98.9053 | 2010 | 12
ERCO | Central Utility Plant | 10184 | EG1 |  |  | Natural Gas Internal Combustion Engine | 6 | TX | Travis | 30.3974 | -97.8426 | 1988 | 7
ERCO | Central Utility Plant | 10184 | EG2 |  |  | Natural Gas Internal Combustion Engine | 6 | TX | Travis | 30.3974 | -97.8426 | 1988 | 7
ERCO | Central Utility Plant | 10184 | TG1 |  |  | Natural Gas Steam Turbine | 2.3 | TX | Travis | 30.3974 | -97.8426 | 1988 | 7
ERCO | Central Utility Plant - Texas A&M | 58151 | GTG01 |  |  | Natural Gas Fired Combined Cycle | 34.1 | TX | Brazos | 30.6178 | -96.3433 | 2011 | 8
ERCO | Central Utility Plant - Texas A&M | 58151 | STG02 |  |  | Natural Gas Fired Combined Cycle | 11 | TX | Brazos | 30.6178 | -96.3433 | 2011 | 8
ERCO | Century BESS;BESS1;ESTX-PLD-GRANDPRAIRIE1, LLC;Prologis Inc. |  |  | 0 | 0 | Batteries | [7 empty] | 9.88 | TX | Tarrant
ERCO | Century Oak Wind Project, LLC | 67425 | COAKW |  |  | Onshore Wind Turbine | 151.5 | TX | Eastland | 32.4287 | -99.1591 | 2024 | 7
ERCO | Chamon Power LLC | 60460 | CH1 |  |  | Natural Gas Fired Combustion Turbine | 60.5 | TX | Harris | 29.8832 | -95.1113 | 2017 | 10
ERCO | Chamon Power LLC | 60460 | CH2 |  |  | Natural Gas Fired Combustion Turbine | 60.5 | TX | Harris | 29.8832 | -95.1113 | 2017 | 10
ERCO | Champion Wind Farm LLC | 56592 | CH1 |  |  | Onshore Wind Turbine | 126.5 | TX | Nolan | 32.3983 | -100.6481 | 2008 | 2
ERCO | Channel Energy Center LLC | 55299 | CTG1 |  |  | Natural Gas Fired Combined Cycle | 215 | TX | Harris | 29.7189 | -95.2319 | 2001 | 7
ERCO | Channel Energy Center LLC | 55299 | CTG2 |  |  | Natural Gas Fired Combined Cycle | 215 | TX | Harris | 29.7189 | -95.2319 | 2002 | 4
ERCO | Channel Energy Center LLC | 55299 | CTG3 |  |  | Natural Gas Fired Combined Cycle | 208.8 | TX | Harris | 29.7189 | -95.2319 | 2014 | 6
ERCO | Channel Energy Center LLC | 55299 | ST-1 |  |  | Natural Gas Fired Combined Cycle | 285 | TX | Harris | 29.7189 | -95.2319 | 2002 | 4
ERCO | Channelview Cogeneration Plant | 55187 | GT1 |  |  | Natural Gas Fired Combined Cycle | 192.1 | TX | Harris | 29.837 | -95.1217 | 2002 | 6
ERCO | Channelview Cogeneration Plant | 55187 | GT2 |  |  | Natural Gas Fired Combined Cycle | 192.1 | TX | Harris | 29.837 | -95.1217 | 2002 | 6
ERCO | Channelview Cogeneration Plant | 55187 | GT3 |  |  | Natural Gas Fired Combined Cycle | 192.1 | TX | Harris | 29.837 | -95.1217 | 2002 | 6
ERCO | Channelview Cogeneration Plant | 55187 | GT4 |  |  | Natural Gas Fired Combined Cycle | 192.1 | TX | Harris | 29.837 | -95.1217 | 2001 | 8
ERCO | Channelview Cogeneration Plant | 55187 | ST1 |  |  | Natural Gas Fired Combined Cycle | 149.9 | TX | Harris | 29.837 | -95.1217 | 2002 | 6
ERCO | Chapman Ranch Wind I | 59193 | CHA1 |  |  | Onshore Wind Turbine | 236 | TX | Nueces | 27.5925 | -97.5008 | 2017 | 10
ERCO | Chillingham Solar | 68065 | CHILS |  |  | Solar Photovoltaic | 350 | TX | Bell | 31.006 | -97.262 | 2025 | 10
ERCO | Chisholm Grid Energy Storage System | 63737 | CHS01 |  |  | Batteries | 100 | TX | Tarrant | 32.9044 | -97.3861 | 2021 | 10
ERCO | Chisum | 61810 | GEN1 |  |  | Solar Photovoltaic | 10 | TX | Lamar | 33.6329 | -95.3907 | 2018 | 12
ERCO | Citadel Battery Storage Plant | 67738 | CITDL |  |  | Batteries | 204 | TX | Harris | 29.874 | -95.0182 | 2024 | 12
ERCO | Citrus City | 65536 | CC1 |  |  | Petroleum Liquids | 0.6 | TX | Hidalgo | 26.321 | -98.3517 | 2013 | 8
ERCO | Citrus City | 65536 | CC10 |  |  | Petroleum Liquids | 0.6 | TX | Hidalgo | 26.321 | -98.3517 | 2013 | 8
ERCO | Citrus City | 65536 | CC11 |  |  | Petroleum Liquids | 0.6 | TX | Hidalgo | 26.321 | -98.3517 | 2013 | 8
ERCO | Citrus City | 65536 | CC12 |  |  | Petroleum Liquids | 0.6 | TX | Hidalgo | 26.321 | -98.3517 | 2013 | 8
ERCO | Citrus City | 65536 | CC13 |  |  | Petroleum Liquids | 0.6 | TX | Hidalgo | 26.321 | -98.3517 | 2013 | 8
ERCO | Citrus City | 65536 | CC14 |  |  | Petroleum Liquids | 0.6 | TX | Hidalgo | 26.321 | -98.3517 | 2013 | 8
ERCO | Citrus City | 65536 | CC15 |  |  | Petroleum Liquids | 0.6 | TX | Hidalgo | 26.321 | -98.3517 | 2013 | 8
ERCO | Citrus City | 65536 | CC2 |  |  | Petroleum Liquids | 0.6 | TX | Hidalgo | 26.321 | -98.3517 | 2013 | 8
ERCO | Citrus City | 65536 | CC3 |  |  | Petroleum Liquids | 0.6 | TX | Hidalgo | 26.321 | -98.3517 | 2013 | 8
ERCO | Citrus City | 65536 | CC4 |  |  | Petroleum Liquids | 0.6 | TX | Hidalgo | 26.321 | -98.3517 | 2013 | 8
ERCO | Citrus City | 65536 | CC5 |  |  | Petroleum Liquids | 0.6 | TX | Hidalgo | 26.321 | -98.3517 | 2013 | 8
ERCO | Citrus City | 65536 | CC6 |  |  | Petroleum Liquids | 0.6 | TX | Hidalgo | 26.321 | -98.3517 | 2013 | 8
ERCO | Citrus City | 65536 | CC7 |  |  | Petroleum Liquids | 0.6 | TX | Hidalgo | 26.321 | -98.3517 | 2013 | 8
ERCO | Citrus City | 65536 | CC8 |  |  | Petroleum Liquids | 0.6 | TX | Hidalgo | 26.321 | -98.3517 | 2013 | 8
ERCO | Citrus City | 65536 | CC9 |  |  | Petroleum Liquids | 0.6 | TX | Hidalgo | 26.321 | -98.3517 | 2013 | 8
ERCO | Clara | 65537 | CLA1 |  |  | Petroleum Liquids | 0.6 | TX | Harris | 29.8453 | -95.5539 | 2013 | 7
ERCO | Clara | 65537 | CLA10 |  |  | Petroleum Liquids | 0.6 | TX | Harris | 29.8453 | -95.5539 | 2013 | 7
ERCO | Clara | 65537 | CLA11 |  |  | Petroleum Liquids | 0.6 | TX | Harris | 29.8453 | -95.5539 | 2013 | 7
ERCO | Clara | 65537 | CLA12 |  |  | Petroleum Liquids | 0.6 | TX | Harris | 29.8453 | -95.5539 | 2013 | 7
ERCO | Clara | 65537 | CLA13 |  |  | Petroleum Liquids | 0.6 | TX | Harris | 29.8453 | -95.5539 | 2013 | 7
ERCO | Clara | 65537 | CLA14 |  |  | Petroleum Liquids | 0.6 | TX | Harris | 29.8453 | -95.5539 | 2013 | 7
ERCO | Clara | 65537 | CLA15 |  |  | Petroleum Liquids | 0.6 | TX | Harris | 29.8453 | -95.5539 | 2013 | 7
ERCO | Clara | 65537 | CLA2 |  |  | Petroleum Liquids | 0.6 | TX | Harris | 29.8453 | -95.5539 | 2013 | 7
ERCO | Clara | 65537 | CLA3 |  |  | Petroleum Liquids | 0.6 | TX | Harris | 29.8453 | -95.5539 | 2013 | 7
ERCO | Clara | 65537 | CLA4 |  |  | Petroleum Liquids | 0.6 | TX | Harris | 29.8453 | -95.5539 | 2013 | 7
ERCO | Clara | 65537 | CLA5 |  |  | Petroleum Liquids | 0.6 | TX | Harris | 29.8453 | -95.5539 | 2013 | 7
ERCO | Clara | 65537 | CLA6 |  |  | Petroleum Liquids | 0.6 | TX | Harris | 29.8453 | -95.5539 | 2013 | 7
ERCO | Clara | 65537 | CLA7 |  |  | Petroleum Liquids | 0.6 | TX | Harris | 29.8453 | -95.5539 | 2013 | 7
ERCO | Clara | 65537 | CLA8 |  |  | Petroleum Liquids | 0.6 | TX | Harris | 29.8453 | -95.5539 | 2013 | 7
ERCO | Clara | 65537 | CLA9 |  |  | Petroleum Liquids | 0.6 | TX | Harris | 29.8453 | -95.5539 | 2013 | 7
ERCO | CoServ Community Solar Station | 60427 | CSS1 |  |  | Solar Photovoltaic | 2 | TX | Denton | 33.2706 | -96.9792 | 2015 | 6
ERCO | Colbeck's Corner, LLC | 59068 | GVII |  |  | Onshore Wind Turbine | 200 | TX | Carson | 35.2542 | -101.1866 | 2016 | 5
ERCO | Coleto Creek | 6178 | 1 |  |  | Conventional Steam Coal | 622.4 | TX | Goliad | 28.7128 | -97.2142 | 1980 | 6
ERCO | Colorado Bend Energy Center | 56350 | CT1A |  |  | Natural Gas Fired Combined Cycle | 90 | TX | Wharton | 29.2878 | -96.0683 | 2002 | 5
ERCO | Colorado Bend Energy Center | 56350 | CT1B |  |  | Natural Gas Fired Combined Cycle | 90 | TX | Wharton | 29.2878 | -96.0683 | 2002 | 5
ERCO | Colorado Bend Energy Center | 56350 | CT2A |  |  | Natural Gas Fired Combined Cycle | 90 | TX | Wharton | 29.2878 | -96.0683 | 2002 | 5
ERCO | Colorado Bend Energy Center | 56350 | CT2B |  |  | Natural Gas Fired Combined Cycle | 90 | TX | Wharton | 29.2878 | -96.0683 | 2002 | 5
ERCO | Colorado Bend Energy Center | 56350 | CT4A |  |  | Natural Gas Fired Combustion Turbine | 37 | TX | Wharton | 29.2878 | -96.0683 | 2023 | 5
ERCO | Colorado Bend Energy Center | 56350 | CT4B |  |  | Natural Gas Fired Combustion Turbine | 37 | TX | Wharton | 29.2878 | -96.0683 | 2023 | 5
ERCO | Colorado Bend Energy Center | 56350 | ST1 |  |  | Natural Gas Fired Combined Cycle | 105.1 | TX | Wharton | 29.2878 | -96.0683 | 2007 | 5
ERCO | Colorado Bend Energy Center | 56350 | ST2 |  |  | Natural Gas Fired Combined Cycle | 115 | TX | Wharton | 29.2878 | -96.0683 | 2008 | 6
ERCO | Colorado Bend II | 60122 | CT7 |  |  | Natural Gas Fired Combined Cycle | 360.9 | TX | Wharton | 29.2894 | -96.0654 | 2017 | 6
ERCO | Colorado Bend II | 60122 | CT8 |  |  | Natural Gas Fired Combined Cycle | 360.9 | TX | Wharton | 29.2894 | -96.0654 | 2017 | 6
ERCO | Colorado Bend II | 60122 | STG9 |  |  | Natural Gas Fired Combined Cycle | 508.5 | TX | Wharton | 29.2894 | -96.0654 | 2017 | 6
ERCO | Comanche Peak | 6145 | 1 |  |  | Nuclear | 1215 | TX | Somervell | 32.2984 | -97.7855 | 1990 | 8
ERCO | Comanche Peak | 6145 | 2 |  |  | Nuclear | 1215 | TX | Somervell | 32.2984 | -97.7855 | 1993 | 4
ERCO | Commerce ESS | 62609 | BA1 |  |  | Batteries | 10 | TX | Bexar | 29.4344 | -98.6176 | 2019 | 6
ERCO | Commerce Solar | 62610 | PV1 |  |  | Solar Photovoltaic | 5 | TX | Bexar | 29.4344 | -98.6176 | 2019 | 12
ERCO | Concho Valley Solar, LLC | 65793 | CVS |  |  | Solar Photovoltaic | 172.8 | TX | Tom Green | 31.214 | -100.255 | 2023 | 5
ERCO | Coniglio Solar | 62772 | BTCON |  |  | Solar Photovoltaic | 123.6 | TX | Fannin | 33.4045 | -96.0825 | 2021 | 8
ERCO | Connolly BESS | 67861 | CNLY |  |  | Batteries | 125 | TX | Wise | 33.2107 | -97.419 | 2024 | 11
ERCO | Continental BESS;BESS1;Regis Continental, LLC ;REX Storage Holdings, LLC |  |  | 0 | 0 | Batteries | [7 empty] | 9.8 | TX | Starr
ERCO | Copperhead Solar, LLC | 67019 | CHSLR |  |  | Solar Photovoltaic | 150 | TX | McLennan | 31.45 | -96.86 | 2024 | 9
ERCO | Copperhead Solar, LLC | 67019 | CHSTG |  |  | Batteries | 100 | TX | McLennan | 31.45 | -96.86 | 2024 | 9
ERCO | Corazon Energy LLC | 64538 | KOV4A |  |  | Solar Photovoltaic | 200 | TX | Webb | 27.6347 | -99.2583 | 2021 | 8
ERCO | Corpus Christi | 50475 | GEN1 |  |  | Natural Gas Fired Combustion Turbine | 41 | TX | Nueces | 27.8111 | -97.5958 | 1989 | 5
ERCO | Corpus Christi Energy Center | 55206 | CT1 |  |  | Natural Gas Fired Combined Cycle | 198.9 | TX | Nueces | 27.8139 | -97.4283 | 2002 | 10
ERCO | Corpus Christi Energy Center | 55206 | CT2 |  |  | Natural Gas Fired Combined Cycle | 198.9 | TX | Nueces | 27.8139 | -97.4283 | 2002 | 10
ERCO | Corpus Christi Energy Center | 55206 | ST1 |  |  | Natural Gas Fired Combined Cycle | 195.5 | TX | Nueces | 27.8139 | -97.4283 | 2002 | 10
ERCO | Corpus Refinery | 50026 | FR6 |  |  | Natural Gas Fired Combustion Turbine | 47 | TX | Nueces | 27.8322 | -97.5281 | 1988 | 5
ERCO | Cotton Plains Wind Farm | 60210 | CPWF |  |  | Onshore Wind Turbine | 50.4 | TX | Floyd | 34.0603 | -101.1876 | 2017 | 3
ERCO | Cottonwood Bayou Solar | 66915 | CTW |  |  | Solar Photovoltaic | 350 | TX | Brazoria | 29.2631 | -95.258 | 2025 | 10
ERCO | Coyote Springs (TX) | 65811 | CYTSP |  |  | Batteries | 9.9 | TX | Reeves | 31.3947 | -103.6303 | 2022 | 6
ERCO | Coyote Wind LLC | 63655 | COY |  |  | Onshore Wind Turbine | 242.5 | TX | Scurry | 32.8488 | -100.8665 | 2021 | 1
ERCO | Crane Solar Project | 63519 | CRN1 |  |  | Solar Photovoltaic | 150 | TX | Crane | 31.2544 | -102.3117 | 2020 | 7
ERCO | Cranell Wind Farm LLC | 62416 | WT1 |  |  | Onshore Wind Turbine | 220 | TX | Refugio | 28.1978 | -97.445 | 2022 | 1
ERCO | Crossett Power Management LLC | 66009 | BA |  |  | Batteries | 203 | TX | Crane | 31.1917 | -102.3172 | 2022 | 6
ERCO | Cunningham Storage | 65410 | SPUT |  |  | Batteries | 190 | TX | Hunt | 33.0043 | -96.0759 | 2023 | 8
ERCO | Cutlass Solar 1 LLC | 66310 | CT1PV |  |  | Solar Photovoltaic | 110.9 | TX | Fort Bend | 29.4097 | -95.734 | 2022 | 12
ERCO | Cutlass Solar II | 66262 | SAREN |  |  | Solar Photovoltaic | 202.8 | TX | Fort Bend | 29.39 | -95.78 | 2024 | 7
ERCO | Cutten | 65538 | CUT1 |  |  | Petroleum Liquids | 0.6 | TX | Harris | 29.9568 | -95.5276 | 2013 | 9
ERCO | Cutten | 65538 | CUT10 |  |  | Petroleum Liquids | 0.6 | TX | Harris | 29.9568 | -95.5276 | 2013 | 9
ERCO | Cutten | 65538 | CUT11 |  |  | Petroleum Liquids | 0.6 | TX | Harris | 29.9568 | -95.5276 | 2013 | 9
ERCO | Cutten | 65538 | CUT12 |  |  | Petroleum Liquids | 0.6 | TX | Harris | 29.9568 | -95.5276 | 2013 | 9
ERCO | Cutten | 65538 | CUT13 |  |  | Petroleum Liquids | 0.6 | TX | Harris | 29.9568 | -95.5276 | 2013 | 9
ERCO | Cutten | 65538 | CUT14 |  |  | Petroleum Liquids | 0.6 | TX | Harris | 29.9568 | -95.5276 | 2013 | 9
ERCO | Cutten | 65538 | CUT15 |  |  | Petroleum Liquids | 0.6 | TX | Harris | 29.9568 | -95.5276 | 2013 | 9
ERCO | Cutten | 65538 | CUT2 |  |  | Petroleum Liquids | 0.6 | TX | Harris | 29.9568 | -95.5276 | 2013 | 9
ERCO | Cutten | 65538 | CUT3 |  |  | Petroleum Liquids | 0.6 | TX | Harris | 29.9568 | -95.5276 | 2013 | 9
ERCO | Cutten | 65538 | CUT4 |  |  | Petroleum Liquids | 0.6 | TX | Harris | 29.9568 | -95.5276 | 2013 | 9
ERCO | Cutten | 65538 | CUT5 |  |  | Petroleum Liquids | 0.6 | TX | Harris | 29.9568 | -95.5276 | 2013 | 9
ERCO | Cutten | 65538 | CUT6 |  |  | Petroleum Liquids | 0.6 | TX | Harris | 29.9568 | -95.5276 | 2013 | 9
ERCO | Cutten | 65538 | CUT7 |  |  | Petroleum Liquids | 0.6 | TX | Harris | 29.9568 | -95.5276 | 2013 | 9
ERCO | Cutten | 65538 | CUT8 |  |  | Petroleum Liquids | 0.6 | TX | Harris | 29.9568 | -95.5276 | 2013 | 9
ERCO | Cutten | 65538 | CUT9 |  |  | Petroleum Liquids | 0.6 | TX | Harris | 29.9568 | -95.5276 | 2013 | 9
ERCO | Danish Fields Solar, LLC | 66914 | DAN |  |  | Solar Photovoltaic | 600 | TX | Wharton | 29.0136 | -96.2205 | 2025 | 10
ERCO | Danish Fields Storage | 66916 | DANST |  |  | Batteries | 150 | TX | Wharton | 29.0136 | -96.2205 | 2025 | 10
ERCO | Dansby | 6243 | 1 |  |  | Natural Gas Steam Turbine | 105 | TX | Brazos | 30.7217 | -96.4608 | 1978 | 9
ERCO | Dansby | 6243 | 2 |  |  | Natural Gas Fired Combustion Turbine | 49.1 | TX | Brazos | 30.7217 | -96.4608 | 2004 | 2
ERCO | Dansby | 6243 | 3 |  |  | Natural Gas Fired Combustion Turbine | 49.1 | TX | Brazos | 30.7217 | -96.4608 | 2010 | 3
ERCO | DeCordova Steam Electric Station | 8063 | BESS |  |  | Batteries | 269.1 | TX | Hood | 32.4031 | -97.7006 | 2022 | 7
ERCO | DeCordova Steam Electric Station | 8063 | CT1 |  |  | Natural Gas Fired Combustion Turbine | 89.4 | TX | Hood | 32.4031 | -97.7006 | 1990 | 3
ERCO | DeCordova Steam Electric Station | 8063 | CT2 |  |  | Natural Gas Fired Combustion Turbine | 89.4 | TX | Hood | 32.4031 | -97.7006 | 1990 | 3
ERCO | DeCordova Steam Electric Station | 8063 | CT3 |  |  | Natural Gas Fired Combustion Turbine | 89.4 | TX | Hood | 32.4031 | -97.7006 | 1990 | 3
ERCO | DeCordova Steam Electric Station | 8063 | CT4 |  |  | Natural Gas Fired Combustion Turbine | 89.4 | TX | Hood | 32.4031 | -97.7006 | 1990 | 3
ERCO | Decker Creek | 3548 | GT1 |  |  | Natural Gas Fired Combustion Turbine | 51.5 | TX | Travis | 30.3033 | -97.6128 | 1988 | 9
ERCO | Decker Creek | 3548 | GT2 |  |  | Natural Gas Fired Combustion Turbine | 51.5 | TX | Travis | 30.3033 | -97.6128 | 1988 | 9
ERCO | Decker Creek | 3548 | GT3 |  |  | Natural Gas Fired Combustion Turbine | 51.5 | TX | Travis | 30.3033 | -97.6128 | 1988 | 9
ERCO | Decker Creek | 3548 | GT4 |  |  | Natural Gas Fired Combustion Turbine | 51.5 | TX | Travis | 30.3033 | -97.6128 | 1988 | 9
ERCO | Deer Park Energy Center | 55464 | CTG1 |  |  | Natural Gas Fired Combined Cycle | 180 | TX | Harris | 29.7134 | -95.1345 | 2003 | 6
ERCO | Deer Park Energy Center | 55464 | CTG2 |  |  | Natural Gas Fired Combined Cycle | 180 | TX | Harris | 29.7134 | -95.1345 | 2003 | 6
ERCO | Deer Park Energy Center | 55464 | CTG3 |  |  | Natural Gas Fired Combined Cycle | 180 | TX | Harris | 29.7134 | -95.1345 | 2004 | 6
ERCO | Deer Park Energy Center | 55464 | CTG4 |  |  | Natural Gas Fired Combined Cycle | 180 | TX | Harris | 29.7134 | -95.1345 | 2004 | 6
ERCO | Deer Park Energy Center | 55464 | CTG6 |  |  | Natural Gas Fired Combined Cycle | 180 | TX | Harris | 29.7134 | -95.1345 | 2014 | 6
ERCO | Deer Park Energy Center | 55464 | STG1 |  |  | Natural Gas Fired Combined Cycle | 276 | TX | Harris | 29.7134 | -95.1345 | 2004 | 6
ERCO | Delilah Solar Energy LLC | 63194 | GEN1 |  |  | Solar Photovoltaic | 300 | TX | Red River | 33.2844 | -95.1636 | 2024 | 12
ERCO | Denison | 6416 | 1 |  |  | Conventional Hydroelectric | 53.5 | TX | Grayson | 33.8181 | -96.5692 | 1945 | 3
ERCO | Denison | 6416 | 2 |  |  | Conventional Hydroelectric | 50.8 | TX | Grayson | 33.8181 | -96.5692 | 1949 | 9
ERCO | Denton Energy Center | 61643 | DEC1 |  |  | Natural Gas Internal Combustion Engine | 18.8 | TX | Denton | 33.2149 | -97.2097 | 2018 | 7
ERCO | Denton Energy Center | 61643 | DEC10 |  |  | Natural Gas Internal Combustion Engine | 18.8 | TX | Denton | 33.2149 | -97.2097 | 2018 | 7
ERCO | Denton Energy Center | 61643 | DEC11 |  |  | Natural Gas Internal Combustion Engine | 18.8 | TX | Denton | 33.2149 | -97.2097 | 2018 | 7
ERCO | Denton Energy Center | 61643 | DEC12 |  |  | Natural Gas Internal Combustion Engine | 18.8 | TX | Denton | 33.2149 | -97.2097 | 2018 | 7
ERCO | Denton Energy Center | 61643 | DEC2 |  |  | Natural Gas Internal Combustion Engine | 18.8 | TX | Denton | 33.2149 | -97.2097 | 2018 | 7
ERCO | Denton Energy Center | 61643 | DEC3 |  |  | Natural Gas Internal Combustion Engine | 18.8 | TX | Denton | 33.2149 | -97.2097 | 2018 | 7
ERCO | Denton Energy Center | 61643 | DEC4 |  |  | Natural Gas Internal Combustion Engine | 18.8 | TX | Denton | 33.2149 | -97.2097 | 2018 | 7
ERCO | Denton Energy Center | 61643 | DEC5 |  |  | Natural Gas Internal Combustion Engine | 18.8 | TX | Denton | 33.2149 | -97.2097 | 2018 | 7
ERCO | Denton Energy Center | 61643 | DEC6 |  |  | Natural Gas Internal Combustion Engine | 18.8 | TX | Denton | 33.2149 | -97.2097 | 2018 | 7
ERCO | Denton Energy Center | 61643 | DEC7 |  |  | Natural Gas Internal Combustion Engine | 18.8 | TX | Denton | 33.2149 | -97.2097 | 2018 | 7
ERCO | Denton Energy Center | 61643 | DEC8 |  |  | Natural Gas Internal Combustion Engine | 18.8 | TX | Denton | 33.2149 | -97.2097 | 2018 | 7
ERCO | Denton Energy Center | 61643 | DEC9 |  |  | Natural Gas Internal Combustion Engine | 18.8 | TX | Denton | 33.2149 | -97.2097 | 2018 | 7
ERCO | Dermott Wind | 60902 | DERM |  |  | Onshore Wind Turbine | 253 | TX | Scurry | 32.8638 | -100.9751 | 2017 | 7
ERCO | Desert Sky | 55992 | 1 |  |  | Onshore Wind Turbine | 167.7 | TX | Pecos | 30.9178 | -102.0867 | 2002 | 1
ERCO | Diboll BESS | 66794 | DIBOL |  |  | Batteries | 9.9 | TX | Angelina | 31.1938 | -94.7982 | 2024 | 3
ERCO | Dickens | 65489 | DIKNS |  |  | Batteries | 200 | TX | Dickens | 33.7811 | -100.8832 | 2024 | 12
ERCO | Dickinson | 64314 | DIKN |  |  | Batteries | 9.9 | TX | Galveston | 29.4613 | -95.057 | 2021 | 6
ERCO | Dileo Solar | 67023 | DILEO |  |  | Solar Photovoltaic | 71.4 | TX | Hill | 31.78 | -97.51 | 2023 | 12
ERCO | Dunlap TP 1 | 3582 | 1 |  |  | Conventional Hydroelectric | 1.8 | TX | Guadalupe | 29.6402 | -98.0459 | 1927 | 1
ERCO | Dunlap TP 1 | 3582 | 2 |  |  | Conventional Hydroelectric | 1.8 | TX | Guadalupe | 29.6402 | -98.0459 | 1927 | 1
ERCO | E-Volve Energy Holdings LLC | 61493 | SEALY |  |  | Solar Photovoltaic | 1.2 | TX | Austin | 29.7408 | -96.1599 | 2015 | 12
ERCO | E. Porte Ct. | 65539 | EPC1 |  |  | Petroleum Liquids | 0.6 | TX | Cameron | 26.1921 | -97.6642 | 2013 | 8
ERCO | E. Porte Ct. | 65539 | EPC10 |  |  | Petroleum Liquids | 0.6 | TX | Cameron | 26.1921 | -97.6642 | 2013 | 8
ERCO | E. Porte Ct. | 65539 | EPC11 |  |  | Petroleum Liquids | 0.6 | TX | Cameron | 26.1921 | -97.6642 | 2013 | 8
ERCO | E. Porte Ct. | 65539 | EPC12 |  |  | Petroleum Liquids | 0.6 | TX | Cameron | 26.1921 | -97.6642 | 2013 | 8
ERCO | E. Porte Ct. | 65539 | EPC13 |  |  | Petroleum Liquids | 0.6 | TX | Cameron | 26.1921 | -97.6642 | 2013 | 8
ERCO | E. Porte Ct. | 65539 | EPC14 |  |  | Petroleum Liquids | 0.6 | TX | Cameron | 26.1921 | -97.6642 | 2013 | 8
ERCO | E. Porte Ct. | 65539 | EPC15 |  |  | Petroleum Liquids | 0.6 | TX | Cameron | 26.1921 | -97.6642 | 2013 | 8
ERCO | E. Porte Ct. | 65539 | EPC2 |  |  | Petroleum Liquids | 0.6 | TX | Cameron | 26.1921 | -97.6642 | 2013 | 8
ERCO | E. Porte Ct. | 65539 | EPC3 |  |  | Petroleum Liquids | 0.6 | TX | Cameron | 26.1921 | -97.6642 | 2013 | 8
ERCO | E. Porte Ct. | 65539 | EPC4 |  |  | Petroleum Liquids | 0.6 | TX | Cameron | 26.1921 | -97.6642 | 2013 | 8
ERCO | E. Porte Ct. | 65539 | EPC5 |  |  | Petroleum Liquids | 0.6 | TX | Cameron | 26.1921 | -97.6642 | 2013 | 8
ERCO | E. Porte Ct. | 65539 | EPC6 |  |  | Petroleum Liquids | 0.6 | TX | Cameron | 26.1921 | -97.6642 | 2013 | 8
ERCO | E. Porte Ct. | 65539 | EPC7 |  |  | Petroleum Liquids | 0.6 | TX | Cameron | 26.1921 | -97.6642 | 2013 | 8
ERCO | E. Porte Ct. | 65539 | EPC8 |  |  | Petroleum Liquids | 0.6 | TX | Cameron | 26.1921 | -97.6642 | 2013 | 8
ERCO | E. Porte Ct. | 65539 | EPC9 |  |  | Petroleum Liquids | 0.6 | TX | Cameron | 26.1921 | -97.6642 | 2013 | 8
ERCO | EG178 Facility | 56233 | CT02 |  |  | Natural Gas Fired Combined Cycle | 60.5 | TX | Scurry | 32.7471 | -100.9547 | 2005 | 6
ERCO | EG178 Facility | 56233 | CTG1 |  |  | Natural Gas Fired Combined Cycle | 60.5 | TX | Scurry | 32.7471 | -100.9547 | 2005 | 6
ERCO | EG178 Facility | 56233 | STG |  |  | Natural Gas Fired Combined Cycle | 32.9 | TX | Scurry | 32.7471 | -100.9547 | 2005 | 6
ERCO | ENGIE Long Draw Solar LLC | 62845 | SP1 |  |  | Solar Photovoltaic | 225 | TX | Borden | 32.7414 | -101.6218 | 2020 | 12
ERCO | Eagle Pass | 3437 | 1 |  |  | Conventional Hydroelectric | 3.2 | TX | Maverick | 28.8295 | -100.5522 | 1932 | 8
ERCO | Eagle Pass | 3437 | 2 |  |  | Conventional Hydroelectric | 3.2 | TX | Maverick | 28.8295 | -100.5522 | 1932 | 8
ERCO | Eagle Pass | 3437 | 3 |  |  | Conventional Hydroelectric | 3.2 | TX | Maverick | 28.8295 | -100.5522 | 1932 | 8
ERCO | East Blackland Solar Project 1 | 57659 | PSF |  |  | Solar Photovoltaic | 144 | TX | Travis | 30.4214 | -97.4614 | 2021 | 7
ERCO | East Pecos Solar | 60436 | 1 |  |  | Solar Photovoltaic | 118.5 | TX | Pecos | 31.0009 | -102.2817 | 2017 | 4
ERCO | Ebony Energy Storage | 67237 | EBON1 |  |  | Batteries | 207.9 | TX | Comal | 29.6201 | -98.3345 | 2024 | 6
ERCO | Ector County Energy Center | 58471 | CTG1 |  |  | Natural Gas Fired Combustion Turbine | 179.4 | TX | Ector | 32.0692 | -102.5856 | 2015 | 8
ERCO | Ector County Energy Center | 58471 | CTG2 |  |  | Natural Gas Fired Combustion Turbine | 179.4 | TX | Ector | 32.0692 | -102.5856 | 2015 | 8
ERCO | Eddy II | 61874 | GEN1 |  |  | Solar Photovoltaic | 10 | TX | McLennan | 31.2912 | -97.2607 | 2018 | 11
ERCO | Eiffel Solar Project | 66471 | EIFEL |  |  | Solar Photovoltaic | 240 | TX | Lamar | 33.5992 | -95.5251 | 2023 | 11
ERCO | El Algodon Alto Wind Farm, LLC | 64591 | EEA |  |  | Onshore Wind Turbine | 200.2 | TX | San Patricio | 27.9927 | -97.744 | 2022 | 5
ERCO | El Campo Wind | 62765 | CAMPO |  |  | Onshore Wind Turbine | 242.8 | TX | Knox | 33.7322 | -99.7264 | 2020 | 12
ERCO | El Sauz Ranch Wind, LLC | 65760 | ELSAU |  |  | Onshore Wind Turbine | 301 | TX | Willacy | 26.5009 | -97.5991 | 2025 | 1
ERCO | Elara Solar | 64204 | ELARA |  |  | Solar Photovoltaic | 132.4 | TX | Frio | 28.8832 | -99.1786 | 2021 | 12
ERCO | Elbow Creek Wind Project LLC | 56783 | 1 |  |  | Onshore Wind Turbine | 121.9 | TX | Howard | 32.1408 | -101.3986 | 2008 | 12
ERCO | Electra Wind Farm | 60338 | EWF |  |  | Onshore Wind Turbine | 230 | TX | Wilbarger | 34.1029 | -99.1187 | 2016 | 11
ERCO | Ellis Solar LLC | 63797 | GER01 |  |  | Solar Photovoltaic | 80 | TX | Ellis | 32.4672 | -97.0543 | 2023 | 10
ERCO | Elm Branch Solar 1 | 63764 | TXEB1 |  |  | Solar Photovoltaic | 134.7 | TX | Ellis | 32.2326 | -96.7061 | 2021 | 12
ERCO | Emerald Grove | 63233 | UNIT1 |  |  | Solar Photovoltaic | 108 | TX | Pecos | 31.0933 | -102.3596 | 2023 | 3
ERCO | Ennis Power Company LLC | 55223 | GT1 |  |  | Natural Gas Fired Combined Cycle | 285 | TX | Ellis | 32.32 | -96.675 | 2002 | 5
ERCO | Ennis Power Company LLC | 55223 | ST1 |  |  | Natural Gas Fired Combined Cycle | 133 | TX | Ellis | 32.32 | -96.675 | 2002 | 5
ERCO | Enterprise Products Operating | 10261 | GEN3 |  |  | Natural Gas Fired Combustion Turbine | 3.4 | TX | Chambers | 29.8247 | -94.9197 | 1991 | 11
ERCO | Enterprise Products Operating | 10261 | GEN4 |  |  | Natural Gas Fired Combustion Turbine | 3.4 | TX | Chambers | 29.8247 | -94.9197 | 1991 | 11
ERCO | Enterprise Products Operating | 10261 | GEN5 |  |  | Natural Gas Fired Combustion Turbine | 3.4 | TX | Chambers | 29.8247 | -94.9197 | 1991 | 11
ERCO | Enterprise Products Operating | 10261 | GEN6 |  |  | Natural Gas Fired Combustion Turbine | 3.5 | TX | Chambers | 29.8247 | -94.9197 | 1996 | 12
ERCO | Enterprise Products Operating | 10261 | GEN7 |  |  | Natural Gas Fired Combustion Turbine | 3.5 | TX | Chambers | 29.8247 | -94.9197 | 1996 | 12
ERCO | Enterprise Products Operating | 10261 | GEN8 |  |  | Natural Gas Fired Combustion Turbine | 3.5 | TX | Chambers | 29.8247 | -94.9197 | 1996 | 12
ERCO | Exelon LaPorte Generating Station | 55365 | GT1 |  |  | Natural Gas Fired Combustion Turbine | 59 | TX | Harris | 29.7028 | -95.0718 | 2001 | 7
ERCO | Exelon LaPorte Generating Station | 55365 | GT2 |  |  | Natural Gas Fired Combustion Turbine | 59 | TX | Harris | 29.7028 | -95.0718 | 2001 | 7
ERCO | Exelon LaPorte Generating Station | 55365 | GT3 |  |  | Natural Gas Fired Combustion Turbine | 59 | TX | Harris | 29.7028 | -95.0718 | 2001 | 7
ERCO | Exelon LaPorte Generating Station | 55365 | GT4 |  |  | Natural Gas Fired Combustion Turbine | 59 | TX | Harris | 29.7028 | -95.0718 | 2001 | 7
ERCO | ExxonMobil Baytown Refinery | 10436 | GT38 |  |  | Natural Gas Fired Combustion Turbine | 45.7 | TX | Harris | 29.7535 | -94.9973 | 1989 | 8
ERCO | ExxonMobil Baytown Refinery | 10436 | GT41 |  |  | Natural Gas Fired Combustion Turbine | 27.6 | TX | Harris | 29.7535 | -94.9973 | 1977 | 1
ERCO | ExxonMobil Baytown Refinery | 10436 | GT42 |  |  | Natural Gas Fired Combustion Turbine | 27.6 | TX | Harris | 29.7535 | -94.9973 | 1977 | 1
ERCO | ExxonMobil Baytown Refinery | 10436 | GT43 |  |  | Natural Gas Fired Combustion Turbine | 27.6 | TX | Harris | 29.7535 | -94.9973 | 1977 | 1
ERCO | ExxonMobil Baytown Refinery | 10436 | GT44 |  |  | Natural Gas Fired Combustion Turbine | 27.6 | TX | Harris | 29.7535 | -94.9973 | 1977 | 1
ERCO | ExxonMobil Baytown Refinery | 10436 | GT45 |  |  | Natural Gas Fired Combustion Turbine | 45.7 | TX | Harris | 29.7535 | -94.9973 | 1988 | 6
ERCO | ExxonMobil Baytown Refinery | 10436 | ST34 |  |  | All Other | 7.5 | TX | Harris | 29.7535 | -94.9973 | 1952 | 1
ERCO | ExxonMobil Baytown Turbine | 10692 | GEN1 |  |  | Natural Gas Fired Combustion Turbine | 39.7 | TX | Harris | 29.7591 | -95.0096 | 1989 | 2
ERCO | ExxonMobil Baytown Turbine | 10692 | GEN2 |  |  | Natural Gas Fired Combustion Turbine | 39.7 | TX | Harris | 29.7591 | -95.0096 | 1989 | 4
ERCO | ExxonMobil Baytown Turbine | 10692 | GEN3 |  |  | Natural Gas Fired Combustion Turbine | 39.7 | TX | Harris | 29.7591 | -95.0096 | 1989 | 3
ERCO | ExxonMobil Baytown Turbine | 10692 | GEN4 |  |  | Natural Gas Fired Combustion Turbine | 98.9 | TX | Harris | 29.7591 | -95.0096 | 1997 | 2
ERCO | ExxonMobil Baytown Turbine | 10692 | GEN5 |  |  | Natural Gas Fired Combustion Turbine | 163.8 | TX | Harris | 29.7591 | -95.0096 | 2004 | 12
ERCO | FELPS 1 - Calaveras | 64821 | FLPS1 |  |  | Solar Photovoltaic | 1 | TX | Wilson | 29.2204 | -98.2509 | 2021 | 7
ERCO | FELPS 2 - Calaveras | 64823 | FLPS2 |  |  | Solar Photovoltaic | 1 | TX | Wilson | 29.2209 | -98.2517 | 2021 | 7
ERCO | FELPS 3 - Floresville South | 64824 | FLPS3 |  |  | Solar Photovoltaic | 1 | TX | Wilson | 29.1292 | -98.1063 | 2021 | 7
ERCO | FELPS 4 - Floresville South | 64825 | FLPS4 |  |  | Solar Photovoltaic | 1 | TX | Wilson | 29.1287 | -98.107 | 2021 | 7
ERCO | FELPS 5- Floresville South | 64826 | FLPS5 |  |  | Solar Photovoltaic | 1 | TX | Wilson | 29.1282 | -98.1073 | 2021 | 7
ERCO | FELPS 6- Floresville West | 64827 | FLPS6 |  |  | Solar Photovoltaic | 1 | TX | Wilson | 29.134 | -98.1934 | 2021 | 7
ERCO | FELPS 7- Floresville West | 64828 | FLPS7 |  |  | Solar Photovoltaic | 1 | TX | Wilson | 29.1336 | -98.1928 | 2021 | 7
ERCO | FTBLID2 | 66595 | FLD10 |  |  | Natural Gas Internal Combustion Engine | 0.4 | TX | Fort Bend | 29.5753 | -95.6369 | 2021 | 12
ERCO | FTBLID2 | 66595 | FLD11 |  |  | Natural Gas Internal Combustion Engine | 0.4 | TX | Fort Bend | 29.5753 | -95.6369 | 2021 | 12
ERCO | FTBLID2 | 66595 | FLD12 |  |  | Natural Gas Internal Combustion Engine | 0.4 | TX | Fort Bend | 29.5753 | -95.6369 | 2021 | 12
ERCO | FTBLID2 | 66595 | FLD13 |  |  | Natural Gas Internal Combustion Engine | 0.4 | TX | Fort Bend | 29.5753 | -95.6369 | 2021 | 12
ERCO | FTBLID2 | 66595 | FLD14 |  |  | Natural Gas Internal Combustion Engine | 0.4 | TX | Fort Bend | 29.5753 | -95.6369 | 2021 | 12
ERCO | FTBLID2 | 66595 | FLD15 |  |  | Natural Gas Internal Combustion Engine | 0.4 | TX | Fort Bend | 29.5753 | -95.6369 | 2021 | 12
ERCO | FTBLID2 | 66595 | FLD16 |  |  | Natural Gas Internal Combustion Engine | 0.4 | TX | Fort Bend | 29.5753 | -95.6369 | 2021 | 12
ERCO | FTBLID2 | 66595 | FLD17 |  |  | Natural Gas Internal Combustion Engine | 0.4 | TX | Fort Bend | 29.5753 | -95.6369 | 2021 | 12
ERCO | FTBLID2 | 66595 | FLD18 |  |  | Natural Gas Internal Combustion Engine | 0.4 | TX | Fort Bend | 29.5753 | -95.6369 | 2021 | 12
ERCO | FTBLID2 | 66595 | FLD19 |  |  | Natural Gas Internal Combustion Engine | 0.4 | TX | Fort Bend | 29.5753 | -95.6369 | 2021 | 12
ERCO | FTBLID2 | 66595 | FLD20 |  |  | Natural Gas Internal Combustion Engine | 0.4 | TX | Fort Bend | 29.5753 | -95.6369 | 2021 | 12
ERCO | FTBLID2 | 66595 | FLD21 |  |  | Natural Gas Internal Combustion Engine | 0.4 | TX | Fort Bend | 29.5753 | -95.6369 | 2021 | 12
ERCO | FTBLID2 | 66595 | FLD22 |  |  | Natural Gas Internal Combustion Engine | 0.4 | TX | Fort Bend | 29.5753 | -95.6369 | 2021 | 12
ERCO | FTBLID2 | 66595 | FLD23 |  |  | Natural Gas Internal Combustion Engine | 0.4 | TX | Fort Bend | 29.5753 | -95.6369 | 2021 | 12
ERCO | FTBLID2 | 66595 | FLD24 |  |  | Natural Gas Internal Combustion Engine | 0.4 | TX | Fort Bend | 29.5753 | -95.6369 | 2021 | 12
ERCO | FTBLID2 | 66595 | FLD25 |  |  | Natural Gas Internal Combustion Engine | 0.4 | TX | Fort Bend | 29.5753 | -95.6369 | 2021 | 12
ERCO | FTBLID2 | 66595 | FLD26 |  |  | Natural Gas Internal Combustion Engine | 0.4 | TX | Fort Bend | 29.5753 | -95.6369 | 2021 | 12
ERCO | FTBLID2 | 66595 | FLD27 |  |  | Natural Gas Internal Combustion Engine | 0.4 | TX | Fort Bend | 29.5753 | -95.6369 | 2021 | 12
ERCO | FTBLID2 | 66595 | FLD28 |  |  | Natural Gas Internal Combustion Engine | 0.4 | TX | Fort Bend | 29.5753 | -95.6369 | 2021 | 12
ERCO | FTBLID2 | 66595 | FLID1 |  |  | Natural Gas Internal Combustion Engine | 0.4 | TX | Fort Bend | 29.5753 | -95.6369 | 2021 | 11
ERCO | FTBLID2 | 66595 | FLID2 |  |  | Natural Gas Internal Combustion Engine | 0.4 | TX | Fort Bend | 29.5753 | -95.6369 | 2021 | 12
ERCO | FTBLID2 | 66595 | FLID3 |  |  | Natural Gas Internal Combustion Engine | 0.4 | TX | Fort Bend | 29.5753 | -95.6369 | 2021 | 12
ERCO | FTBLID2 | 66595 | FLID4 |  |  | Natural Gas Internal Combustion Engine | 0.4 | TX | Fort Bend | 29.5753 | -95.6369 | 2021 | 12
ERCO | FTBLID2 | 66595 | FLID5 |  |  | Natural Gas Internal Combustion Engine | 0.4 | TX | Fort Bend | 29.5753 | -95.6369 | 2021 | 12
ERCO | FTBLID2 | 66595 | FLID6 |  |  | Natural Gas Internal Combustion Engine | 0.4 | TX | Fort Bend | 29.5753 | -95.6369 | 2021 | 12
ERCO | FTBLID2 | 66595 | FLID7 |  |  | Natural Gas Internal Combustion Engine | 0.4 | TX | Fort Bend | 29.5753 | -95.6369 | 2021 | 12
ERCO | FTBLID2 | 66595 | FLID8 |  |  | Natural Gas Internal Combustion Engine | 0.4 | TX | Fort Bend | 29.5753 | -95.6369 | 2021 | 12
ERCO | FTBLID2 | 66595 | FLID9 |  |  | Natural Gas Internal Combustion Engine | 0.4 | TX | Fort Bend | 29.5753 | -95.6369 | 2021 | 12
ERCO | Falcon Dam & Power | 6410 | 1 |  |  | Conventional Hydroelectric | 10.5 | TX | Starr | 26.5575 | -99.1642 | 1954 | 10
ERCO | Falcon Dam & Power | 6410 | 2 |  |  | Conventional Hydroelectric | 10.5 | TX | Starr | 26.5575 | -99.1642 | 1954 | 10
ERCO | Falcon Dam & Power | 6410 | 3 |  |  | Conventional Hydroelectric | 10.5 | TX | Starr | 26.5575 | -99.1642 | 1954 | 10
ERCO | Falfurrias BESS | 66792 | FALFU |  |  | Batteries | 9.9 | TX | Brooks | 27.2424 | -98.1405 | 2024 | 9
ERCO | Farmers Branch Renewable Energy Facility | 57165 | GEN1 |  |  | Landfill Gas | 1.6 | TX | Denton | 33.0311 | -96.9572 | 2011 | 1
ERCO | Farmers Branch Renewable Energy Facility | 57165 | GEN2 |  |  | Landfill Gas | 1.6 | TX | Denton | 33.0311 | -96.9572 | 2011 | 1
ERCO | Farmersville (TX) | 65812 | FRMVL |  |  | Batteries | 9.9 | TX | Collin | 33.1611 | -96.4091 | 2024 | 4
ERCO | Farmersville West | 67843 | FARM |  |  | Batteries | 9.9 | TX | Collin | 33.158 | -96.402 | 2025 | 2
ERCO | Faulkner | 65813 | FAULK |  |  | Batteries | 9.9 | TX | Reeves | 31.2624 | -103.7949 | 2022 | 4
ERCO | Fayette Power Project | 6179 | 1 |  |  | Conventional Steam Coal | 615 | TX | Fayette | 29.9172 | -96.7506 | 1979 | 6
ERCO | Fayette Power Project | 6179 | 2 |  |  | Conventional Steam Coal | 615 | TX | Fayette | 29.9172 | -96.7506 | 1980 | 5
ERCO | Fayette Power Project | 6179 | 3 |  |  | Conventional Steam Coal | 460 | TX | Fayette | 29.9172 | -96.7506 | 1988 | 4
ERCO | Fence Post Solar Hybrid Project, LLC | 66801 | FNCBE |  |  | Batteries | 72 | TX | Navarro | 32.0728 | -96.2239 | 2024 | 9
ERCO | Fence Post Solar Hybrid Project, LLC | 66801 | FNCPT |  |  | Solar Photovoltaic | 236 | TX | Navarro | 32.0728 | -96.2239 | 2024 | 9
ERCO | Fighting Jays Solar Project | 62945 | FJSOL |  |  | Solar Photovoltaic | 227.5 | TX | Fort Bend | 29.3584 | -95.7464 | 2022 | 6
ERCO | Five Wells Solar Center - Hybrid | 66420 | FWBAT |  |  | Batteries | 262.5 | TX | Bell | 30.9986 | -97.259 | 2024 | 7
ERCO | Five Wells Solar Center - Hybrid | 66420 | FWSOL |  |  | Solar Photovoltaic | 355.4 | TX | Bell | 30.9986 | -97.259 | 2023 | 12
ERCO | Flat Top Wind I | 61212 | FTWI |  |  | Onshore Wind Turbine | 200 | TX | Mills | 31.6845 | -98.6034 | 2018 | 1
ERCO | Flower Valley I | 64915 | FLRV1 |  |  | Batteries | 9.9 | TX | Reeves | 31.1973 | -103.3618 | 2021 | 5
ERCO | Flower Valley II | 66007 | BA |  |  | Batteries | 101 | TX | Reeves | 31.1973 | -103.3618 | 2022 | 4
ERCO | Fluvanna | 59245 | FLUV1 |  |  | Onshore Wind Turbine | 155.4 | TX | Scurry | 32.9319 | -101.1436 | 2017 | 11
ERCO | Foard City Wind | 61402 | FOARD |  |  | Onshore Wind Turbine | 352.8 | TX | Foard | 33.9153 | -99.7403 | 2019 | 9
ERCO | Forest Creek Wind Farm LLC | 56394 | 1 |  |  | Onshore Wind Turbine | 124.2 | TX | Glasscock | 32.039 | -101.22 | 2006 | 12
ERCO | Formosa Utility Venture Ltd | 10554 | 3ST1 |  |  | Natural Gas Fired Combined Cycle | 40 | TX | Calhoun | 28.6917 | -96.5417 | 2023 | 1
ERCO | Formosa Utility Venture Ltd | 10554 | 3TBG1 |  |  | Natural Gas Fired Combined Cycle | 102 | TX | Calhoun | 28.6917 | -96.5417 | 2023 | 1
ERCO | Formosa Utility Venture Ltd | 10554 | 3TBG2 |  |  | Natural Gas Fired Combined Cycle | 102 | TX | Calhoun | 28.6917 | -96.5417 | 2023 | 1
ERCO | Formosa Utility Venture Ltd | 10554 | BO3 |  |  | Natural Gas Fired Combined Cycle | 36.2 | TX | Calhoun | 28.6917 | -96.5417 | 1987 | 3
ERCO | Formosa Utility Venture Ltd | 10554 | ST1 |  |  | Natural Gas Fired Combined Cycle | 33.5 | TX | Calhoun | 28.6917 | -96.5417 | 1994 | 3
ERCO | Formosa Utility Venture Ltd | 10554 | ST2 |  |  | Natural Gas Fired Combined Cycle | 66.3 | TX | Calhoun | 28.6917 | -96.5417 | 1994 | 3
ERCO | Formosa Utility Venture Ltd | 10554 | ST3 |  |  | Natural Gas Fired Combined Cycle | 55 | TX | Calhoun | 28.6917 | -96.5417 | 2002 | 8
ERCO | Formosa Utility Venture Ltd | 10554 | TBG1 |  |  | Natural Gas Fired Combined Cycle | 82.5 | TX | Calhoun | 28.6917 | -96.5417 | 1993 | 4
ERCO | Formosa Utility Venture Ltd | 10554 | TBG2 |  |  | Natural Gas Fired Combined Cycle | 82.5 | TX | Calhoun | 28.6917 | -96.5417 | 1993 | 7
ERCO | Formosa Utility Venture Ltd | 10554 | TBG3 |  |  | Natural Gas Fired Combined Cycle | 82.5 | TX | Calhoun | 28.6917 | -96.5417 | 1993 | 9
ERCO | Formosa Utility Venture Ltd | 10554 | TBG4 |  |  | Natural Gas Fired Combined Cycle | 82.5 | TX | Calhoun | 28.6917 | -96.5417 | 1994 | 5
ERCO | Formosa Utility Venture Ltd | 10554 | TBG5 |  |  | Natural Gas Fired Combined Cycle | 82.5 | TX | Calhoun | 28.6917 | -96.5417 | 1994 | 10
ERCO | Formosa Utility Venture Ltd | 10554 | TBG6 |  |  | Natural Gas Fired Combined Cycle | 85.9 | TX | Calhoun | 28.6917 | -96.5417 | 2003 | 6
ERCO | Forney Energy Center | 55480 | ST1 |  |  | Natural Gas Fired Combined Cycle | 382.5 | TX | Kaufman | 32.7563 | -96.4916 | 2003 | 4
ERCO | Forney Energy Center | 55480 | ST2 |  |  | Natural Gas Fired Combined Cycle | 382.5 | TX | Kaufman | 32.7563 | -96.4916 | 2003 | 7
ERCO | Forney Energy Center | 55480 | U1 |  |  | Natural Gas Fired Combined Cycle | 188.2 | TX | Kaufman | 32.7563 | -96.4916 | 2003 | 2
ERCO | Forney Energy Center | 55480 | U2 |  |  | Natural Gas Fired Combined Cycle | 188.2 | TX | Kaufman | 32.7563 | -96.4916 | 2003 | 2
ERCO | Forney Energy Center | 55480 | U3 |  |  | Natural Gas Fired Combined Cycle | 188.2 | TX | Kaufman | 32.7563 | -96.4916 | 2003 | 2
ERCO | Forney Energy Center | 55480 | U4 |  |  | Natural Gas Fired Combined Cycle | 188.2 | TX | Kaufman | 32.7563 | -96.4916 | 2003 | 5
ERCO | Forney Energy Center | 55480 | U5 |  |  | Natural Gas Fired Combined Cycle | 188.2 | TX | Kaufman | 32.7563 | -96.4916 | 2003 | 5
ERCO | Forney Energy Center | 55480 | U6 |  |  | Natural Gas Fired Combined Cycle | 188.2 | TX | Kaufman | 32.7563 | -96.4916 | 2003 | 5
ERCO | Fort Bend Solar LLC | 63985 | FBS |  |  | Solar Photovoltaic | 240 | TX | Fort Bend | 29.5603 | -95.9804 | 2023 | 10
ERCO | Fort Mason BESS;BESS1;Regis Mason LLC;Regis Development I, LLC |  |  | 0 | 0 | Batteries | [7 empty] | 9.8 | TX | Mason
ERCO | Frankel | 65540 | FRA1 |  |  | Petroleum Liquids | 0.6 | TX | Andrews | 32.3814 | -102.7828 | 2013 | 7
ERCO | Frankel | 65540 | FRA10 |  |  | Petroleum Liquids | 0.6 | TX | Andrews | 32.3814 | -102.7828 | 2013 | 7
ERCO | Frankel | 65540 | FRA11 |  |  | Petroleum Liquids | 0.6 | TX | Andrews | 32.3814 | -102.7828 | 2013 | 7
ERCO | Frankel | 65540 | FRA12 |  |  | Petroleum Liquids | 0.6 | TX | Andrews | 32.3814 | -102.7828 | 2013 | 7
ERCO | Frankel | 65540 | FRA13 |  |  | Petroleum Liquids | 0.6 | TX | Andrews | 32.3814 | -102.7828 | 2013 | 7
ERCO | Frankel | 65540 | FRA14 |  |  | Petroleum Liquids | 0.6 | TX | Andrews | 32.3814 | -102.7828 | 2013 | 7
ERCO | Frankel | 65540 | FRA15 |  |  | Petroleum Liquids | 0.6 | TX | Andrews | 32.3814 | -102.7828 | 2013 | 7
ERCO | Frankel | 65540 | FRA2 |  |  | Petroleum Liquids | 0.6 | TX | Andrews | 32.3814 | -102.7828 | 2013 | 7
ERCO | Frankel | 65540 | FRA3 |  |  | Petroleum Liquids | 0.6 | TX | Andrews | 32.3814 | -102.7828 | 2013 | 7
ERCO | Frankel | 65540 | FRA4 |  |  | Petroleum Liquids | 0.6 | TX | Andrews | 32.3814 | -102.7828 | 2013 | 7
ERCO | Frankel | 65540 | FRA5 |  |  | Petroleum Liquids | 0.6 | TX | Andrews | 32.3814 | -102.7828 | 2013 | 7
ERCO | Frankel | 65540 | FRA6 |  |  | Petroleum Liquids | 0.6 | TX | Andrews | 32.3814 | -102.7828 | 2013 | 7
ERCO | Frankel | 65540 | FRA7 |  |  | Petroleum Liquids | 0.6 | TX | Andrews | 32.3814 | -102.7828 | 2013 | 7
ERCO | Frankel | 65540 | FRA8 |  |  | Petroleum Liquids | 0.6 | TX | Andrews | 32.3814 | -102.7828 | 2013 | 7
ERCO | Frankel | 65540 | FRA9 |  |  | Petroleum Liquids | 0.6 | TX | Andrews | 32.3814 | -102.7828 | 2013 | 7
ERCO | Freeport Energy | 52120 | G-61 |  |  | Natural Gas Fired Combined Cycle | 94.5 | TX | Brazoria | 28.9913 | -95.4075 | 1982 | 10
ERCO | Freeport Energy | 52120 | G-63 |  |  | Natural Gas Fired Combined Cycle | 94.5 | TX | Brazoria | 28.9913 | -95.4075 | 1982 | 8
ERCO | Freeport Energy | 52120 | G-64 |  |  | Natural Gas Fired Combined Cycle | 64.8 | TX | Brazoria | 28.9913 | -95.4075 | 1982 | 9
ERCO | Freeport Energy | 52120 | G-65 |  |  | Natural Gas Fired Combined Cycle | 111.3 | TX | Brazoria | 28.9913 | -95.4075 | 1984 | 2
ERCO | Freeport Energy | 52120 | G-66 |  |  | Natural Gas Fired Combined Cycle | 119 | TX | Brazoria | 28.9913 | -95.4075 | 1983 | 12
ERCO | Freeport Energy | 52120 | G-67 |  |  | Natural Gas Fired Combined Cycle | 119 | TX | Brazoria | 28.9913 | -95.4075 | 1984 | 3
ERCO | Freeport Energy Center | 56152 | CTG1 |  |  | Natural Gas Fired Combined Cycle | 180 | TX | Brazoria | 28.9888 | -95.3954 | 2007 | 5
ERCO | Freeport Energy Center | 56152 | STG1 |  |  | Natural Gas Fired Combined Cycle | 80 | TX | Brazoria | 28.9888 | -95.3954 | 2007 | 5
ERCO | Freeport LP Pretreatment Facility | 59145 | 65GTG |  |  | Natural Gas Fired Combustion Turbine | 87 | TX | Brazoria | 28.9792 | -95.3069 | 2019 | 9
ERCO | Freestone Energy Center | 55226 | GT1 |  |  | Natural Gas Fired Combined Cycle | 166.7 | TX | Freestone | 31.8907 | -96.1131 | 2002 | 6
ERCO | Freestone Energy Center | 55226 | GT2 |  |  | Natural Gas Fired Combined Cycle | 166.7 | TX | Freestone | 31.8907 | -96.1131 | 2002 | 6
ERCO | Freestone Energy Center | 55226 | GT3 |  |  | Natural Gas Fired Combined Cycle | 166.7 | TX | Freestone | 31.8907 | -96.1131 | 2002 | 7
ERCO | Freestone Energy Center | 55226 | GT4 |  |  | Natural Gas Fired Combined Cycle | 166.7 | TX | Freestone | 31.8907 | -96.1131 | 2002 | 7
ERCO | Freestone Energy Center | 55226 | ST3 |  |  | Natural Gas Fired Combined Cycle | 184.6 | TX | Freestone | 31.8907 | -96.1131 | 2002 | 6
ERCO | Freestone Energy Center | 55226 | ST6 |  |  | Natural Gas Fired Combined Cycle | 184.6 | TX | Freestone | 31.8907 | -96.1131 | 2002 | 7
ERCO | Friendswood Energy | 60468 | GT-1 |  |  | Natural Gas Fired Combustion Turbine | 121.5 | TX | Harris | 29.6473 | -95.4515 | 2018 | 11
ERCO | Frontera Energy Center | 55098 | GEN1 |  |  | Natural Gas Fired Combined Cycle | 172 | TX | Hidalgo | 26.208 | -98.3992 | 1999 | 6
ERCO | Frontera Energy Center | 55098 | GEN2 |  |  | Natural Gas Fired Combined Cycle | 172 | TX | Hidalgo | 26.208 | -98.3992 | 1999 | 7
ERCO | Frontera Energy Center | 55098 | GEN3 |  |  | Natural Gas Fired Combined Cycle | 185 | TX | Hidalgo | 26.208 | -98.3992 | 2000 | 5
ERCO | G.S.E. One LLC | 62505 | 1 |  |  | Solar Photovoltaic | 83 | TX | Fannin | 33.5004 | -96.1465 | 2021 | 9
ERCO | GCWA | 65541 | IPS1 |  |  | Petroleum Liquids | 0.6 | TX | Galveston | 29.3801 | -94.9534 | 2013 | 8
ERCO | GCWA | 65541 | IPS2 |  |  | Petroleum Liquids | 0.6 | TX | Galveston | 29.3801 | -94.9534 | 2013 | 8
ERCO | GCWA | 65541 | IPS3 |  |  | Petroleum Liquids | 0.6 | TX | Galveston | 29.3801 | -94.9534 | 2013 | 8
ERCO | GCWA | 65541 | IPS4 |  |  | Petroleum Liquids | 0.6 | TX | Galveston | 29.3801 | -94.9534 | 2013 | 8
ERCO | GCWA | 65541 | IPS5 |  |  | Petroleum Liquids | 0.6 | TX | Galveston | 29.3801 | -94.9534 | 2013 | 8
ERCO | GCWA | 65541 | IPS6 |  |  | Petroleum Liquids | 0.6 | TX | Galveston | 29.3801 | -94.9534 | 2013 | 8
ERCO | GCWA | 65541 | IPS7 |  |  | Petroleum Liquids | 0.6 | TX | Galveston | 29.3801 | -94.9534 | 2013 | 8
ERCO | GCWA | 65541 | IPS8 |  |  | Petroleum Liquids | 0.6 | TX | Galveston | 29.3801 | -94.9534 | 2013 | 8
ERCO | GCWA | 65541 | MUN1 |  |  | Petroleum Liquids | 0.6 | TX | Galveston | 29.3801 | -94.9534 | 2014 | 10
ERCO | GCWA | 65541 | MUN2 |  |  | Petroleum Liquids | 0.6 | TX | Galveston | 29.3801 | -94.9534 | 2014 | 10
ERCO | GCWA | 65541 | MUN3 |  |  | Petroleum Liquids | 0.6 | TX | Galveston | 29.3801 | -94.9534 | 2014 | 10
ERCO | GCWA | 65541 | MUN4 |  |  | Petroleum Liquids | 0.6 | TX | Galveston | 29.3801 | -94.9534 | 2014 | 10
ERCO | GFTX BESS | 67860 | GFTX |  |  | Batteries | 125 | TX | Travis | 30.2283 | -97.6188 | 2024 | 8
ERCO | Galloway 1 Solar Farm | 61920 | GSM01 |  |  | Solar Photovoltaic | 250 | TX | Concho | 31.4359 | -99.7966 | 2021 | 10
ERCO | Galloway 2 Solar Farm | 63343 | GS2SF |  |  | Solar Photovoltaic | 110 | TX | Concho | 31.4462 | -99.903 | 2023 | 10
ERCO | Gambit Energy Storage - Angleton Storage | 64528 | 1 |  |  | Batteries | 100 | TX | Brazoria | 29.168 | -95.4451 | 2021 | 6
ERCO | Ganado Solar | 67284 | GBA |  |  | Batteries | 70.5 | TX | Jackson | 29.1091 | -96.5288 | 2024 | 3
ERCO | Ganado Solar | 67284 | GS1 |  |  | Solar Photovoltaic | 150.5 | TX | Jackson | 29.1091 | -96.5288 | 2023 | 10
ERCO | Garden City East BESS | 66791 | GRDNE |  |  | Batteries | 9.9 | TX | Glasscock | 31.8672 | -101.4694 | 2024 | 3
ERCO | Gears BESS;Regis Gears-Harris LLC;REX Storage Holdings, LLC |  |  | 0 | 0 | Batteries | [7 empty] | 9.9 | TX | Harris
ERCO | Goat Wind LP | 56754 | 1 |  |  | Onshore Wind Turbine | 80 | TX | Sterling | 31.9519 | -100.7914 | 2008 | 4
ERCO | Goat Wind LP | 56754 | 2 |  |  | Onshore Wind Turbine | 69.6 | TX | Sterling | 31.9519 | -100.7914 | 2009 | 6
ERCO | Goldsmith | 65542 | GS1 |  |  | Petroleum Liquids | 0.6 | TX | Ector | 31.9753 | -102.635 | 2013 | 8
ERCO | Goldsmith | 65542 | GS10 |  |  | Petroleum Liquids | 0.6 | TX | Ector | 31.9753 | -102.635 | 2013 | 8
ERCO | Goldsmith | 65542 | GS11 |  |  | Petroleum Liquids | 0.6 | TX | Ector | 31.9753 | -102.635 | 2013 | 8
ERCO | Goldsmith | 65542 | GS12 |  |  | Petroleum Liquids | 0.6 | TX | Ector | 31.9753 | -102.635 | 2013 | 8
ERCO | Goldsmith | 65542 | GS13 |  |  | Petroleum Liquids | 0.6 | TX | Ector | 31.9753 | -102.635 | 2013 | 8
ERCO | Goldsmith | 65542 | GS14 |  |  | Petroleum Liquids | 0.6 | TX | Ector | 31.9753 | -102.635 | 2013 | 8
ERCO | Goldsmith | 65542 | GS15 |  |  | Petroleum Liquids | 0.6 | TX | Ector | 31.9753 | -102.635 | 2013 | 8
ERCO | Goldsmith | 65542 | GS2 |  |  | Petroleum Liquids | 0.6 | TX | Ector | 31.9753 | -102.635 | 2013 | 8
ERCO | Goldsmith | 65542 | GS3 |  |  | Petroleum Liquids | 0.6 | TX | Ector | 31.9753 | -102.635 | 2013 | 8
ERCO | Goldsmith | 65542 | GS4 |  |  | Petroleum Liquids | 0.6 | TX | Ector | 31.9753 | -102.635 | 2013 | 8
ERCO | Goldsmith | 65542 | GS5 |  |  | Petroleum Liquids | 0.6 | TX | Ector | 31.9753 | -102.635 | 2013 | 8
ERCO | Goldsmith | 65542 | GS6 |  |  | Petroleum Liquids | 0.6 | TX | Ector | 31.9753 | -102.635 | 2013 | 8
ERCO | Goldsmith | 65542 | GS7 |  |  | Petroleum Liquids | 0.6 | TX | Ector | 31.9753 | -102.635 | 2013 | 8
ERCO | Goldsmith | 65542 | GS8 |  |  | Petroleum Liquids | 0.6 | TX | Ector | 31.9753 | -102.635 | 2013 | 8
ERCO | Goldsmith | 65542 | GS9 |  |  | Petroleum Liquids | 0.6 | TX | Ector | 31.9753 | -102.635 | 2013 | 8
ERCO | Goldthwaite Wind Energy Facility | 58321 | 1 |  |  | Onshore Wind Turbine | 150 | TX | Mills | 31.3833 | -98.4667 | 2013 | 12
ERCO | Gomez | 65814 | GOMEZ |  |  | Batteries | 9.9 | TX | Pecos | 31.0365 | -103.0242 | 2023 | 5
ERCO | Goodnight | 59246 | GOOD1 |  |  | Onshore Wind Turbine | 265.5 | TX | Armstrong | 35.0939 | -101.3261 | 2024 | 4
ERCO | Gopher Creek Wind Farm | 61417 | GCWF |  |  | Onshore Wind Turbine | 158 | TX | Borden | 32.8751 | -101.209 | 2019 | 9
ERCO | Graham | 3490 | 1 |  |  | Natural Gas Steam Turbine | 247.7 | TX | Young | 33.1344 | -98.6117 | 1960 | 12
ERCO | Graham | 3490 | 2 |  |  | Natural Gas Steam Turbine | 387 | TX | Young | 33.1344 | -98.6117 | 1969 | 6
ERCO | Grandview Wind Farm, LLC | 58596 | GRVWI |  |  | Onshore Wind Turbine | 211.2 | TX | Carson | 35.2383 | -101.3108 | 2014 | 12
ERCO | Granite Shoals | 3597 | 1 |  |  | Conventional Hydroelectric | 27 | TX | Burnet | 30.556 | -98.3384 | 1951 | 6
ERCO | Granite Shoals | 3597 | 2 |  |  | Conventional Hydroelectric | 27 | TX | Burnet | 30.556 | -98.3384 | 1951 | 8
ERCO | Gransolar Texas One;UNIT1;Gransolar Texas One, LLC;Pine Gate Renewables, LLC |  |  | 0 | 0 | Solar Photovoltaic | [7 empty] | 50.8 | TX | Milam
ERCO | Greasewood II LLC | 67006 | TBSP |  |  | Solar Photovoltaic | 306 | TX | Pecos | 31.1041 | -102.6063 | 2024 | 10
ERCO | Greasewood Solar | 62804 | GREA1 |  |  | Solar Photovoltaic | 255 | TX | Pecos | 31.031 | -102.4882 | 2021 | 2
ERCO | Great Kiskadee Storage | 68189 | GKDBS |  |  | Batteries | 100 | TX | Hidalgo | 26.1043 | -98.1719 | 2025 | 2
ERCO | Green Pastures Wind I | 59732 | GPI |  |  | Onshore Wind Turbine | 150 | TX | Baylor | 33.6282 | -99.4112 | 2015 | 4
ERCO | Green Pastures Wind II | 59733 | GPII |  |  | Onshore Wind Turbine | 150 | TX | Knox | 33.646 | -99.5329 | 2015 | 10
ERCO | Green Power 2 | 55470 | ST1 |  |  | Natural Gas Fired Combined Cycle | 110 | TX | Galveston | 29.3781 | -94.9328 | 2003 | 12
ERCO | Green Power 2 | 55470 | ST805 |  |  | Natural Gas Fired Combined Cycle | 250 | TX | Galveston | 29.3781 | -94.9328 | 2009 | 5
ERCO | Green Power 2 | 55470 | TR1 |  |  | Natural Gas Fired Combined Cycle | 167 | TX | Galveston | 29.3781 | -94.9328 | 2003 | 12
ERCO | Green Power 2 | 55470 | TR2 |  |  | Natural Gas Fired Combined Cycle | 167 | TX | Galveston | 29.3781 | -94.9328 | 2003 | 12
ERCO | Green Power 2 | 55470 | TR3 |  |  | Natural Gas Fired Combined Cycle | 167 | TX | Galveston | 29.3781 | -94.9328 | 2003 | 12
ERCO | Greens Bayou | 3464 | 73 |  |  | Natural Gas Fired Combustion Turbine | 72 | TX | Harris | 29.8222 | -95.2194 | 1976 | 12
ERCO | Greens Bayou | 3464 | 74 |  |  | Natural Gas Fired Combustion Turbine | 72 | TX | Harris | 29.8222 | -95.2194 | 1976 | 12
ERCO | Greens Bayou | 3464 | 81 |  |  | Natural Gas Fired Combustion Turbine | 72 | TX | Harris | 29.8222 | -95.2194 | 1976 | 12
ERCO | Greens Bayou | 3464 | 82 |  |  | Natural Gas Fired Combustion Turbine | 72 | TX | Harris | 29.8222 | -95.2194 | 1976 | 12
ERCO | Greens Bayou | 3464 | 83 |  |  | Natural Gas Fired Combustion Turbine | 72 | TX | Harris | 29.8222 | -95.2194 | 1976 | 12
ERCO | Greens Bayou | 3464 | 84 |  |  | Natural Gas Fired Combustion Turbine | 72 | TX | Harris | 29.8222 | -95.2194 | 1976 | 12
ERCO | Gregory BESS;Regis Gregory, LLC;REX Holdings LLC |  |  | 0 | 0 | Batteries | [7 empty] | 9.9 | TX | San Patricio
ERCO | Gregory Power Plant | 55086 | GT1A |  |  | Natural Gas Fired Combined Cycle | 184.9 | TX | San Patricio | 27.8893 | -97.2584 | 2000 | 7
ERCO | Gregory Power Plant | 55086 | GT1B |  |  | Natural Gas Fired Combined Cycle | 184.9 | TX | San Patricio | 27.8893 | -97.2584 | 2000 | 7
ERCO | Gregory Power Plant | 55086 | STG |  |  | Natural Gas Fired Combined Cycle | 100 | TX | San Patricio | 27.8893 | -97.2584 | 2000 | 7
ERCO | Griffin Solar | 62953 | 1080 |  |  | Solar Photovoltaic | 5 | TX | McLennan | 31.4741 | -97.1412 | 2019 | 11
ERCO | Griffin Trail Wind | 62411 | GTWND |  |  | Onshore Wind Turbine | 225.6 | TX | Knox | 33.6093 | -99.5823 | 2021 | 7
ERCO | Grizzly Ridge Solar | 66410 | 375 |  |  | Solar Photovoltaic | 100 | TX | Hamilton | 31.7382 | -98.2137 | 2023 | 10
ERCO | Guadalupe Generating Station | 55153 | CTG1 |  |  | Natural Gas Fired Combined Cycle | 171.1 | TX | Guadalupe | 29.6244 | -98.1419 | 2000 | 10
ERCO | Guadalupe Generating Station | 55153 | CTG2 |  |  | Natural Gas Fired Combined Cycle | 171.1 | TX | Guadalupe | 29.6244 | -98.1419 | 2000 | 10
ERCO | Guadalupe Generating Station | 55153 | CTG3 |  |  | Natural Gas Fired Combined Cycle | 171.1 | TX | Guadalupe | 29.6244 | -98.1419 | 2000 | 12
ERCO | Guadalupe Generating Station | 55153 | CTG4 |  |  | Natural Gas Fired Combined Cycle | 171.1 | TX | Guadalupe | 29.6244 | -98.1419 | 2000 | 12
ERCO | Guadalupe Generating Station | 55153 | STG1 |  |  | Natural Gas Fired Combined Cycle | 201.9 | TX | Guadalupe | 29.6244 | -98.1419 | 2000 | 10
ERCO | Guadalupe Generating Station | 55153 | STG2 |  |  | Natural Gas Fired Combined Cycle | 201.9 | TX | Guadalupe | 29.6244 | -98.1419 | 2000 | 10
ERCO | GulfStar Power, LLC | 66871 | SOLAR |  |  | Solar Photovoltaic | 451.6 | TX | Wharton | 29.1913 | -95.9675 | 2025 | 11
ERCO | Gunsight Mountain Wind Energy LLC | 56776 | 1 |  |  | Onshore Wind Turbine | 120 | TX | Howard | 32.2403 | -101.4736 | 2016 | 6
ERCO | H 4 | 3583 | 1 |  |  | Conventional Hydroelectric | 2.4 | TX | Gonzales | 29.4952 | -97.6249 | 1931 | 1
ERCO | H 5 | 3584 | 1 |  |  | Conventional Hydroelectric | 2.4 | TX | Gonzales | 29.4681 | -97.4919 | 1931 | 1
ERCO | HEB00020 | 65261 | H0201 |  |  | Natural Gas Internal Combustion Engine | 0.4 | TX | Harris | 29.9925 | -95.7444 | 2018 | 2
ERCO | HEB00020 | 65261 | H0202 |  |  | Natural Gas Internal Combustion Engine | 0.4 | TX | Harris | 29.9925 | -95.7444 | 2018 | 2
ERCO | HEB00020 | 65261 | H0203 |  |  | Natural Gas Internal Combustion Engine | 0.4 | TX | Harris | 29.9925 | -95.7444 | 2018 | 2
ERCO | HEB00028 | 65262 | H0281 |  |  | Natural Gas Internal Combustion Engine | 0.4 | TX | Galveston | 29.4661 | -95.0953 | 2017 | 6
ERCO | HEB00028 | 65262 | H0282 |  |  | Natural Gas Internal Combustion Engine | 0.4 | TX | Galveston | 29.4661 | -95.0953 | 2017 | 6
ERCO | HEB00028 | 65262 | H0283 |  |  | Natural Gas Internal Combustion Engine | 0.4 | TX | Galveston | 29.4661 | -95.0953 | 2017 | 6
ERCO | HEB00038 | 65263 | H0381 |  |  | Natural Gas Internal Combustion Engine | 0.4 | TX | Hidalgo | 26.2026 | -98.1647 | 2018 | 4
ERCO | HEB00038 | 65263 | H0382 |  |  | Natural Gas Internal Combustion Engine | 0.4 | TX | Hidalgo | 26.2026 | -98.1647 | 2018 | 4
ERCO | HEB00038 | 65263 | H0383 |  |  | Natural Gas Internal Combustion Engine | 0.4 | TX | Hidalgo | 26.2026 | -98.1647 | 2018 | 4
ERCO | HEB00048 | 66593 | H0481 |  |  | Natural Gas Internal Combustion Engine | 0.4 | TX | Jefferson | 30.1065 | -94.1704 | 2021 | 9
ERCO | HEB00048 | 66593 | H0482 |  |  | Natural Gas Internal Combustion Engine | 0.4 | TX | Jefferson | 30.1065 | -94.1704 | 2021 | 9
ERCO | HEB00048 | 66593 | H0483 |  |  | Natural Gas Internal Combustion Engine | 0.4 | TX | Jefferson | 30.1065 | -94.1704 | 2021 | 9
ERCO | HEB00054 | 65264 | H0541 |  |  | Natural Gas Internal Combustion Engine | 0.4 | TX | Harris | 29.6017 | -95.2502 | 2018 | 7
ERCO | HEB00054 | 65264 | H0542 |  |  | Natural Gas Internal Combustion Engine | 0.4 | TX | Harris | 29.6017 | -95.2502 | 2018 | 7
ERCO | HEB00054 | 65264 | H0543 |  |  | Natural Gas Internal Combustion Engine | 0.4 | TX | Harris | 29.6017 | -95.2502 | 2018 | 7
ERCO | HEB00055 | 67310 | H0551 |  |  | Natural Gas Internal Combustion Engine | 0.4 | TX | Tarrant | 32.9389 | -97.1313 | 2023 | 11
ERCO | HEB00055 | 67310 | H0552 |  |  | Natural Gas Internal Combustion Engine | 0.4 | TX | Tarrant | 32.9389 | -97.1313 | 2023 | 11
ERCO | HEB00055 | 67310 | H0553 |  |  | Natural Gas Internal Combustion Engine | 0.4 | TX | Tarrant | 32.9389 | -97.1313 | 2023 | 11
ERCO | HEB00057 | 65265 | H0571 |  |  | Natural Gas Internal Combustion Engine | 0.4 | TX | Nueces | 27.6651 | -97.2806 | 2017 | 10
ERCO | HEB00057 | 65265 | H0572 |  |  | Natural Gas Internal Combustion Engine | 0.4 | TX | Nueces | 27.6651 | -97.2806 | 2017 | 10
ERCO | HEB00057 | 65265 | H0573 |  |  | Natural Gas Internal Combustion Engine | 0.4 | TX | Nueces | 27.6651 | -97.2806 | 2017 | 10
ERCO | HEB00063 | 66549 | H0631 |  |  | Natural Gas Internal Combustion Engine | 0.4 | TX | Brazoria | 29.5595 | -95.3904 | 2017 | 6
ERCO | HEB00063 | 66549 | H0632 |  |  | Natural Gas Internal Combustion Engine | 0.4 | TX | Brazoria | 29.5595 | -95.3904 | 2017 | 6
ERCO | HEB00063 | 66549 | H0633 |  |  | Natural Gas Internal Combustion Engine | 0.4 | TX | Brazoria | 29.5595 | -95.3904 | 2017 | 6
ERCO | HEB00063 | 66549 | H0634 |  |  | Natural Gas Internal Combustion Engine | 0.4 | TX | Brazoria | 29.5595 | -95.3904 | 2017 | 6
ERCO | HEB00069 | 66550 | H0691 |  |  | Natural Gas Internal Combustion Engine | 0.4 | TX | Nueces | 27.6949 | -97.2625 | 2017 | 11
ERCO | HEB00069 | 66550 | H0692 |  |  | Natural Gas Internal Combustion Engine | 0.4 | TX | Nueces | 27.6949 | -97.2625 | 2017 | 11
ERCO | HEB00069 | 66550 | H0693 |  |  | Natural Gas Internal Combustion Engine | 0.4 | TX | Nueces | 27.6949 | -97.2625 | 2017 | 11
ERCO | HEB00069 | 66550 | H0694 |  |  | Natural Gas Internal Combustion Engine | 0.4 | TX | Nueces | 27.6949 | -97.2625 | 2017 | 11
ERCO | HEB00070 | 65266 | H0701 |  |  | Natural Gas Internal Combustion Engine | 0.4 | TX | Taylor | 32.4333 | -99.7583 | 2018 | 12
ERCO | HEB00070 | 65266 | H0702 |  |  | Natural Gas Internal Combustion Engine | 0.4 | TX | Taylor | 32.4333 | -99.7583 | 2018 | 12
ERCO | HEB00070 | 65266 | H0703 |  |  | Natural Gas Internal Combustion Engine | 0.4 | TX | Taylor | 32.4333 | -99.7583 | 2018 | 12
ERCO | HEB00092 | 66563 | H0921 |  |  | Natural Gas Internal Combustion Engine | 0.4 | TX | Victoria | 28.8519 | -96.9968 | 2018 | 1
ERCO | HEB00092 | 66563 | H0922 |  |  | Natural Gas Internal Combustion Engine | 0.4 | TX | Victoria | 28.8519 | -96.9968 | 2018 | 1
ERCO | HEB00092 | 66563 | H0923 |  |  | Natural Gas Internal Combustion Engine | 0.4 | TX | Victoria | 28.8519 | -96.9968 | 2018 | 1
ERCO | HEB00092 | 66563 | H0924 |  |  | Natural Gas Internal Combustion Engine | 0.4 | TX | Victoria | 28.8519 | -96.9968 | 2018 | 1
ERCO | HEB00095 | 66564 | H0951 |  |  | Natural Gas Internal Combustion Engine | 0.4 | TX | Webb | 27.6075 | -99.4739 | 2018 | 9
ERCO | HEB00095 | 66564 | H0952 |  |  | Natural Gas Internal Combustion Engine | 0.4 | TX | Webb | 27.6075 | -99.4739 | 2018 | 9
ERCO | HEB00095 | 66564 | H0953 |  |  | Natural Gas Internal Combustion Engine | 0.4 | TX | Webb | 27.6075 | -99.4739 | 2018 | 9
ERCO | HEB00095 | 66564 | H0954 |  |  | Natural Gas Internal Combustion Engine | 0.4 | TX | Webb | 27.6075 | -99.4739 | 2018 | 9
ERCO | HEB00099 | 65267 | H0991 |  |  | Natural Gas Internal Combustion Engine | 0.4 | TX | Harris | 29.9953 | -95.5766 | 2017 | 6
ERCO | HEB00099 | 65267 | H0992 |  |  | Natural Gas Internal Combustion Engine | 0.4 | TX | Harris | 29.9953 | -95.5766 | 2017 | 6
ERCO | HEB00099 | 65267 | H0993 |  |  | Natural Gas Internal Combustion Engine | 0.4 | TX | Harris | 29.9953 | -95.5766 | 2017 | 6
ERCO | HEB00109 | 65268 | H1091 |  |  | Natural Gas Internal Combustion Engine | 0.4 | TX | Harris | 29.7862 | -95.5394 | 2018 | 5
ERCO | HEB00109 | 65268 | H1092 |  |  | Natural Gas Internal Combustion Engine | 0.4 | TX | Harris | 29.7862 | -95.5394 | 2018 | 5
ERCO | HEB00109 | 65268 | H1093 |  |  | Natural Gas Internal Combustion Engine | 0.4 | TX | Harris | 29.7862 | -95.5394 | 2018 | 5
ERCO | HEB00110 | 65269 | H1101 |  |  | Natural Gas Internal Combustion Engine | 0.4 | TX | Fort Bend | 29.5366 | -95.5363 | 2017 | 9
ERCO | HEB00110 | 65269 | H1102 |  |  | Natural Gas Internal Combustion Engine | 0.4 | TX | Fort Bend | 29.5366 | -95.5363 | 2017 | 9
ERCO | HEB00110 | 65269 | H1103 |  |  | Natural Gas Internal Combustion Engine | 0.4 | TX | Fort Bend | 29.5366 | -95.5363 | 2017 | 9
ERCO | HEB00182 | 65274 | H1821 |  |  | Natural Gas Internal Combustion Engine | 0.4 | TX | Bell | 31.0721 | -97.3709 | 2018 | 10
ERCO | HEB00182 | 65274 | H1822 |  |  | Natural Gas Internal Combustion Engine | 0.4 | TX | Bell | 31.0721 | -97.3709 | 2018 | 10
ERCO | HEB00182 | 65274 | H1823 |  |  | Natural Gas Internal Combustion Engine | 0.4 | TX | Bell | 31.0721 | -97.3709 | 2018 | 10
ERCO | HEB00292 | 65026 | H2921 |  |  | Natural Gas Internal Combustion Engine | 0.4 | TX | Matagorda | 28.9825 | -95.9585 | 2016 | 12
ERCO | HEB00292 | 65026 | H2922 |  |  | Natural Gas Internal Combustion Engine | 0.4 | TX | Matagorda | 28.9825 | -95.9585 | 2016 | 12
ERCO | HEB00292 | 65026 | H2923 |  |  | Natural Gas Internal Combustion Engine | 0.4 | TX | Matagorda | 28.9825 | -95.9585 | 2016 | 12
ERCO | HEB00591 | 66562 | H5911 |  |  | Natural Gas Internal Combustion Engine | 0.4 | TX | Williamson | 30.5188 | -97.6585 | 2018 | 4
ERCO | HEB00591 | 66562 | H5912 |  |  | Natural Gas Internal Combustion Engine | 0.4 | TX | Williamson | 30.5188 | -97.6585 | 2018 | 4
ERCO | HEB00591 | 66562 | H5913 |  |  | Natural Gas Internal Combustion Engine | 0.4 | TX | Williamson | 30.5188 | -97.6585 | 2018 | 4
ERCO | HEB00591 | 66562 | H5914 |  |  | Natural Gas Internal Combustion Engine | 0.4 | TX | Williamson | 30.5188 | -97.6585 | 2018 | 4
ERCO | HEB00594 | 66594 | H5941 |  |  | Natural Gas Internal Combustion Engine | 0.4 | TX | Montgomery | 30.1789 | -95.5381 | 2019 | 9
ERCO | HEB00594 | 66594 | H5942 |  |  | Natural Gas Internal Combustion Engine | 0.4 | TX | Montgomery | 30.1789 | -95.5381 | 2019 | 9
ERCO | HEB00594 | 66594 | H5943 |  |  | Natural Gas Internal Combustion Engine | 0.4 | TX | Montgomery | 30.1789 | -95.5381 | 2019 | 9
ERCO | HEB00760 | 67311 | H7601 |  |  | Natural Gas Internal Combustion Engine | 0.4 | TX | Brazoria | 29.4876 | -95.4052 | 2023 | 10
ERCO | HEB00760 | 67311 | H7602 |  |  | Natural Gas Internal Combustion Engine | 0.4 | TX | Brazoria | 29.4876 | -95.4052 | 2023 | 10
ERCO | HEB00760 | 67311 | H7603 |  |  | Natural Gas Internal Combustion Engine | 0.4 | TX | Brazoria | 29.4876 | -95.4052 | 2023 | 10
ERCO | HEB00767 | 67434 | H7671 |  |  | Natural Gas Internal Combustion Engine | 0.4 | TX | Montgomery | 30.2212 | -95.682 | 2022 | 7
ERCO | HEB00767 | 67434 | H7672 |  |  | Natural Gas Internal Combustion Engine | 0.4 | TX | Montgomery | 30.2212 | -95.682 | 2022 | 7
ERCO | HEB00767 | 67434 | H7673 |  |  | Natural Gas Internal Combustion Engine | 0.4 | TX | Montgomery | 30.2212 | -95.682 | 2022 | 7
ERCO | HEB00769 | 67319 | H7691 |  |  | Natural Gas Internal Combustion Engine | 0.4 | TX | Harris | 29.5539 | -95.1507 | 2021 | 11
ERCO | HEB00769 | 67319 | H7692 |  |  | Natural Gas Internal Combustion Engine | 0.4 | TX | Harris | 29.5539 | -95.1507 | 2021 | 11
ERCO | HEB00769 | 67319 | H7693 |  |  | Natural Gas Internal Combustion Engine | 0.4 | TX | Harris | 29.5539 | -95.1507 | 2021 | 11
ERCO | HEB00776 | 67312 | H7761 |  |  | Natural Gas Internal Combustion Engine | 0.4 | TX | Harris | 29.8036 | -95.7605 | 2022 | 12
ERCO | HEB00776 | 67312 | H7762 |  |  | Natural Gas Internal Combustion Engine | 0.4 | TX | Harris | 29.8036 | -95.7605 | 2022 | 12
ERCO | HEB00776 | 67312 | H7763 |  |  | Natural Gas Internal Combustion Engine | 0.4 | TX | Harris | 29.8036 | -95.7605 | 2022 | 12
ERCO | HEB00789 | 67313 | H7891 |  |  | Natural Gas Internal Combustion Engine | 0.4 | TX | Denton | 33.1552 | -96.8463 | 2022 | 7
ERCO | HEB00789 | 67313 | H7892 |  |  | Natural Gas Internal Combustion Engine | 0.4 | TX | Denton | 33.1552 | -96.8463 | 2022 | 7
ERCO | HEB00789 | 67313 | H7893 |  |  | Natural Gas Internal Combustion Engine | 0.4 | TX | Denton | 33.1552 | -96.8463 | 2022 | 7
ERCO | HEB00790 | 67314 | H7901 |  |  | Natural Gas Internal Combustion Engine | 0.4 | TX | Collin | 33.0554 | -96.7967 | 2022 | 9
ERCO | HEB00790 | 67314 | H7902 |  |  | Natural Gas Internal Combustion Engine | 0.4 | TX | Collin | 33.0554 | -96.7967 | 2022 | 9
ERCO | HEB00790 | 67314 | H7903 |  |  | Natural Gas Internal Combustion Engine | 0.4 | TX | Collin | 33.0554 | -96.7967 | 2022 | 9
ERCO | HEB00794 | 67433 | H7941 |  |  | Natural Gas Internal Combustion Engine | 0.4 | TX | Collin | 33.1758 | -96.7284 | 2023 | 5
ERCO | HEB00794 | 67433 | H7942 |  |  | Natural Gas Internal Combustion Engine | 0.4 | TX | Collin | 33.1758 | -96.7284 | 2023 | 5
ERCO | HEB00794 | 67433 | H7943 |  |  | Natural Gas Internal Combustion Engine | 0.4 | TX | Collin | 33.1758 | -96.7284 | 2023 | 5
ERCO | HEB00796 | 67315 | H7961 |  |  | Natural Gas Internal Combustion Engine | 0.4 | TX | Collin | 33.1166 | -96.6531 | 2023 | 3
ERCO | HEB00796 | 67315 | H7962 |  |  | Natural Gas Internal Combustion Engine | 0.4 | TX | Collin | 33.1166 | -96.6531 | 2023 | 3
ERCO | HEB00796 | 67315 | H7963 |  |  | Natural Gas Internal Combustion Engine | 0.4 | TX | Collin | 33.1166 | -96.6531 | 2023 | 3
ERCO | HEBCCBakery | 66565 | HCCB1 |  |  | Natural Gas Internal Combustion Engine | 0.4 | TX | Nueces | 27.7863 | -97.4623 | 2019 | 11
ERCO | HEBCCBakery | 66565 | HCCB2 |  |  | Natural Gas Internal Combustion Engine | 0.4 | TX | Nueces | 27.7863 | -97.4623 | 2019 | 11
ERCO | HEBCCBakery | 66565 | HCCB3 |  |  | Natural Gas Internal Combustion Engine | 0.4 | TX | Nueces | 27.7863 | -97.4623 | 2019 | 11
ERCO | HEBCCBakery | 66565 | HCCB4 |  |  | Natural Gas Internal Combustion Engine | 0.4 | TX | Nueces | 27.7863 | -97.4623 | 2019 | 11
ERCO | HEBCCBakery | 66565 | HCCB5 |  |  | Natural Gas Internal Combustion Engine | 0.4 | TX | Nueces | 27.7863 | -97.4623 | 2019 | 11
ERCO | HEBCCBakery | 66565 | HCCB6 |  |  | Natural Gas Internal Combustion Engine | 0.4 | TX | Nueces | 27.7863 | -97.4623 | 2019 | 11
ERCO | HEBCCBakery | 66565 | HCCB7 |  |  | Natural Gas Internal Combustion Engine | 0.4 | TX | Nueces | 27.7863 | -97.4623 | 2019 | 11
ERCO | HEBCCBakery | 66565 | HCCB8 |  |  | Natural Gas Internal Combustion Engine | 0.4 | TX | Nueces | 27.7863 | -97.4623 | 2019 | 11
ERCO | HEBHoustonDistributionCenter | 66567 | HDC10 |  |  | Natural Gas Internal Combustion Engine | 0.4 | TX | Harris | 29.8397 | -95.5369 | 2021 | 3
ERCO | HEBHoustonDistributionCenter | 66567 | HDC11 |  |  | Natural Gas Internal Combustion Engine | 0.4 | TX | Harris | 29.8397 | -95.5369 | 2021 | 3
ERCO | HEBHoustonDistributionCenter | 66567 | HDC12 |  |  | Natural Gas Internal Combustion Engine | 0.4 | TX | Harris | 29.8397 | -95.5369 | 2021 | 3
ERCO | HEBHoustonDistributionCenter | 66567 | HDC13 |  |  | Natural Gas Internal Combustion Engine | 0.4 | TX | Harris | 29.8397 | -95.5369 | 2021 | 3
ERCO | HEBHoustonDistributionCenter | 66567 | HDC14 |  |  | Natural Gas Internal Combustion Engine | 0.4 | TX | Harris | 29.8397 | -95.5369 | 2021 | 3
ERCO | HEBHoustonDistributionCenter | 66567 | HDC15 |  |  | Natural Gas Internal Combustion Engine | 0.4 | TX | Harris | 29.8397 | -95.5369 | 2021 | 3
ERCO | HEBHoustonDistributionCenter | 66567 | HDC16 |  |  | Natural Gas Internal Combustion Engine | 0.4 | TX | Harris | 29.8397 | -95.5369 | 2021 | 3
ERCO | HEBHoustonDistributionCenter | 66567 | HDC17 |  |  | Natural Gas Internal Combustion Engine | 0.4 | TX | Harris | 29.8397 | -95.5369 | 2021 | 3
ERCO | HEBHoustonDistributionCenter | 66567 | HDC18 |  |  | Natural Gas Internal Combustion Engine | 0.4 | TX | Harris | 29.8397 | -95.5369 | 2021 | 3
ERCO | HEBHoustonDistributionCenter | 66567 | HDC19 |  |  | Natural Gas Internal Combustion Engine | 0.4 | TX | Harris | 29.8397 | -95.5369 | 2021 | 3
ERCO | HEBHoustonDistributionCenter | 66567 | HDC20 |  |  | Natural Gas Internal Combustion Engine | 0.4 | TX | Harris | 29.8397 | -95.5369 | 2021 | 3
ERCO | HEBHoustonDistributionCenter | 66567 | HDC21 |  |  | Natural Gas Internal Combustion Engine | 0.4 | TX | Harris | 29.8397 | -95.5369 | 2021 | 3
ERCO | HEBHoustonDistributionCenter | 66567 | HDC22 |  |  | Natural Gas Internal Combustion Engine | 0.4 | TX | Harris | 29.8397 | -95.5369 | 2021 | 3
ERCO | HEBHoustonDistributionCenter | 66567 | HDC23 |  |  | Natural Gas Internal Combustion Engine | 0.4 | TX | Harris | 29.8397 | -95.5369 | 2021 | 3
ERCO | HEBHoustonDistributionCenter | 66567 | HDC24 |  |  | Natural Gas Internal Combustion Engine | 0.4 | TX | Harris | 29.8397 | -95.5369 | 2021 | 3
ERCO | HEBHoustonDistributionCenter | 66567 | HDC25 |  |  | Natural Gas Internal Combustion Engine | 0.4 | TX | Harris | 29.8397 | -95.5369 | 2021 | 3
ERCO | HEBHoustonDistributionCenter | 66567 | HDC26 |  |  | Natural Gas Internal Combustion Engine | 0.4 | TX | Harris | 29.8397 | -95.5369 | 2021 | 3
ERCO | HEBHoustonDistributionCenter | 66567 | HDC27 |  |  | Natural Gas Internal Combustion Engine | 0.4 | TX | Harris | 29.8397 | -95.5369 | 2021 | 3
ERCO | HEBHoustonDistributionCenter | 66567 | HDC28 |  |  | Natural Gas Internal Combustion Engine | 0.4 | TX | Harris | 29.8397 | -95.5369 | 2021 | 3
ERCO | HEBHoustonDistributionCenter | 66567 | HDC29 |  |  | Natural Gas Internal Combustion Engine | 0.4 | TX | Harris | 29.8397 | -95.5369 | 2021 | 3
ERCO | HEBHoustonDistributionCenter | 66567 | HDC30 |  |  | Natural Gas Internal Combustion Engine | 0.4 | TX | Harris | 29.8397 | -95.5369 | 2021 | 3
ERCO | HEBHoustonDistributionCenter | 66567 | HDC31 |  |  | Natural Gas Internal Combustion Engine | 0.4 | TX | Harris | 29.8397 | -95.5369 | 2021 | 3
ERCO | HEBHoustonDistributionCenter | 66567 | HDC32 |  |  | Natural Gas Internal Combustion Engine | 0.4 | TX | Harris | 29.8397 | -95.5369 | 2021 | 3
ERCO | HEBHoustonDistributionCenter | 66567 | HHDC1 |  |  | Natural Gas Internal Combustion Engine | 0.4 | TX | Harris | 29.8397 | -95.5369 | 2021 | 3
ERCO | HEBHoustonDistributionCenter | 66567 | HHDC2 |  |  | Natural Gas Internal Combustion Engine | 0.4 | TX | Harris | 29.8397 | -95.5369 | 2021 | 3
ERCO | HEBHoustonDistributionCenter | 66567 | HHDC3 |  |  | Natural Gas Internal Combustion Engine | 0.4 | TX | Harris | 29.8397 | -95.5369 | 2021 | 3
ERCO | HEBHoustonDistributionCenter | 66567 | HHDC4 |  |  | Natural Gas Internal Combustion Engine | 0.4 | TX | Harris | 29.8397 | -95.5369 | 2021 | 3
ERCO | HEBHoustonDistributionCenter | 66567 | HHDC5 |  |  | Natural Gas Internal Combustion Engine | 0.4 | TX | Harris | 29.8397 | -95.5369 | 2021 | 3
ERCO | HEBHoustonDistributionCenter | 66567 | HHDC6 |  |  | Natural Gas Internal Combustion Engine | 0.4 | TX | Harris | 29.8397 | -95.5369 | 2021 | 3
ERCO | HEBHoustonDistributionCenter | 66567 | HHDC7 |  |  | Natural Gas Internal Combustion Engine | 0.4 | TX | Harris | 29.8397 | -95.5369 | 2021 | 3
ERCO | HEBHoustonDistributionCenter | 66567 | HHDC8 |  |  | Natural Gas Internal Combustion Engine | 0.4 | TX | Harris | 29.8397 | -95.5369 | 2021 | 3
ERCO | HEBHoustonDistributionCenter | 66567 | HHDC9 |  |  | Natural Gas Internal Combustion Engine | 0.4 | TX | Harris | 29.8397 | -95.5369 | 2021 | 3
ERCO | HEBSnackPlant | 66566 | HSNP1 |  |  | Natural Gas Internal Combustion Engine | 0.4 | TX | Harris | 29.8445 | -95.5406 | 2019 | 4
ERCO | HEBSnackPlant | 66566 | HSNP2 |  |  | Natural Gas Internal Combustion Engine | 0.4 | TX | Harris | 29.8445 | -95.5406 | 2019 | 4
ERCO | HEBSnackPlant | 66566 | HSNP3 |  |  | Natural Gas Internal Combustion Engine | 0.4 | TX | Harris | 29.8445 | -95.5406 | 2019 | 4
ERCO | HEBSnackPlant | 66566 | HSNP4 |  |  | Natural Gas Internal Combustion Engine | 0.4 | TX | Harris | 29.8445 | -95.5406 | 2019 | 4
ERCO | HEBTEMDistCenter | 67317 | HTE10 |  |  | Natural Gas Internal Combustion Engine | 0.4 | TX | Bell | 31.1524 | -97.3612 | 2023 | 5
ERCO | HEBTEMDistCenter | 67317 | HTE11 |  |  | Natural Gas Internal Combustion Engine | 0.4 | TX | Bell | 31.1524 | -97.3612 | 2023 | 5
ERCO | HEBTEMDistCenter | 67317 | HTE12 |  |  | Natural Gas Internal Combustion Engine | 0.4 | TX | Bell | 31.1524 | -97.3612 | 2023 | 5
ERCO | HEBTEMDistCenter | 67317 | HTEM1 |  |  | Natural Gas Internal Combustion Engine | 0.4 | TX | Bell | 31.1524 | -97.3612 | 2023 | 5
ERCO | HEBTEMDistCenter | 67317 | HTEM2 |  |  | Natural Gas Internal Combustion Engine | 0.4 | TX | Bell | 31.1524 | -97.3612 | 2023 | 5
ERCO | HEBTEMDistCenter | 67317 | HTEM3 |  |  | Natural Gas Internal Combustion Engine | 0.4 | TX | Bell | 31.1524 | -97.3612 | 2023 | 5
ERCO | HEBTEMDistCenter | 67317 | HTEM4 |  |  | Natural Gas Internal Combustion Engine | 0.4 | TX | Bell | 31.1524 | -97.3612 | 2023 | 5
ERCO | HEBTEMDistCenter | 67317 | HTEM5 |  |  | Natural Gas Internal Combustion Engine | 0.4 | TX | Bell | 31.1524 | -97.3612 | 2023 | 5
ERCO | HEBTEMDistCenter | 67317 | HTEM6 |  |  | Natural Gas Internal Combustion Engine | 0.4 | TX | Bell | 31.1524 | -97.3612 | 2023 | 5
ERCO | HEBTEMDistCenter | 67317 | HTEM7 |  |  | Natural Gas Internal Combustion Engine | 0.4 | TX | Bell | 31.1524 | -97.3612 | 2023 | 5
ERCO | HEBTEMDistCenter | 67317 | HTEM8 |  |  | Natural Gas Internal Combustion Engine | 0.4 | TX | Bell | 31.1524 | -97.3612 | 2023 | 5
ERCO | HEBTEMDistCenter | 67317 | HTEM9 |  |  | Natural Gas Internal Combustion Engine | 0.4 | TX | Bell | 31.1524 | -97.3612 | 2023 | 5
ERCO | HEB_CPS00085 | 66612 | H0851 |  |  | Natural Gas Internal Combustion Engine | 0.4 | TX | Bexar | 29.4337 | -98.7035 | 2019 | 11
ERCO | HEB_CPS00085 | 66612 | H0852 |  |  | Natural Gas Internal Combustion Engine | 0.4 | TX | Bexar | 29.4337 | -98.7035 | 2019 | 11
ERCO | HEB_CPS00085 | 66612 | H0853 |  |  | Natural Gas Internal Combustion Engine | 0.4 | TX | Bexar | 29.4337 | -98.7035 | 2019 | 11
ERCO | HEB_CPS00085 | 66612 | H0854 |  |  | Natural Gas Internal Combustion Engine | 0.4 | TX | Bexar | 29.4337 | -98.7035 | 2019 | 11
ERCO | HEB_CPSSADC | 66613 | SAD10 |  |  | Natural Gas Internal Combustion Engine | 0.4 | TX | Bexar | 29.4173 | -98.3609 | 2020 | 3
ERCO | HEB_CPSSADC | 66613 | SAD11 |  |  | Natural Gas Internal Combustion Engine | 0.4 | TX | Bexar | 29.4173 | -98.3609 | 2020 | 3
ERCO | HEB_CPSSADC | 66613 | SAD12 |  |  | Natural Gas Internal Combustion Engine | 0.4 | TX | Bexar | 29.4173 | -98.3609 | 2020 | 3
ERCO | HEB_CPSSADC | 66613 | SAD13 |  |  | Natural Gas Internal Combustion Engine | 0.4 | TX | Bexar | 29.4173 | -98.3609 | 2020 | 3
ERCO | HEB_CPSSADC | 66613 | SAD14 |  |  | Natural Gas Internal Combustion Engine | 0.4 | TX | Bexar | 29.4173 | -98.3609 | 2020 | 3
ERCO | HEB_CPSSADC | 66613 | SAD15 |  |  | Natural Gas Internal Combustion Engine | 0.4 | TX | Bexar | 29.4173 | -98.3609 | 2020 | 3
ERCO | HEB_CPSSADC | 66613 | SAD16 |  |  | Natural Gas Internal Combustion Engine | 0.4 | TX | Bexar | 29.4173 | -98.3609 | 2020 | 3
ERCO | HEB_CPSSADC | 66613 | SADC1 |  |  | Natural Gas Internal Combustion Engine | 0.4 | TX | Bexar | 29.4173 | -98.3609 | 2020 | 3
ERCO | HEB_CPSSADC | 66613 | SADC2 |  |  | Natural Gas Internal Combustion Engine | 0.4 | TX | Bexar | 29.4173 | -98.3609 | 2020 | 3
ERCO | HEB_CPSSADC | 66613 | SADC3 |  |  | Natural Gas Internal Combustion Engine | 0.4 | TX | Bexar | 29.4173 | -98.3609 | 2020 | 3
ERCO | HEB_CPSSADC | 66613 | SADC4 |  |  | Natural Gas Internal Combustion Engine | 0.4 | TX | Bexar | 29.4173 | -98.3609 | 2020 | 3
ERCO | HEB_CPSSADC | 66613 | SADC5 |  |  | Natural Gas Internal Combustion Engine | 0.4 | TX | Bexar | 29.4173 | -98.3609 | 2020 | 3
ERCO | HEB_CPSSADC | 66613 | SADC6 |  |  | Natural Gas Internal Combustion Engine | 0.4 | TX | Bexar | 29.4173 | -98.3609 | 2020 | 3
ERCO | HEB_CPSSADC | 66613 | SADC7 |  |  | Natural Gas Internal Combustion Engine | 0.4 | TX | Bexar | 29.4173 | -98.3609 | 2020 | 3
ERCO | HEB_CPSSADC | 66613 | SADC8 |  |  | Natural Gas Internal Combustion Engine | 0.4 | TX | Bexar | 29.4173 | -98.3609 | 2020 | 3
ERCO | HEB_CPSSADC | 66613 | SADC9 |  |  | Natural Gas Internal Combustion Engine | 0.4 | TX | Bexar | 29.4173 | -98.3609 | 2020 | 3
ERCO | HO Clarke Generating | 63335 | CTG-1 |  |  | Natural Gas Fired Combustion Turbine | 60.5 | TX | Harris | 29.6454 | -95.4517 | 2021 | 3
ERCO | HO Clarke Generating | 63335 | CTG-2 |  |  | Natural Gas Fired Combustion Turbine | 60.5 | TX | Harris | 29.6454 | -95.4517 | 2021 | 3
ERCO | HO Clarke Generating | 63335 | CTG-3 |  |  | Natural Gas Fired Combustion Turbine | 60.5 | TX | Harris | 29.6454 | -95.4517 | 2021 | 3
ERCO | HO Clarke Generating | 63335 | CTG-4 |  |  | Natural Gas Fired Combustion Turbine | 60.5 | TX | Harris | 29.6454 | -95.4517 | 2021 | 3
ERCO | HO Clarke Generating | 63335 | CTG-5 |  |  | Natural Gas Fired Combustion Turbine | 60.5 | TX | Harris | 29.6454 | -95.4517 | 2021 | 3
ERCO | HO Clarke Generating | 63335 | CTG-6 |  |  | Natural Gas Fired Combustion Turbine | 60.5 | TX | Harris | 29.6454 | -95.4517 | 2021 | 3
ERCO | HO Clarke Generating | 63335 | CTG-7 |  |  | Natural Gas Fired Combustion Turbine | 60.5 | TX | Harris | 29.6454 | -95.4517 | 2021 | 10
ERCO | HO Clarke Generating | 63335 | CTG-8 |  |  | Natural Gas Fired Combustion Turbine | 60.5 | TX | Harris | 29.6454 | -95.4517 | 2021 | 10
ERCO | Hackberry Wind Farm | 56823 | HWFG1 |  |  | Onshore Wind Turbine | 165.6 | TX | Shackelford | 32.7683 | -99.4228 | 2008 | 12
ERCO | Hal C Weaver Power Plant | 50118 | GEN10 |  |  | Natural Gas Fired Combined Cycle | 34.4 | TX | Travis | 30.2867 | -97.7356 | 2010 | 3
ERCO | Hal C Weaver Power Plant | 50118 | GEN4 |  |  | Natural Gas Fired Combined Cycle | 7.6 | TX | Travis | 30.2867 | -97.7356 | 1951 | 10
ERCO | Hal C Weaver Power Plant | 50118 | GEN5 |  |  | Natural Gas Fired Combined Cycle | 6 | TX | Travis | 30.2867 | -97.7356 | 1959 | 9
ERCO | Hal C Weaver Power Plant | 50118 | GEN7 |  |  | Natural Gas Fired Combined Cycle | 28.8 | TX | Travis | 30.2867 | -97.7356 | 1979 | 1
ERCO | Hal C Weaver Power Plant | 50118 | GEN8 |  |  | Natural Gas Fired Combined Cycle | 48.5 | TX | Travis | 30.2867 | -97.7356 | 1987 | 11
ERCO | Hal C Weaver Power Plant | 50118 | GEN9 |  |  | Natural Gas Fired Combined Cycle | 27.2 | TX | Travis | 30.2867 | -97.7356 | 2004 | 11
ERCO | Hamilton BESS | 66782 | HAMIL |  |  | Batteries | 9.9 | TX | Val Verde | 29.3764 | -100.8485 | 2024 | 2
ERCO | Handley | 3491 | 3 |  |  | Natural Gas Steam Turbine | 404.8 | TX | Tarrant | 32.7283 | -97.2192 | 1963 | 7
ERCO | Handley | 3491 | 4 |  |  | Natural Gas Steam Turbine | 455 | TX | Tarrant | 32.7283 | -97.2192 | 1976 | 10
ERCO | Handley | 3491 | 5 |  |  | Natural Gas Steam Turbine | 455 | TX | Tarrant | 32.7283 | -97.2192 | 1977 | 10
ERCO | Hayhurst Texas Solar | 66880 | HHTX |  |  | Solar Photovoltaic | 24.8 | TX | Culberson | 31.816 | -104.0853 | 2024 | 4
ERCO | Hays Energy Project | 55144 | U1 |  |  | Natural Gas Fired Combined Cycle | 241.7 | TX | Hays | 29.7806 | -97.9894 | 2002 | 5
ERCO | Hays Energy Project | 55144 | U2 |  |  | Natural Gas Fired Combined Cycle | 241.7 | TX | Hays | 29.7806 | -97.9894 | 2002 | 4
ERCO | Hays Energy Project | 55144 | U3 |  |  | Natural Gas Fired Combined Cycle | 252.8 | TX | Hays | 29.7806 | -97.9894 | 2002 | 8
ERCO | Hays Energy Project | 55144 | U4 |  |  | Natural Gas Fired Combined Cycle | 252.8 | TX | Hays | 29.7806 | -97.9894 | 2002 | 8
ERCO | Heart of Texas Wind Project | 61032 | HTX |  |  | Onshore Wind Turbine | 180 | TX | McCulloch | 31.2422 | -99.4213 | 2020 | 5
ERCO | Hecate Energy Frye Solar LLC | 64233 | 80995 |  |  | Solar Photovoltaic | 500 | TX | Swisher | 34.4067 | -101.5966 | 2024 | 6
ERCO | Heights | 64297 | H8S |  |  | Batteries | 9.9 | TX | Galveston | 29.3896 | -94.9499 | 2020 | 12
ERCO | Helena Wind | 63738 | HEL |  |  | Onshore Wind Turbine | 268.2 | TX | Bee | 28.622 | -97.9376 | 2022 | 6
ERCO | Hidalgo Energy Center | 55545 | CTG1 |  |  | Natural Gas Fired Combined Cycle | 176.6 | TX | Hidalgo | 26.3417 | -98.1758 | 2000 | 6
ERCO | Hidalgo Energy Center | 55545 | CTG2 |  |  | Natural Gas Fired Combined Cycle | 176.6 | TX | Hidalgo | 26.3417 | -98.1758 | 2000 | 6
ERCO | Hidalgo Energy Center | 55545 | STG1 |  |  | Natural Gas Fired Combined Cycle | 198.1 | TX | Hidalgo | 26.3417 | -98.1758 | 2000 | 6
ERCO | Hidalgo Wind Farm II | 62618 | WT |  |  | Onshore Wind Turbine | 50.4 | TX | Hidalgo | 26.4929 | -98.4483 | 2020 | 2
ERCO | Hidalgo Wind Farm LLC | 57617 | GEN1 |  |  | Onshore Wind Turbine | 250 | TX | Hidalgo | 26.4656 | -98.4111 | 2016 | 12
ERCO | High Lonesome Wind Power, LLC Hybrid | 62562 | BA |  |  | Batteries | 63.3 | TX | Upton | 31.1717 | -101.8811 | 2023 | 6
ERCO | High Lonesome Wind Power, LLC Hybrid | 62562 | HILO |  |  | Onshore Wind Turbine | 449.5 | TX | Upton | 31.1717 | -101.8811 | 2023 | 7
ERCO | High Lonesome Wind Power, LLC Hybrid | 62562 | HILO2 |  |  | Onshore Wind Turbine | 50 | TX | Upton | 31.1717 | -101.8811 | 2023 | 7
ERCO | Highpeak Solar 1 | 66572 | HPKS1 |  |  | Solar Photovoltaic | 10 | TX | Howard | 32.4943 | -101.2766 | 2024 | 5
ERCO | Highway 56 Solar | 61409 | GEN1 |  |  | Solar Photovoltaic | 5.3 | TX | Grayson | 33.6144 | -96.6904 | 2017 | 12
ERCO | Hill Solar 1 | 66912 | HS1 |  |  | Solar Photovoltaic | 405 | TX | Hill | 32.139 | -97.06 | 2025 | 9
ERCO | Hoef's Road Storage | 65838 | HOEFS |  |  | Batteries | 2 | TX | Reeves | 31.0312 | -103.4626 | 2021 | 5
ERCO | Holcomb (TX) | 65829 | HOLCO |  |  | Batteries | 9.9 | TX | La Salle | 28.0353 | -99.3617 | 2023 | 1
ERCO | Holstein 1 Solar Farm | 61962 | HSF01 |  |  | Solar Photovoltaic | 200 | TX | Nolan | 32.1041 | -100.1624 | 2020 | 6
ERCO | Hopkins Energy LLC | 67424 | HOPKS |  |  | Solar Photovoltaic | 250 | TX | Hopkins | 33.2173 | -95.4621 | 2024 | 6
ERCO | Horizon Solar | 65308 | HRZNS |  |  | Solar Photovoltaic | 200 | TX | Frio | 28.9377 | -99.1076 | 2023 | 12
ERCO | Hornet Solar (TX) | 65463 | HRNET |  |  | Solar Photovoltaic | 600 | TX | Swisher | 34.4852 | -101.9714 | 2025 | 4
ERCO | Horse Creek Wind Farm | 60339 | HCWF |  |  | Onshore Wind Turbine | 230 | TX | Haskell | 33.35 | -99.54 | 2016 | 10
ERCO | Horse Hollow Wind Energy Center | 56291 | 1 |  |  | Onshore Wind Turbine | 213 | TX | Taylor | 32.214 | -100.0571 | 2005 | 12
ERCO | Horse Hollow Wind Energy Center | 56291 | 2 |  |  | Onshore Wind Turbine | 223.5 | TX | Taylor | 32.214 | -100.0571 | 2006 | 6
ERCO | Horse Hollow Wind Energy Center | 56291 | 3 |  |  | Onshore Wind Turbine | 299 | TX | Taylor | 32.214 | -100.0571 | 2006 | 6
ERCO | House Mountain | 66006 | BA |  |  | Batteries | 73.2 | TX | Brewster | 30.4957 | -103.451 | 2024 | 1
ERCO | Houston Chemical Complex Battleground | 50043 | GT1 |  |  | Natural Gas Fired Combined Cycle | 104.2 | TX | Harris | 29.7314 | -95.0839 | 1982 | 5
ERCO | Houston Chemical Complex Battleground | 50043 | GT2 |  |  | Natural Gas Fired Combined Cycle | 104.2 | TX | Harris | 29.7314 | -95.0839 | 1982 | 6
ERCO | Houston Chemical Complex Battleground | 50043 | GT3 |  |  | Natural Gas Fired Combined Cycle | 84.9 | TX | Harris | 29.7314 | -95.0839 | 2005 | 6
ERCO | Houston Chemical Complex Battleground | 50043 | ST |  |  | Natural Gas Fired Combined Cycle | 87.4 | TX | Harris | 29.7314 | -95.0839 | 1982 | 8
ERCO | Houston Plant | 52065 | GEN1 |  |  | All Other | 6 | TX | Harris | 29.7198 | -95.2706 | 1977 | 1
ERCO | Houston Plant | 52065 | GEN2 |  |  | All Other | 1.5 | TX | Harris | 29.7198 | -95.2706 | 1970 | 1
ERCO | Hubbard Wind | 65048 | HW001 |  |  | Onshore Wind Turbine | 300 | TX | Limestone | 31.7747 | -96.8282 | 2021 | 11
ERCO | Hydra | 65490 | HYDRA |  |  | Batteries | 200 | TX | Pecos | 30.9929 | -102.2895 | 2024 | 12
ERCO | IKEA Grand Prairie Rooftop PV System | 61309 | PV1 |  |  | Solar Photovoltaic | 1.2 | TX | Dallas | 32.82 | -97.05 | 2017 | 12
ERCO | IKEA Live Oak Rooftop PV System | 62152 | 570 |  |  | Solar Photovoltaic | 1.7 | TX | Bexar | 29.48 | -98.25 | 2019 | 4
ERCO | IKEA Round Rock 027 | 58013 | PV |  |  | Solar Photovoltaic | 1.4 | TX | Williamson | 30.557 | -97.6903 | 2012 | 9
ERCO | IP Radian, LLC | 64859 | IPRAD |  |  | Solar Photovoltaic | 320 | TX | Brown | 31.5481 | -99.1872 | 2023 | 5
ERCO | Ignacio Grid Energy Storage System | 64089 | IGN01 |  |  | Batteries | 100 | TX | Hidalgo | 26.1669 | -98.325 | 2023 | 3
ERCO | Impact Solar 1 | 63222 | TXIM1 |  |  | Solar Photovoltaic | 198.5 | TX | Lamar | 33.4678 | -95.3709 | 2020 | 12
ERCO | Inadale Wind Farm LLC Hybrid | 56984 | 1 |  |  | Onshore Wind Turbine | 197 | TX | Nolan | 32.4969 | -100.5797 | 2009 | 9
ERCO | Inadale Wind Farm LLC Hybrid | 56984 | INABT |  |  | Batteries | 9.9 | TX | Nolan | 32.4969 | -100.5797 | 2018 | 1
ERCO | Inertia BESS;Inertia Energy Storage, LLC;NextEra |  |  | 0 | 0 | Batteries | [7 empty] | 13 | TX | Haskell
ERCO | Inertia Wind Project | 65546 | WINER |  |  | Onshore Wind Turbine | 301 | TX | Haskell | 33.1869 | -99.5953 | 2023 | 1
ERCO | Ingleside Cogeneration | 55313 | CTG1 |  |  | Natural Gas Fired Combined Cycle | 170.1 | TX | San Patricio | 27.8828 | -97.2428 | 1999 | 7
ERCO | Ingleside Cogeneration | 55313 | CTG2 |  |  | Natural Gas Fired Combined Cycle | 170.1 | TX | San Patricio | 27.8828 | -97.2428 | 1999 | 7
ERCO | Ingleside Cogeneration | 55313 | STG |  |  | Natural Gas Fired Combined Cycle | 176.8 | TX | San Patricio | 27.8828 | -97.2428 | 1999 | 7
ERCO | Inks | 3598 | 1 |  |  | Conventional Hydroelectric | 15 | TX | Burnet | 30.7316 | -98.3854 | 1938 | 1
ERCO | J K Spruce | 7097 | 1 |  |  | Conventional Steam Coal | 566 | TX | Bexar | 29.3097 | -98.3203 | 1992 | 12
ERCO | J K Spruce | 7097 | 2 |  |  | Conventional Steam Coal | 922.5 | TX | Bexar | 29.3097 | -98.3203 | 2010 | 5
ERCO | Jack County | 55230 | CT1 |  |  | Natural Gas Fired Combined Cycle | 170 | TX | Wise | 33.101 | -97.9574 | 2006 | 2
ERCO | Jack County | 55230 | CT2 |  |  | Natural Gas Fired Combined Cycle | 170 | TX | Wise | 33.101 | -97.9574 | 2006 | 2
ERCO | Jack County | 55230 | CT3 |  |  | Natural Gas Fired Combined Cycle | 170 | TX | Wise | 33.101 | -97.9574 | 2011 | 3
ERCO | Jack County | 55230 | CT4 |  |  | Natural Gas Fired Combined Cycle | 170 | TX | Wise | 33.101 | -97.9574 | 2011 | 3
ERCO | Jack County | 55230 | ST1 |  |  | Natural Gas Fired Combined Cycle | 300 | TX | Wise | 33.101 | -97.9574 | 2006 | 2
ERCO | Jack County | 55230 | ST2 |  |  | Natural Gas Fired Combined Cycle | 300 | TX | Wise | 33.101 | -97.9574 | 2011 | 3
ERCO | Jackalope Solar;PV1;Peacock Energy Project, LLC;BP Alternative Energy North America, Inc |  |  | 0 | 0 | Solar Photovoltaic | [7 empty] | 155.68 | TX | San Patricio
ERCO | Jameson Gas Processing Plant | 55052 | 620 |  |  | Natural Gas Internal Combustion Engine | 0.4 | TX | Coke | 32.05 | -100.6917 | 1981 | 1
ERCO | Jameson Gas Processing Plant | 55052 | 621 |  |  | Natural Gas Internal Combustion Engine | 0.4 | TX | Coke | 32.05 | -100.6917 | 1981 | 1
ERCO | Jameson Gas Processing Plant | 55052 | 622 |  |  | Natural Gas Internal Combustion Engine | 0.5 | TX | Coke | 32.05 | -100.6917 | 1986 | 1
ERCO | Jameson Gas Processing Plant | 55052 | GN410 |  |  | Natural Gas Internal Combustion Engine | 0.5 | TX | Coke | 32.05 | -100.6917 | 2017 | 6
ERCO | Javelina Wind Energy II, LLC | 60645 | WJ21 |  |  | Onshore Wind Turbine | 200 | TX | Webb | 27.44 | -98.91 | 2016 | 11
ERCO | Javelina Wind Energy, LLC | 60104 | GEWTG |  |  | Onshore Wind Turbine | 249.7 | TX | Webb | 27.32 | -99 | 2015 | 12
ERCO | Johnson County | 54817 | GT-1 |  |  | Natural Gas Fired Combined Cycle | 178.2 | TX | Johnson | 32.3994 | -97.4078 | 1996 | 9
ERCO | Johnson County | 54817 | ST-1 |  |  | Natural Gas Fired Combined Cycle | 104.4 | TX | Johnson | 32.3994 | -97.4078 | 1996 | 11
ERCO | Judkins BESS | 66790 | JUDKS |  |  | Batteries | 9.9 | TX | Ector | 31.7156 | -102.5981 | 2024 | 3
ERCO | Jumbo Hill Wind Project | 62630 | WTGS1 |  |  | Onshore Wind Turbine | 160.7 | TX | Andrews | 32.386 | -102.949 | 2020 | 3
ERCO | Junction (TX) | 65830 | JUNCT |  |  | Batteries | 9.9 | TX | Kimble | 30.4925 | -99.7702 | 2023 | 10
ERCO | Junction BESS | 67845 | JUTX5 |  |  | Batteries | 9.9 | TX | Kimble | 30.5165 | -99.7676 | 2025 | 3
ERCO | Jungmann Solar;UNIT1;BT Jungmann LLC;Pine Gate Renewables, LLC |  |  | 0 | 0 | Solar Photovoltaic | [7 empty] | 40.21 | TX | Milam
ERCO | Juno Solar Project | 63328 | IPJNO |  |  | Solar Photovoltaic | 143.5 | TX | Borden | 32.7729 | -101.391 | 2021 | 8
ERCO | Juno Solar Project | 63328 | JUNO1 |  |  | Solar Photovoltaic | 162.1 | TX | Borden | 32.7729 | -101.391 | 2021 | 6
ERCO | Karankawa Wind LLC | 61343 | WT1 |  |  | Onshore Wind Turbine | 307.1 | TX | San Patricio | 28.1702 | -97.8175 | 2019 | 11
ERCO | Keechi Wind | 58838 | KW1 |  |  | Onshore Wind Turbine | 110 | TX | Jack | 33.1431 | -98.1611 | 2015 | 1
ERCO | Kellam Solar | 62774 | BTKEL |  |  | Solar Photovoltaic | 59 | TX | Van Zandt | 32.4744 | -95.7156 | 2020 | 12
ERCO | Kiamichi Energy Facility | 55501 | CTG1 |  |  | Natural Gas Fired Combined Cycle | 183.9 | OK | Pittsburg | 34.6831 | -95.9349 | 2003 | 4
ERCO | Kiamichi Energy Facility | 55501 | CTG2 |  |  | Natural Gas Fired Combined Cycle | 183.9 | OK | Pittsburg | 34.6831 | -95.9349 | 2003 | 4
ERCO | Kiamichi Energy Facility | 55501 | CTG3 |  |  | Natural Gas Fired Combined Cycle | 183.9 | OK | Pittsburg | 34.6831 | -95.9349 | 2003 | 4
ERCO | Kiamichi Energy Facility | 55501 | CTG4 |  |  | Natural Gas Fired Combined Cycle | 183.9 | OK | Pittsburg | 34.6831 | -95.9349 | 2003 | 4
ERCO | Kiamichi Energy Facility | 55501 | STG1 |  |  | Natural Gas Fired Combined Cycle | 317.2 | OK | Pittsburg | 34.6831 | -95.9349 | 2003 | 4
ERCO | Kiamichi Energy Facility | 55501 | STG2 |  |  | Natural Gas Fired Combined Cycle | 317.2 | OK | Pittsburg | 34.6831 | -95.9349 | 2003 | 4
ERCO | King Creek Wind Farm 1, LLC | 66321 | KC1 |  |  | Onshore Wind Turbine | 184 | TX | Haskell | 33.268 | -99.468 | 2022 | 4
ERCO | King Creek Wind Farm 2, LLC | 66323 | KC2 |  |  | Onshore Wind Turbine | 209 | TX | Throckmorton | 33.1824 | -99.3899 | 2022 | 4
ERCO | King Mountain Wind Ranch 1 | 55581 | EXIS |  |  | Onshore Wind Turbine | 278 | TX | Upton | 31.2092 | -102.2417 | 2001 | 6
ERCO | Kingsberry Energy Storage System | 61741 | KBESS |  |  | Batteries | 1.5 | TX | Travis | 30.266 | -97.6861 | 2018 | 9
ERCO | LIBRA BESS; Libra Storage LLC; ENGIE Solar NA LLC |  |  | 0 | 0 | Batteries | [7 empty] | 206.21 | TX | Guadalupe
ERCO | La Chalupa, LLC | 63624 | LC |  |  | Onshore Wind Turbine | 198.5 | TX | Cameron | 26.2499 | -97.5118 | 2021 | 6
ERCO | Lacy Creek Wind Energy Center | 65162 | LCW1 |  |  | Onshore Wind Turbine | 301.3 | TX | Sterling | 31.7299 | -101.2989 | 2022 | 12
ERCO | Lake Hubbard | 3452 | 1 |  |  | Natural Gas Steam Turbine | 396.5 | TX | Dallas | 32.8358 | -96.5458 | 1970 | 6
ERCO | Lake Hubbard | 3452 | 2 |  |  | Natural Gas Steam Turbine | 531 | TX | Dallas | 32.8358 | -96.5458 | 1973 | 11
ERCO | Lamar Power Project | 55097 | CTG1 |  |  | Natural Gas Fired Combined Cycle | 176 | TX | Lamar | 33.6308 | -95.59 | 2000 | 5
ERCO | Lamar Power Project | 55097 | CTG2 |  |  | Natural Gas Fired Combined Cycle | 176 | TX | Lamar | 33.6308 | -95.59 | 2000 | 5
ERCO | Lamar Power Project | 55097 | CTG3 |  |  | Natural Gas Fired Combined Cycle | 176 | TX | Lamar | 33.6308 | -95.59 | 2000 | 12
ERCO | Lamar Power Project | 55097 | CTG4 |  |  | Natural Gas Fired Combined Cycle | 176 | TX | Lamar | 33.6308 | -95.59 | 2000 | 12
ERCO | Lamar Power Project | 55097 | STG1 |  |  | Natural Gas Fired Combined Cycle | 204.3 | TX | Lamar | 33.6308 | -95.59 | 2000 | 5
ERCO | Lamar Power Project | 55097 | STG2 |  |  | Natural Gas Fired Combined Cycle | 204.3 | TX | Lamar | 33.6308 | -95.59 | 2000 | 5
ERCO | Lamesa II | 61697 | IVORY |  |  | Solar Photovoltaic | 50 | TX | Dawson | 32.7133 | -101.8852 | 2018 | 11
ERCO | Lamesa Solar | 60372 | LSPV1 |  |  | Solar Photovoltaic | 102 | TX | Dawson | 32.7156 | -101.9265 | 2017 | 4
ERCO | Lampwick | 61872 | GEN1 |  |  | Solar Photovoltaic | 7.5 | TX | Menard | 30.8722 | -99.5373 | 2019 | 11
ERCO | Langford Wind Power | 57153 | 1 |  |  | Onshore Wind Turbine | 150 | TX | Tom Green | 31.0854 | -100.6788 | 2009 | 12
ERCO | Lapetus | 62448 | LAP |  |  | Solar Photovoltaic | 100 | TX | Andrews | 32.4601 | -102.6728 | 2019 | 12
ERCO | Laredo | 3439 | 4 |  |  | Natural Gas Fired Combustion Turbine | 131.8 | TX | Webb | 27.5667 | -99.5089 | 2008 | 8
ERCO | Laredo | 3439 | 5 |  |  | Natural Gas Fired Combustion Turbine | 131.8 | TX | Webb | 27.5667 | -99.5089 | 2008 | 9
ERCO | Las Lomas Wind Project | 63101 | WTG |  |  | Onshore Wind Turbine | 201.6 | TX | Zapata | 26.6984 | -99.0574 | 2020 | 12
ERCO | Las Majadas Wind Farm | 63739 | LMAJ |  |  | Onshore Wind Turbine | 272.6 | TX | Willacy | 26.3648 | -97.5453 | 2021 | 3
ERCO | Leon Creek | 3609 | CGT1 |  |  | Natural Gas Fired Combustion Turbine | 57.4 | TX | Bexar | 29.3525 | -98.5761 | 2004 | 6
ERCO | Leon Creek | 3609 | CGT2 |  |  | Natural Gas Fired Combustion Turbine | 57.4 | TX | Bexar | 29.3525 | -98.5761 | 2004 | 6
ERCO | Leon Creek | 3609 | CGT3 |  |  | Natural Gas Fired Combustion Turbine | 57.4 | TX | Bexar | 29.3525 | -98.5761 | 2004 | 6
ERCO | Leon Creek | 3609 | CGT4 |  |  | Natural Gas Fired Combustion Turbine | 57.4 | TX | Bexar | 29.3525 | -98.5761 | 2004 | 6
ERCO | Leon Solar | 61532 | GEN1 |  |  | Solar Photovoltaic | 10 | TX | Hunt | 33.1611 | -96.2397 | 2017 | 12
ERCO | Lewisville | 794 | 1 |  |  | Conventional Hydroelectric | 2.8 | TX | Denton | 33.0685 | -96.9638 | 1992 | 1
ERCO | Liberty Hybrid Solar and Storage Project | 67867 | LIB1 |  |  | Solar Photovoltaic | 67.2 | TX | Harris | 30.0097 | -95.0408 | 2025 | 7
ERCO | Liggett Switch BESS; ESTX-PLD-ARLINGTON1, LLC;Prologis Inc. |  |  | 0 | 0 | Batteries | [7 empty] | 9.88 | TX | Dallas
ERCO | Lily Solar Hybrid | 63892 | LILY |  |  | Solar Photovoltaic | 146.7 | TX | Kaufman | 32.5333 | -96.429 | 2021 | 10
ERCO | Lily Solar Hybrid | 63892 | LILYB |  |  | Batteries | 55.2 | TX | Kaufman | 32.5333 | -96.429 | 2021 | 10
ERCO | Limestone | 298 | 1 |  |  | Conventional Steam Coal | 893 | TX | Limestone | 31.4219 | -96.2525 | 1985 | 12
ERCO | Limestone | 298 | 2 |  |  | Conventional Steam Coal | 956.8 | TX | Limestone | 31.4219 | -96.2525 | 1986 | 12
ERCO | Limestone Wind Project | 65306 | LIMEW |  |  | Onshore Wind Turbine | 299.2 | TX | Navarro | 31.8535 | -96.6245 | 2022 | 12
ERCO | Live Oak Wind Project | 61782 | WTGS |  |  | Onshore Wind Turbine | 199.5 | TX | Schleicher | 31.0486 | -100.6231 | 2019 | 3
ERCO | Lockett Windfarm | 62356 | LOC |  |  | Onshore Wind Turbine | 183.8 | TX | Wilbarger | 34.0723 | -99.2647 | 2019 | 9
ERCO | Logans Gap Wind LLC | 59442 | 1 |  |  | Onshore Wind Turbine | 200.1 | TX | Comanche | 31.8225 | -98.6906 | 2015 | 8
ERCO | Lonestar | 65831 | LNSTR |  |  | Batteries | 9.9 | TX | Ward | 31.5949 | -103.2498 | 2022 | 8
ERCO | Longbow BESS, LLC | 67083 | LBBES |  |  | Batteries | 174 | TX | Brazoria | 29.2816 | -95.2955 | 2024 | 10
ERCO | Longbow Solar, LLC | 65521 | LBSOL |  |  | Solar Photovoltaic | 78.1 | TX | Brazoria | 29.2898 | -95.2986 | 2022 | 7
ERCO | Longhorn Wind | 58772 | GEN1 |  |  | Onshore Wind Turbine | 200 | TX | Briscoe | 34.3111 | -101.2511 | 2015 | 5
ERCO | Loop 463 | 64315 | LOOP |  |  | Batteries | 9.9 | TX | Victoria | 28.8165 | -97.0749 | 2021 | 8
ERCO | Lopeno | 64316 | LOPE |  |  | Batteries | 9.9 | TX | Zapata | 26.6876 | -99.1094 | 2022 | 3
ERCO | Loraine Windpark Project LLC | 57303 | LWG1 |  |  | Onshore Wind Turbine | 75 | TX | Mitchell | 32.4375 | -100.7444 | 2009 | 10
ERCO | Loraine Windpark Project LLC | 57303 | LWG2 |  |  | Onshore Wind Turbine | 75 | TX | Mitchell | 32.4375 | -100.7444 | 2009 | 10
ERCO | Los Vientos V Wind Power | 60059 | 1 |  |  | Onshore Wind Turbine | 110 | TX | Starr | 26.4117 | -98.5716 | 2015 | 12
ERCO | Los Vientos Wind 1A | 57751 | 1 |  |  | Onshore Wind Turbine | 200 | TX | Cameron | 26.3307 | -97.5857 | 2012 | 12
ERCO | Los Vientos Wind 1B | 57752 | 1 |  |  | Onshore Wind Turbine | 201.6 | TX | Cameron | 26.3489 | -97.6668 | 2012 | 12
ERCO | Los Vientos Windpower III | 59320 | GEN1 |  |  | Onshore Wind Turbine | 200 | TX | Starr | 26.3886 | -98.8061 | 2015 | 4
ERCO | Los Vientos Windpower IV | 59321 | GEN1 |  |  | Onshore Wind Turbine | 200 | TX | Starr | 26.3806 | -98.8183 | 2016 | 7
ERCO | Lost Pines 1 Power Project | 55154 | CTA |  |  | Natural Gas Fired Combined Cycle | 202.5 | TX | Bastrop | 30.1478 | -97.2714 | 2001 | 5
ERCO | Lost Pines 1 Power Project | 55154 | CTB |  |  | Natural Gas Fired Combined Cycle | 202.5 | TX | Bastrop | 30.1478 | -97.2714 | 2001 | 5
ERCO | Lost Pines 1 Power Project | 55154 | ST |  |  | Natural Gas Fired Combined Cycle | 204 | TX | Bastrop | 30.1478 | -97.2714 | 2001 | 5
ERCO | Lower Rio BESS;VESI 38 LLC;Ormat |  |  | 0 | 0 | Batteries | [7 empty] | 60.37 | TX | Hidalgo
ERCO | Lufkin South BESS | 66789 | LUFKS |  |  | Batteries | 9.9 | TX | Angelina | 31.292 | -94.7242 | 2024 | 3
ERCO | Lumina II Solar Project | 65644 | LUMII |  |  | Solar Photovoltaic | 326.6 | TX | Scurry | 32.8835 | -100.7464 | 2024 | 1
ERCO | Lumina Solar Project | 65645 | LUMIN |  |  | Solar Photovoltaic | 326.6 | TX | Scurry | 32.9011 | -100.9827 | 2024 | 1
ERCO | Madero Grid | 63757 | MAD01 |  |  | Batteries | 100 | TX | Hidalgo | 26.1698 | -98.3298 | 2023 | 3
ERCO | Magic Valley Generating Station | 55123 | CTG1 |  |  | Natural Gas Fired Combined Cycle | 267 | TX | Hidalgo | 26.3403 | -98.19 | 2002 | 2
ERCO | Magic Valley Generating Station | 55123 | CTG2 |  |  | Natural Gas Fired Combined Cycle | 267 | TX | Hidalgo | 26.3403 | -98.19 | 2002 | 2
ERCO | Magic Valley Generating Station | 55123 | STG |  |  | Natural Gas Fired Combined Cycle | 267 | TX | Hidalgo | 26.3403 | -98.19 | 2002 | 2
ERCO | Magic Valley Wind Farm I LLC | 57802 | MV1 |  |  | Onshore Wind Turbine | 203 | TX | Willacy | 26.4753 | -97.6911 | 2012 | 9
ERCO | Magnolia TX | 64298 | MANGO |  |  | Batteries | 9.9 | TX | Galveston | 29.4883 | -95.1339 | 2020 | 12
ERCO | Mainland | 67494 | MLNDB |  |  | Batteries | 9.9 | TX | Galveston | 29.3952 | -95.0408 | 2024 | 6
ERCO | Major Oak Power | 7030 | 1 |  |  | Conventional Steam Coal | 174.6 | TX | Robertson | 31.0919 | -96.695 | 1990 | 9
ERCO | Major Oak Power | 7030 | 2 |  |  | Conventional Steam Coal | 174.6 | TX | Robertson | 31.0919 | -96.695 | 1991 | 10
ERCO | Marble Falls | 3599 | 1 |  |  | Conventional Hydroelectric | 19.8 | TX | Burnet | 30.5553 | -98.2576 | 1951 | 10
ERCO | Marble Falls | 3599 | 2 |  |  | Conventional Hydroelectric | 19.8 | TX | Burnet | 30.5553 | -98.2576 | 1951 | 9
ERCO | Mariah del Norte | 59005 | MAR1 |  |  | Onshore Wind Turbine | 230.4 | TX | Parmer | 34.6675 | -102.5778 | 2016 | 11
ERCO | Mark One Power Station | 65372 | CTG-1 |  |  | Natural Gas Fired Combustion Turbine | 60.5 | TX | Brazoria | 29.2271 | -95.4308 | 2022 | 11
ERCO | Mark One Power Station | 65372 | CTG-2 |  |  | Natural Gas Fired Combustion Turbine | 60.5 | TX | Brazoria | 29.2271 | -95.4308 | 2022 | 11
ERCO | Mark One Power Station | 65372 | CTG-3 |  |  | Natural Gas Fired Combustion Turbine | 60.5 | TX | Brazoria | 29.2271 | -95.4308 | 2022 | 11
ERCO | Mark One Power Station | 65372 | CTG-4 |  |  | Natural Gas Fired Combustion Turbine | 60.5 | TX | Brazoria | 29.2271 | -95.4308 | 2022 | 11
ERCO | Mark One Power Station | 65372 | CTG-5 |  |  | Natural Gas Fired Combustion Turbine | 60.5 | TX | Brazoria | 29.2271 | -95.4308 | 2022 | 11
ERCO | Mark One Power Station | 65372 | CTG-6 |  |  | Natural Gas Fired Combustion Turbine | 60.5 | TX | Brazoria | 29.2271 | -95.4308 | 2022 | 11
ERCO | Markum Solar Farm | 67580 | MKM |  |  | Solar Photovoltaic | 161 | TX | Bosque | 31.6948 | -97.3749 | 2024 | 11
ERCO | Marlin Solar | 61513 | GEN1 |  |  | Solar Photovoltaic | 5.3 | TX | Limestone | 31.2867 | -96.8772 | 2017 | 12
ERCO | Mars Solar | 63027 | 20 |  |  | Solar Photovoltaic | 10 | TX | Webb | 27.4216 | -98.835 | 2019 | 8
ERCO | Marshall Ford | 3600 | 1 |  |  | Conventional Hydroelectric | 36 | TX | Travis | 30.3899 | -97.9073 | 1941 | 1
ERCO | Marshall Ford | 3600 | 2 |  |  | Conventional Hydroelectric | 36 | TX | Travis | 30.3899 | -97.9073 | 1941 | 1
ERCO | Marshall Ford | 3600 | 3 |  |  | Conventional Hydroelectric | 36 | TX | Travis | 30.3899 | -97.9073 | 1941 | 1
ERCO | Martin Lake | 6146 | 1 |  |  | Conventional Steam Coal | 793.2 | TX | Rusk | 32.2606 | -94.5706 | 1977 | 5
ERCO | Martin Lake | 6146 | 2 |  |  | Conventional Steam Coal | 793.2 | TX | Rusk | 32.2606 | -94.5706 | 1978 | 5
ERCO | Martin Lake | 6146 | 3 |  |  | Conventional Steam Coal | 793.2 | TX | Rusk | 32.2606 | -94.5706 | 1979 | 4
ERCO | Maryneal Windpower | 62836 | MNW |  |  | Onshore Wind Turbine | 182.4 | TX | Nolan | 32.1994 | -100.4919 | 2021 | 7
ERCO | Maverick Creek Wind | 62853 | MVRCK |  |  | Onshore Wind Turbine | 491.6 | TX | Concho | 31.2625 | -99.844 | 2022 | 3
ERCO | Mayberry II BESS;BESS2;SMT Mission II LLC;SMT Mission II LLC |  |  | 0 | 0 | Batteries | [7 empty] | 9.95 | TX | Hidalgo
ERCO | McAdoo Wind Energy LLC | 56773 | 1 |  |  | Onshore Wind Turbine | 150 | TX | Dickens | 33.7522 | -100.9674 | 2008 | 9
ERCO | Mckeever | 65543 | MK1 |  |  | Petroleum Liquids | 0.6 | TX | Fort Bend | 29.5084 | -95.4793 | 2013 | 10
ERCO | Mckeever | 65543 | MK10 |  |  | Petroleum Liquids | 0.6 | TX | Fort Bend | 29.5084 | -95.4793 | 2013 | 10
ERCO | Mckeever | 65543 | MK11 |  |  | Petroleum Liquids | 0.6 | TX | Fort Bend | 29.5084 | -95.4793 | 2013 | 10
ERCO | Mckeever | 65543 | MK12 |  |  | Petroleum Liquids | 0.6 | TX | Fort Bend | 29.5084 | -95.4793 | 2013 | 10
ERCO | Mckeever | 65543 | MK13 |  |  | Petroleum Liquids | 0.6 | TX | Fort Bend | 29.5084 | -95.4793 | 2013 | 10
ERCO | Mckeever | 65543 | MK14 |  |  | Petroleum Liquids | 0.6 | TX | Fort Bend | 29.5084 | -95.4793 | 2013 | 10
ERCO | Mckeever | 65543 | MK15 |  |  | Petroleum Liquids | 0.6 | TX | Fort Bend | 29.5084 | -95.4793 | 2013 | 10
ERCO | Mckeever | 65543 | MK2 |  |  | Petroleum Liquids | 0.6 | TX | Fort Bend | 29.5084 | -95.4793 | 2013 | 10
ERCO | Mckeever | 65543 | MK3 |  |  | Petroleum Liquids | 0.6 | TX | Fort Bend | 29.5084 | -95.4793 | 2013 | 10
ERCO | Mckeever | 65543 | MK4 |  |  | Petroleum Liquids | 0.6 | TX | Fort Bend | 29.5084 | -95.4793 | 2013 | 10
ERCO | Mckeever | 65543 | MK5 |  |  | Petroleum Liquids | 0.6 | TX | Fort Bend | 29.5084 | -95.4793 | 2013 | 10
ERCO | Mckeever | 65543 | MK6 |  |  | Petroleum Liquids | 0.6 | TX | Fort Bend | 29.5084 | -95.4793 | 2013 | 10
ERCO | Mckeever | 65543 | MK7 |  |  | Petroleum Liquids | 0.6 | TX | Fort Bend | 29.5084 | -95.4793 | 2013 | 10
ERCO | Mckeever | 65543 | MK8 |  |  | Petroleum Liquids | 0.6 | TX | Fort Bend | 29.5084 | -95.4793 | 2013 | 10
ERCO | Mckeever | 65543 | MK9 |  |  | Petroleum Liquids | 0.6 | TX | Fort Bend | 29.5084 | -95.4793 | 2013 | 10
ERCO | Medina Lake BESS;Regis Medina Lake LLC;Regis Development I, LLC |  |  | 0 | 0 | Batteries | [7 empty] | 9.8 | TX | Bandera
ERCO | Mesquite Creek LFGTE Project | 57167 | GEN1 |  |  | Landfill Gas | 1.6 | TX | Comal | 29.7372 | -98.0228 | 2010 | 12
ERCO | Mesquite Creek LFGTE Project | 57167 | GEN2 |  |  | Landfill Gas | 1.6 | TX | Comal | 29.7372 | -98.0228 | 2010 | 12
ERCO | Mesquite Creek Wind | 59332 | MSCRK |  |  | Onshore Wind Turbine | 211.2 | TX | Dawson | 32.7 | -101.7411 | 2015 | 4
ERCO | Mesquite Star | 62587 | MESQ |  |  | Onshore Wind Turbine | 418.9 | TX | Nolan | 32.256 | -100.3203 | 2020 | 3
ERCO | Mesquite Wind Power LLC | 56395 | 1 |  |  | Onshore Wind Turbine | 200 | TX | Shackelford | 32.6256 | -99.4928 | 2007 | 11
ERCO | Mesteno | 62258 | MES |  |  | Onshore Wind Turbine | 201.6 | TX | Starr | 26.5237 | -98.7455 | 2019 | 12
ERCO | Miami Wind Energy Center | 58765 | 1 |  |  | Onshore Wind Turbine | 288.6 | TX | Roberts | 35.6539 | -100.5386 | 2014 | 8
ERCO | Midlothian Energy Facility | 55091 | STK1 |  |  | Natural Gas Fired Combined Cycle | 289 | TX | Ellis | 32.4302 | -97.0537 | 2000 | 5
ERCO | Midlothian Energy Facility | 55091 | STK2 |  |  | Natural Gas Fired Combined Cycle | 289 | TX | Ellis | 32.4302 | -97.0537 | 2000 | 5
ERCO | Midlothian Energy Facility | 55091 | STK3 |  |  | Natural Gas Fired Combined Cycle | 289 | TX | Ellis | 32.4302 | -97.0537 | 2000 | 7
ERCO | Midlothian Energy Facility | 55091 | STK4 |  |  | Natural Gas Fired Combined Cycle | 289 | TX | Ellis | 32.4302 | -97.0537 | 2000 | 9
ERCO | Midlothian Energy Facility | 55091 | STK5 |  |  | Natural Gas Fired Combined Cycle | 289 | TX | Ellis | 32.4302 | -97.0537 | 2001 | 8
ERCO | Midlothian Energy Facility | 55091 | STK6 |  |  | Natural Gas Fired Combined Cycle | 289 | TX | Ellis | 32.4302 | -97.0537 | 2001 | 9
ERCO | Midway Solar - TX | 61368 | PV1 |  |  | Solar Photovoltaic | 182 | TX | Pecos | 30.9955 | -102.2235 | 2018 | 12
ERCO | Midway Wind, LLC | 61776 | MIDWY |  |  | Onshore Wind Turbine | 162.9 | TX | San Patricio | 27.955 | -97.3002 | 2019 | 8
ERCO | Mineral Wells East BESS | 66788 | MNWLE |  |  | Batteries | 9.9 | TX | Palo Pinto | 32.7988 | -98.065 | 2024 | 3
ERCO | Misae Solar | 62249 | 77777 |  |  | Solar Photovoltaic | 240 | TX | Childress | 34.3805 | -100.0996 | 2020 | 1
ERCO | Mockingbird Solar Center | 64347 | 7777 |  |  | Solar Photovoltaic | 471 | TX | Lamar | 33.3917 | -95.4252 | 2024 | 10
ERCO | Mont Belvieu Cogeneration Unit | 57322 | GT01 |  |  | Natural Gas Fired Combustion Turbine | 15 | TX | Chambers | 29.8381 | -94.9007 | 2009 | 7
ERCO | Montgomery Ranch Wind Farm, LLC | 67095 | MR1 |  |  | Onshore Wind Turbine | 202.5 | TX | Foard | 33.8413 | -99.6578 | 2025 | 1
ERCO | Moore Field BESS 2;BESS1;Regis Monte Cristo LLC;REX Energy Holdings I, LLC |  |  | 0 | 0 | Batteries | [7 empty] | 9.8 | TX | Hidalgo
ERCO | Morgan Creek | 3492 | CT1 |  |  | Petroleum Liquids | 89.4 | TX | Mitchell | 32.3358 | -100.9156 | 1988 | 7
ERCO | Morgan Creek | 3492 | CT2 |  |  | Petroleum Liquids | 89.4 | TX | Mitchell | 32.3358 | -100.9156 | 1988 | 7
ERCO | Morgan Creek | 3492 | CT3 |  |  | Petroleum Liquids | 89.4 | TX | Mitchell | 32.3358 | -100.9156 | 1988 | 8
ERCO | Morgan Creek | 3492 | CT4 |  |  | Petroleum Liquids | 89.4 | TX | Mitchell | 32.3358 | -100.9156 | 1988 | 7
ERCO | Morgan Creek | 3492 | CT5 |  |  | Petroleum Liquids | 89.4 | TX | Mitchell | 32.3358 | -100.9156 | 1988 | 7
ERCO | Morgan Creek | 3492 | CT6 |  |  | Petroleum Liquids | 89.4 | TX | Mitchell | 32.3358 | -100.9156 | 1988 | 7
ERCO | Morrow Lake Solar | 66775 | MLPV |  |  | Solar Photovoltaic | 200 | TX | Frio | 28.948 | -99.0672 | 2025 | 9
ERCO | Mountain Creek | 3453 | 6 |  |  | Natural Gas Steam Turbine | 135.7 | TX | Dallas | 32.7231 | -96.9358 | 1956 | 2
ERCO | Mountain Creek | 3453 | 7 |  |  | Natural Gas Steam Turbine | 136 | TX | Dallas | 32.7231 | -96.9358 | 1958 | 3
ERCO | Mountain Creek | 3453 | 8 |  |  | Natural Gas Steam Turbine | 580.5 | TX | Dallas | 32.7231 | -96.9358 | 1967 | 7
ERCO | Myrtle Solar, LLC | 66910 | MYR |  |  | Solar Photovoltaic | 313 | TX | Brazoria | 29.2285 | -95.4274 | 2025 | 11
ERCO | Myrtle Storage | 66913 | MYRST |  |  | Batteries | 150 | TX | Brazoria | 29.2278 | -95.4281 | 2025 | 10
ERCO | N. Mary Francis | 65544 | NMF1 |  |  | Petroleum Liquids | 0.6 | TX | Ector | 31.9216 | -102.431 | 2013 | 8
ERCO | N. Mary Francis | 65544 | NMF10 |  |  | Petroleum Liquids | 0.6 | TX | Ector | 31.9216 | -102.431 | 2013 | 8
ERCO | N. Mary Francis | 65544 | NMF11 |  |  | Petroleum Liquids | 0.6 | TX | Ector | 31.9216 | -102.431 | 2013 | 8
ERCO | N. Mary Francis | 65544 | NMF12 |  |  | Petroleum Liquids | 0.6 | TX | Ector | 31.9216 | -102.431 | 2013 | 8
ERCO | N. Mary Francis | 65544 | NMF13 |  |  | Petroleum Liquids | 0.6 | TX | Ector | 31.9216 | -102.431 | 2013 | 8
ERCO | N. Mary Francis | 65544 | NMF14 |  |  | Petroleum Liquids | 0.6 | TX | Ector | 31.9216 | -102.431 | 2013 | 8
ERCO | N. Mary Francis | 65544 | NMF15 |  |  | Petroleum Liquids | 0.6 | TX | Ector | 31.9216 | -102.431 | 2013 | 8
ERCO | N. Mary Francis | 65544 | NMF2 |  |  | Petroleum Liquids | 0.6 | TX | Ector | 31.9216 | -102.431 | 2013 | 8
ERCO | N. Mary Francis | 65544 | NMF3 |  |  | Petroleum Liquids | 0.6 | TX | Ector | 31.9216 | -102.431 | 2013 | 8
ERCO | N. Mary Francis | 65544 | NMF4 |  |  | Petroleum Liquids | 0.6 | TX | Ector | 31.9216 | -102.431 | 2013 | 8
ERCO | N. Mary Francis | 65544 | NMF5 |  |  | Petroleum Liquids | 0.6 | TX | Ector | 31.9216 | -102.431 | 2013 | 8
ERCO | N. Mary Francis | 65544 | NMF6 |  |  | Petroleum Liquids | 0.6 | TX | Ector | 31.9216 | -102.431 | 2013 | 8
ERCO | N. Mary Francis | 65544 | NMF7 |  |  | Petroleum Liquids | 0.6 | TX | Ector | 31.9216 | -102.431 | 2013 | 8
ERCO | N. Mary Francis | 65544 | NMF8 |  |  | Petroleum Liquids | 0.6 | TX | Ector | 31.9216 | -102.431 | 2013 | 8
ERCO | N. Mary Francis | 65544 | NMF9 |  |  | Petroleum Liquids | 0.6 | TX | Ector | 31.9216 | -102.431 | 2013 | 8
ERCO | NASA Johnson Space Center CHP | 62762 | CTG-1 |  |  | Natural Gas Fired Combustion Turbine | 5.6 | TX | Harris | 29.5624 | -95.0893 | 2018 | 7
ERCO | NASA Johnson Space Center CHP | 62762 | CTG-2 |  |  | Natural Gas Fired Combustion Turbine | 5.6 | TX | Harris | 29.5624 | -95.0893 | 2018 | 7
ERCO | NRG Elbow Creek Energy Storage Project | 61362 | ECBS |  |  | Batteries | 2 | TX | Howard | 32.1676 | -101.4792 | 2017 | 11
ERCO | NWP Indian Mesa Wind Farm | 55747 | NWP2 |  |  | Onshore Wind Turbine | 82.5 | TX | Pecos | 30.9315 | -102.2014 | 2001 | 5
ERCO | Nacogdoches Power | 55708 | STG4 |  |  | Wood/Wood Waste Biomass | 114 | TX | Nacogdoches | 31.8321 | -94.9006 | 2012 | 6
ERCO | Nebula Solar | 65661 | NEB1 |  |  | Solar Photovoltaic | 135 | TX | Cameron | 26.0901 | -97.7985 | 2022 | 6
ERCO | Nelson Gardens Landfill Gas to Energy | 59649 | UNIT1 |  |  | Landfill Gas | 1.1 | TX | Bexar | 29.33 | -98.66 | 2014 | 4
ERCO | Nelson Gardens Landfill Gas to Energy | 59649 | UNIT2 |  |  | Landfill Gas | 1.1 | TX | Bexar | 29.33 | -98.66 | 2014 | 4
ERCO | Nelson Gardens Landfill Gas to Energy | 59649 | UNIT3 |  |  | Landfill Gas | 1.1 | TX | Bexar | 29.33 | -98.66 | 2014 | 4
ERCO | Nelson Gardens Landfill Gas to Energy | 59649 | UNIT4 |  |  | Landfill Gas | 1.1 | TX | Bexar | 29.33 | -98.66 | 2014 | 4
ERCO | Newgulf Cogen | 50137 | GEN1 |  |  | Natural Gas Fired Combustion Turbine | 101.9 | TX | Wharton | 29.2639 | -95.8997 | 1984 | 4
ERCO | Niagara Bottling - Seguin | 64389 | NIAGS |  |  | Solar Photovoltaic | 4.9 | TX | Guadalupe | 29.5891 | -97.9772 | 2021 | 10
ERCO | Noble Solar | 65271 | NBSLR |  |  | Solar Photovoltaic | 275 | TX | Denton | 33.2615 | -97.2381 | 2022 | 9
ERCO | Noble Solar | 65271 | NBSTG |  |  | Batteries | 125 | TX | Denton | 33.2615 | -97.2381 | 2022 | 10
ERCO | Nolte | 3585 | 1 |  |  | Conventional Hydroelectric | 1.2 | TX | Guadalupe | 29.5376 | -97.9321 | 1927 | 1
ERCO | Nolte | 3585 | 2 |  |  | Conventional Hydroelectric | 1.2 | TX | Guadalupe | 29.5376 | -97.9321 | 1927 | 1
ERCO | North Fork TX | 64317 | NF |  |  | Batteries | 100 | TX | Williamson | 30.749 | -97.8757 | 2021 | 10
ERCO | North Gainesville Solar | 61514 | GEN1 |  |  | Solar Photovoltaic | 5.2 | TX | Cooke | 33.6561 | -97.1486 | 2017 | 12
ERCO | Notrees Windpower Hybrid | 56961 | BATT |  |  | Batteries | 36 | TX | Ector | 31.995 | -102.8283 | 2012 | 12
ERCO | Notrees Windpower Hybrid | 56961 | GE |  |  | Onshore Wind Turbine | 60 | TX | Ector | 31.995 | -102.8283 | 2009 | 4
ERCO | Notrees Windpower Hybrid | 56961 | VESTA |  |  | Onshore Wind Turbine | 92.5 | TX | Ector | 31.995 | -102.8283 | 2009 | 4
ERCO | Nueces Bay | 3441 | 7 |  |  | Natural Gas Fired Combined Cycle | 351 | TX | Nueces | 27.8194 | -97.4192 | 1972 | 7
ERCO | Nueces Bay | 3441 | 8 |  |  | Natural Gas Fired Combined Cycle | 189.6 | TX | Nueces | 27.8194 | -97.4192 | 2010 | 3
ERCO | Nueces Bay | 3441 | 9 |  |  | Natural Gas Fired Combined Cycle | 189.6 | TX | Nueces | 27.8194 | -97.4192 | 2010 | 3
ERCO | O W Sommers | 3611 | 1 |  |  | Natural Gas Steam Turbine | 446 | TX | Bexar | 29.3081 | -98.3242 | 1972 | 4
ERCO | O W Sommers | 3611 | 2 |  |  | Natural Gas Steam Turbine | 446 | TX | Bexar | 29.3081 | -98.3242 | 1974 | 1
ERCO | OCI Alamo 2, LLC | 58716 | 1 |  |  | Solar Photovoltaic | 4.4 | TX | Bexar | 29.4694 | -98.3319 | 2014 | 3
ERCO | OCI Alamo 3 LLC | 59204 | OCIA3 |  |  | Solar Photovoltaic | 5.5 | TX | Bexar | 29.4792 | -98.2972 | 2015 | 1
ERCO | OCI Alamo 4, LLC | 58717 | 1 |  |  | Solar Photovoltaic | 39.6 | TX | Kinney | 29.33 | -100.39 | 2014 | 8
ERCO | OCI Alamo 5 LLC | 59205 | OCIA5 |  |  | Solar Photovoltaic | 100 | TX | Uvalde | 29.2167 | -99.7161 | 2015 | 12
ERCO | OCI Alamo 7 LLC | 59207 | OCIA7 |  |  | Solar Photovoltaic | 100 | TX | Haskell | 33.04 | -99.5525 | 2016 | 8
ERCO | OCI Alamo Solar I Hybrid | 58537 | 1 |  |  | Solar Photovoltaic | 40.7 | TX | Bexar | 29.2717 | -98.4447 | 2013 | 12
ERCO | OTHERBenEKDallas | 67309 | BEK1 |  |  | Natural Gas Internal Combustion Engine | 0.4 | TX | Dallas | 32.8185 | -96.8532 | 2023 | 5
ERCO | OTHERBenEKDallas | 67309 | BEK2 |  |  | Natural Gas Internal Combustion Engine | 0.4 | TX | Dallas | 32.8185 | -96.8532 | 2023 | 5
ERCO | OTHERBenEKDallas | 67309 | BEK3 |  |  | Natural Gas Internal Combustion Engine | 0.4 | TX | Dallas | 32.8185 | -96.8532 | 2023 | 5
ERCO | OTHERBenEKDallas | 67309 | BEK4 |  |  | Natural Gas Internal Combustion Engine | 0.4 | TX | Dallas | 32.8185 | -96.8532 | 2023 | 5
ERCO | OTHERCitizensHospital | 66614 | CTZH1 |  |  | Natural Gas Internal Combustion Engine | 0.4 | TX | Victoria | 28.8128 | -96.9778 | 2020 | 4
ERCO | OTHERCitizensHospital | 66614 | CTZH2 |  |  | Natural Gas Internal Combustion Engine | 0.4 | TX | Victoria | 28.8128 | -96.9778 | 2020 | 4
ERCO | OTHERCitizensHospital | 66614 | CTZH3 |  |  | Natural Gas Internal Combustion Engine | 0.4 | TX | Victoria | 28.8128 | -96.9778 | 2020 | 4
ERCO | OTHERCitizensHospital | 66614 | CTZH4 |  |  | Natural Gas Internal Combustion Engine | 0.4 | TX | Victoria | 28.8128 | -96.9778 | 2020 | 4
ERCO | OTHERCitizensHospital | 66614 | CTZH5 |  |  | Natural Gas Internal Combustion Engine | 0.4 | TX | Victoria | 28.8128 | -96.9778 | 2020 | 4
ERCO | OTHERCitizensHospital | 66614 | CTZH6 |  |  | Natural Gas Internal Combustion Engine | 0.4 | TX | Victoria | 28.8128 | -96.9778 | 2020 | 4
ERCO | OTHERCitizensHospital | 66614 | CTZH7 |  |  | Natural Gas Internal Combustion Engine | 0.4 | TX | Victoria | 28.8128 | -96.9778 | 2020 | 4
ERCO | OTHERNFBWA | 67316 | NFB1 |  |  | Natural Gas Internal Combustion Engine | 0.4 | TX | Fort Bend | 29.7056 | -95.6191 | 2021 | 2
ERCO | OTHERNFBWA | 67316 | NFB2 |  |  | Natural Gas Internal Combustion Engine | 0.4 | TX | Fort Bend | 29.7056 | -95.6191 | 2021 | 2
ERCO | OTHERNFBWA | 67316 | NFB3 |  |  | Natural Gas Internal Combustion Engine | 0.4 | TX | Fort Bend | 29.7056 | -95.6191 | 2021 | 2
ERCO | OTHERNFBWA | 67316 | NFB4 |  |  | Natural Gas Internal Combustion Engine | 0.4 | TX | Fort Bend | 29.7056 | -95.6191 | 2021 | 2
ERCO | OTHERNFBWA | 67316 | NFB5 |  |  | Natural Gas Internal Combustion Engine | 0.4 | TX | Fort Bend | 29.7056 | -95.6191 | 2021 | 2
ERCO | OTHERNFBWA | 67316 | NFB6 |  |  | Natural Gas Internal Combustion Engine | 0.4 | TX | Fort Bend | 29.7056 | -95.6191 | 2021 | 2
ERCO | OTHERTexasA&M | 67318 | TAM10 |  |  | Natural Gas Internal Combustion Engine | 0.4 | TX | Brazos | 30.642 | -96.461 | 2018 | 5
ERCO | OTHERTexasA&M | 67318 | TAM11 |  |  | Natural Gas Internal Combustion Engine | 0.4 | TX | Brazos | 30.642 | -96.461 | 2018 | 5
ERCO | OTHERTexasA&M | 67318 | TAM12 |  |  | Natural Gas Internal Combustion Engine | 0.4 | TX | Brazos | 30.642 | -96.461 | 2018 | 5
ERCO | OTHERTexasA&M | 67318 | TAM13 |  |  | Natural Gas Internal Combustion Engine | 0.4 | TX | Brazos | 30.642 | -96.461 | 2018 | 5
ERCO | OTHERTexasA&M | 67318 | TAM14 |  |  | Natural Gas Internal Combustion Engine | 0.4 | TX | Brazos | 30.642 | -96.461 | 2018 | 5
ERCO | OTHERTexasA&M | 67318 | TAM15 |  |  | Natural Gas Internal Combustion Engine | 0.4 | TX | Brazos | 30.642 | -96.461 | 2018 | 5
ERCO | OTHERTexasA&M | 67318 | TAM16 |  |  | Natural Gas Internal Combustion Engine | 0.4 | TX | Brazos | 30.642 | -96.461 | 2018 | 5
ERCO | OTHERTexasA&M | 67318 | TAM17 |  |  | Natural Gas Internal Combustion Engine | 0.4 | TX | Brazos | 30.642 | -96.461 | 2018 | 5
ERCO | OTHERTexasA&M | 67318 | TAM18 |  |  | Natural Gas Internal Combustion Engine | 0.4 | TX | Brazos | 30.642 | -96.461 | 2018 | 5
ERCO | OTHERTexasA&M | 67318 | TAM19 |  |  | Natural Gas Internal Combustion Engine | 0.4 | TX | Brazos | 30.642 | -96.461 | 2018 | 5
ERCO | OTHERTexasA&M | 67318 | TAM20 |  |  | Natural Gas Internal Combustion Engine | 0.4 | TX | Brazos | 30.642 | -96.461 | 2018 | 5
ERCO | OTHERTexasA&M | 67318 | TAM21 |  |  | Natural Gas Internal Combustion Engine | 0.4 | TX | Brazos | 30.642 | -96.461 | 2018 | 5
ERCO | OTHERTexasA&M | 67318 | TAM22 |  |  | Natural Gas Internal Combustion Engine | 0.4 | TX | Brazos | 30.642 | -96.461 | 2018 | 5
ERCO | OTHERTexasA&M | 67318 | TAM23 |  |  | Natural Gas Internal Combustion Engine | 0.4 | TX | Brazos | 30.642 | -96.461 | 2018 | 5
ERCO | OTHERTexasA&M | 67318 | TAM24 |  |  | Natural Gas Internal Combustion Engine | 0.4 | TX | Brazos | 30.642 | -96.461 | 2018 | 5
ERCO | OTHERTexasA&M | 67318 | TAMU1 |  |  | Natural Gas Internal Combustion Engine | 0.4 | TX | Brazos | 30.642 | -96.461 | 2018 | 5
ERCO | OTHERTexasA&M | 67318 | TAMU2 |  |  | Natural Gas Internal Combustion Engine | 0.4 | TX | Brazos | 30.642 | -96.461 | 2018 | 5
ERCO | OTHERTexasA&M | 67318 | TAMU3 |  |  | Natural Gas Internal Combustion Engine | 0.4 | TX | Brazos | 30.642 | -96.461 | 2018 | 5
ERCO | OTHERTexasA&M | 67318 | TAMU4 |  |  | Natural Gas Internal Combustion Engine | 0.4 | TX | Brazos | 30.642 | -96.461 | 2018 | 5
ERCO | OTHERTexasA&M | 67318 | TAMU5 |  |  | Natural Gas Internal Combustion Engine | 0.4 | TX | Brazos | 30.642 | -96.461 | 2018 | 5
ERCO | OTHERTexasA&M | 67318 | TAMU6 |  |  | Natural Gas Internal Combustion Engine | 0.4 | TX | Brazos | 30.642 | -96.461 | 2018 | 5
ERCO | OTHERTexasA&M | 67318 | TAMU7 |  |  | Natural Gas Internal Combustion Engine | 0.4 | TX | Brazos | 30.642 | -96.461 | 2018 | 5
ERCO | OTHERTexasA&M | 67318 | TAMU8 |  |  | Natural Gas Internal Combustion Engine | 0.4 | TX | Brazos | 30.642 | -96.461 | 2018 | 5
ERCO | OTHERTexasA&M | 67318 | TAMU9 |  |  | Natural Gas Internal Combustion Engine | 0.4 | TX | Brazos | 30.642 | -96.461 | 2018 | 5
ERCO | OTHERTraditionClearfork | 67381 | CLFK1 |  |  | Natural Gas Internal Combustion Engine | 0.4 | TX | Tarrant | 32.7072 | -97.4083 | 2023 | 4
ERCO | OTHERTraditionClearfork | 67381 | CLFK2 |  |  | Natural Gas Internal Combustion Engine | 0.4 | TX | Tarrant | 32.7072 | -97.4083 | 2023 | 4
ERCO | OTHERTraditionClearfork | 67381 | CLFK3 |  |  | Natural Gas Internal Combustion Engine | 0.4 | TX | Tarrant | 32.7072 | -97.4083 | 2023 | 4
ERCO | Oak Grove (TX) | 6180 | OG1 |  |  | Conventional Steam Coal | 916.8 | TX | Robertson | 31.1803 | -96.4866 | 2010 | 4
ERCO | Oak Grove (TX) | 6180 | OG2 |  |  | Conventional Steam Coal | 878.6 | TX | Robertson | 31.1803 | -96.4866 | 2011 | 4
ERCO | Oberon IA | 62933 | OBR1A |  |  | Solar Photovoltaic | 150 | TX | Ector | 31.7033 | -102.7012 | 2020 | 7
ERCO | Oberon IB | 62932 | OBR1B |  |  | Solar Photovoltaic | 30 | TX | Ector | 31.6924 | -102.6974 | 2020 | 7
ERCO | Ocotillo Windpower | 56959 | OWF |  |  | Onshore Wind Turbine | 58.8 | TX | Howard | 32.1217 | -101.3853 | 2008 | 9
ERCO | Odessa | 64294 | ODSA |  |  | Batteries | 9.9 | TX | Ector | 31.8713 | -102.3984 | 2020 | 10
ERCO | Odessa-Ector Power Plant | 55215 | CTG1 |  |  | Natural Gas Fired Combined Cycle | 176 | TX | Ector | 31.8403 | -102.3264 | 2001 | 7
ERCO | Odessa-Ector Power Plant | 55215 | CTG2 |  |  | Natural Gas Fired Combined Cycle | 176 | TX | Ector | 31.8403 | -102.3264 | 2001 | 7
ERCO | Odessa-Ector Power Plant | 55215 | CTG3 |  |  | Natural Gas Fired Combined Cycle | 176 | TX | Ector | 31.8403 | -102.3264 | 2001 | 8
ERCO | Odessa-Ector Power Plant | 55215 | CTG4 |  |  | Natural Gas Fired Combined Cycle | 176 | TX | Ector | 31.8403 | -102.3264 | 2001 | 8
ERCO | Odessa-Ector Power Plant | 55215 | STG1 |  |  | Natural Gas Fired Combined Cycle | 224.4 | TX | Ector | 31.8403 | -102.3264 | 2001 | 7
ERCO | Odessa-Ector Power Plant | 55215 | STG2 |  |  | Natural Gas Fired Combined Cycle | 224.4 | TX | Ector | 31.8403 | -102.3264 | 2001 | 8
ERCO | Odyssey Energy Altura Cogen, LLC | 50815 | GEN1 |  |  | Natural Gas Fired Combined Cycle | 84.9 | TX | Harris | 29.8161 | -95.1077 | 1985 | 11
ERCO | Odyssey Energy Altura Cogen, LLC | 50815 | GEN2 |  |  | Natural Gas Fired Combined Cycle | 84.9 | TX | Harris | 29.8161 | -95.1077 | 1985 | 12
ERCO | Odyssey Energy Altura Cogen, LLC | 50815 | GEN3 |  |  | Natural Gas Fired Combined Cycle | 84.9 | TX | Harris | 29.8161 | -95.1077 | 1985 | 12
ERCO | Odyssey Energy Altura Cogen, LLC | 50815 | GEN4 |  |  | Natural Gas Fired Combined Cycle | 84.9 | TX | Harris | 29.8161 | -95.1077 | 1986 | 3
ERCO | Odyssey Energy Altura Cogen, LLC | 50815 | GEN5 |  |  | Natural Gas Fired Combined Cycle | 84.9 | TX | Harris | 29.8161 | -95.1077 | 1986 | 4
ERCO | Odyssey Energy Altura Cogen, LLC | 50815 | GEN6 |  |  | Natural Gas Fired Combined Cycle | 129.2 | TX | Harris | 29.8161 | -95.1077 | 1986 | 4
ERCO | Odyssey Energy Altura Cogen, LLC | 50815 | GEN7 |  |  | Natural Gas Fired Combined Cycle | 89.9 | TX | Harris | 29.8161 | -95.1077 | 1995 | 6
ERCO | Old Settler Wind | 60366 | OSWF |  |  | Onshore Wind Turbine | 151.2 | TX | Floyd | 34.0603 | -101.1876 | 2017 | 4
ERCO | Olney | 65832 | OLNEY |  |  | Batteries | 9.9 | TX | Young | 33.3711 | -98.7205 | 2023 | 5
ERCO | Orion I Solar Project | 66859 | ORN1 |  |  | Solar Photovoltaic | 200 | TX | Milam | 30.9965 | -97.0015 | 2024 | 8
ERCO | Orion II Solar Project | 66941 | ORN2 |  |  | Solar Photovoltaic | 250 | TX | Milam | 31.029 | -96.9348 | 2024 | 9
ERCO | Orion III Solar Project | 66821 | ORN3 |  |  | Solar Photovoltaic | 250 | TX | Milam | 30.9602 | -97.1245 | 2024 | 8
ERCO | Oxy Renewable Energy - Goldsmith | 63388 | SOLAR |  |  | Solar Photovoltaic | 16.8 | TX | Ector | 32.0015 | -102.6337 | 2020 | 5
ERCO | Oyster Creek Unit VIII | 54676 | G81 |  |  | Natural Gas Fired Combined Cycle | 99 | TX | Brazoria | 28.9802 | -95.342 | 1994 | 10
ERCO | Oyster Creek Unit VIII | 54676 | G82 |  |  | Natural Gas Fired Combined Cycle | 99 | TX | Brazoria | 28.9802 | -95.342 | 1994 | 10
ERCO | Oyster Creek Unit VIII | 54676 | G83 |  |  | Natural Gas Fired Combined Cycle | 99 | TX | Brazoria | 28.9802 | -95.342 | 1994 | 10
ERCO | Oyster Creek Unit VIII | 54676 | G84 |  |  | Natural Gas Fired Combined Cycle | 200.9 | TX | Brazoria | 28.9802 | -95.342 | 1994 | 10
ERCO | PRSI FCC Generator | 58069 | 55M1 |  |  | Petroleum Coke | 4.7 | TX | Harris | 29.7233 | -95.2103 | 1979 | 4
ERCO | Paleo | 65491 | PALEO |  |  | Batteries | 200 | TX | Hale | 33.8895 | -101.8016 | 2024 | 12
ERCO | Palmas Wind, LLC | 61773 | PW |  |  | Onshore Wind Turbine | 144.9 | TX | Cameron | 26.2889 | -97.4964 | 2020 | 11
ERCO | Panther Creek Wind Farm I | 56920 | 1 |  |  | Onshore Wind Turbine | 142.5 | TX | Howard | 32.1008 | -101.4514 | 2008 | 7
ERCO | Panther Creek Wind Farm II | 56921 | 1 |  |  | Onshore Wind Turbine | 115.5 | TX | Glasscock | 31.9361 | -101.2983 | 2008 | 12
ERCO | Panther Creek Wind Farm Three | 56979 | 1 |  |  | Onshore Wind Turbine | 215.5 | TX | Sterling | 31.9925 | -101.1167 | 2009 | 8
ERCO | Papalote Creek I LLC | 56983 | 1 |  |  | Onshore Wind Turbine | 180 | TX | San Patricio | 27.9386 | -97.4586 | 2009 | 9
ERCO | Papalote Creek II LLC | 57212 | 1 |  |  | Onshore Wind Turbine | 200.1 | TX | San Patricio | 27.9958 | -97.2967 | 2010 | 12
ERCO | Paris Energy Center | 50109 | GEN1 |  |  | Natural Gas Fired Combined Cycle | 87.8 | TX | Lamar | 33.6968 | -95.5577 | 1989 | 7
ERCO | Paris Energy Center | 50109 | GEN2 |  |  | Natural Gas Fired Combined Cycle | 87.8 | TX | Lamar | 33.6968 | -95.5577 | 1989 | 7
ERCO | Paris Energy Center | 50109 | GEN3 |  |  | Natural Gas Fired Combined Cycle | 90 | TX | Lamar | 33.6968 | -95.5577 | 1989 | 12
ERCO | Pasadena Cogeneration | 55047 | CTG1 |  |  | Natural Gas Fired Combined Cycle | 175 | TX | Harris | 29.7248 | -95.1765 | 1998 | 6
ERCO | Pasadena Cogeneration | 55047 | CTG2 |  |  | Natural Gas Fired Combined Cycle | 185 | TX | Harris | 29.7248 | -95.1765 | 2000 | 6
ERCO | Pasadena Cogeneration | 55047 | CTG3 |  |  | Natural Gas Fired Combined Cycle | 185 | TX | Harris | 29.7248 | -95.1765 | 2000 | 6
ERCO | Pasadena Cogeneration | 55047 | STG1 |  |  | Natural Gas Fired Combined Cycle | 85 | TX | Harris | 29.7248 | -95.1765 | 1998 | 6
ERCO | Pasadena Cogeneration | 55047 | STG2 |  |  | Natural Gas Fired Combined Cycle | 185 | TX | Harris | 29.7248 | -95.1765 | 2000 | 6
ERCO | Patriot Wind Farm | 58614 | PAT1 |  |  | Onshore Wind Turbine | 226.1 | TX | Nueces | 27.5805 | -97.6401 | 2019 | 6
ERCO | Pattern Gulf Wind | 56661 | 1 |  |  | Onshore Wind Turbine | 283.2 | TX | Kenedy | 27.0011 | -97.5994 | 2008 | 12
ERCO | Pattern Panhandle Wind 2 LLC | 58720 | 1 |  |  | Onshore Wind Turbine | 181.7 | TX | Carson | 35.4428 | -101.3728 | 2014 | 11
ERCO | Pattern Panhandle Wind LLC | 58242 | 1 |  |  | Onshore Wind Turbine | 218 | TX | Carson | 35.4275 | -101.2531 | 2014 | 7
ERCO | Pauline BESS | 66784 | PAULN |  |  | Batteries | 9.9 | TX | Henderson | 32.335 | -96.0579 | 2024 | 3
ERCO | Pavlov | 67493 | PAVLV |  |  | Batteries | 9.9 | TX | Matagorda | 28.9941 | -96.1262 | 2024 | 10
ERCO | Pavo | 65492 | PAVO |  |  | Batteries | 175 | TX | Pecos | 30.8851 | -102.4226 | 2024 | 12
ERCO | Pearl Solar | 60682 | PEARL |  |  | Solar Photovoltaic | 50 | TX | Pecos | 30.9878 | -102.2683 | 2017 | 10
ERCO | Pearsall | 3630 | 10A |  |  | Natural Gas Internal Combustion Engine | 8.4 | TX | Frio | 28.9275 | -99.0919 | 2010 | 3
ERCO | Pearsall | 3630 | 11A |  |  | Natural Gas Internal Combustion Engine | 8.4 | TX | Frio | 28.9275 | -99.0919 | 2010 | 3
ERCO | Pearsall | 3630 | 12A |  |  | Natural Gas Internal Combustion Engine | 8.4 | TX | Frio | 28.9275 | -99.0919 | 2010 | 3
ERCO | Pearsall | 3630 | 13A |  |  | Natural Gas Internal Combustion Engine | 8.4 | TX | Frio | 28.9275 | -99.0919 | 2010 | 3
ERCO | Pearsall | 3630 | 14A |  |  | Natural Gas Internal Combustion Engine | 8.4 | TX | Frio | 28.9275 | -99.0919 | 2010 | 3
ERCO | Pearsall | 3630 | 15A |  |  | Natural Gas Internal Combustion Engine | 8.4 | TX | Frio | 28.9275 | -99.0919 | 2010 | 3
ERCO | Pearsall | 3630 | 16A |  |  | Natural Gas Internal Combustion Engine | 8.4 | TX | Frio | 28.9275 | -99.0919 | 2010 | 3
ERCO | Pearsall | 3630 | 17A |  |  | Natural Gas Internal Combustion Engine | 8.4 | TX | Frio | 28.9275 | -99.0919 | 2010 | 4
ERCO | Pearsall | 3630 | 18A |  |  | Natural Gas Internal Combustion Engine | 8.4 | TX | Frio | 28.9275 | -99.0919 | 2010 | 3
ERCO | Pearsall | 3630 | 19A |  |  | Natural Gas Internal Combustion Engine | 8.4 | TX | Frio | 28.9275 | -99.0919 | 2010 | 4
ERCO | Pearsall | 3630 | 1A |  |  | Natural Gas Internal Combustion Engine | 8.4 | TX | Frio | 28.9275 | -99.0919 | 2010 | 3
ERCO | Pearsall | 3630 | 20A |  |  | Natural Gas Internal Combustion Engine | 8.4 | TX | Frio | 28.9275 | -99.0919 | 2010 | 4
ERCO | Pearsall | 3630 | 21A |  |  | Natural Gas Internal Combustion Engine | 8.4 | TX | Frio | 28.9275 | -99.0919 | 2010 | 4
ERCO | Pearsall | 3630 | 22A |  |  | Natural Gas Internal Combustion Engine | 8.4 | TX | Frio | 28.9275 | -99.0919 | 2010 | 4
ERCO | Pearsall | 3630 | 23A |  |  | Natural Gas Internal Combustion Engine | 8.4 | TX | Frio | 28.9275 | -99.0919 | 2010 | 4
ERCO | Pearsall | 3630 | 24A |  |  | Natural Gas Internal Combustion Engine | 8.4 | TX | Frio | 28.9275 | -99.0919 | 2010 | 4
ERCO | Pearsall | 3630 | 2A |  |  | Natural Gas Internal Combustion Engine | 8.4 | TX | Frio | 28.9275 | -99.0919 | 2010 | 3
ERCO | Pearsall | 3630 | 3A |  |  | Natural Gas Internal Combustion Engine | 8.4 | TX | Frio | 28.9275 | -99.0919 | 2010 | 3
ERCO | Pearsall | 3630 | 4A |  |  | Natural Gas Internal Combustion Engine | 8.4 | TX | Frio | 28.9275 | -99.0919 | 2010 | 3
ERCO | Pearsall | 3630 | 5A |  |  | Natural Gas Internal Combustion Engine | 8.4 | TX | Frio | 28.9275 | -99.0919 | 2010 | 3
ERCO | Pearsall | 3630 | 6A |  |  | Natural Gas Internal Combustion Engine | 8.4 | TX | Frio | 28.9275 | -99.0919 | 2010 | 3
ERCO | Pearsall | 3630 | 7A |  |  | Natural Gas Internal Combustion Engine | 8.4 | TX | Frio | 28.9275 | -99.0919 | 2010 | 3
ERCO | Pearsall | 3630 | 8A |  |  | Natural Gas Internal Combustion Engine | 8.4 | TX | Frio | 28.9275 | -99.0919 | 2010 | 3
ERCO | Pearsall | 3630 | 9A |  |  | Natural Gas Internal Combustion Engine | 8.4 | TX | Frio | 28.9275 | -99.0919 | 2010 | 3
ERCO | Penascal II Wind Project LLC | 57095 | 1 |  |  | Onshore Wind Turbine | 201.6 | TX | Kenedy | 27.1225 | -97.5574 | 2010 | 3
ERCO | Penascal Wind Power LLC | 56795 | 1 |  |  | Onshore Wind Turbine | 201.6 | TX | Kenedy | 27.0221 | -97.4985 | 2009 | 4
ERCO | Peregrine Solar | 65979 | PSPV |  |  | Solar Photovoltaic | 300 | TX | Goliad | 28.4279 | -97.4544 | 2025 | 2
ERCO | Permian Basin | 3494 | CT1 |  |  | Natural Gas Fired Combustion Turbine | 89.4 | TX | Ward | 31.5839 | -102.9633 | 1988 | 5
ERCO | Permian Basin | 3494 | CT2 |  |  | Natural Gas Fired Combustion Turbine | 89.4 | TX | Ward | 31.5839 | -102.9633 | 1988 | 5
ERCO | Permian Basin | 3494 | CT3 |  |  | Natural Gas Fired Combustion Turbine | 89.4 | TX | Ward | 31.5839 | -102.9633 | 1988 | 5
ERCO | Permian Basin | 3494 | CT4 |  |  | Natural Gas Fired Combustion Turbine | 89.4 | TX | Ward | 31.5839 | -102.9633 | 1990 | 2
ERCO | Permian Basin | 3494 | CT5 |  |  | Natural Gas Fired Combustion Turbine | 89.4 | TX | Ward | 31.5839 | -102.9633 | 1990 | 2
ERCO | Petra Nova Carbon Capture Cogen | 58378 | GT2 |  |  | Natural Gas Fired Combustion Turbine | 82.2 | TX | Fort Bend | 29.4753 | -95.6342 | 2013 | 6
ERCO | Peyton Creek Wind Farm LLC | 62417 | WT1 |  |  | Onshore Wind Turbine | 151.2 | TX | Matagorda | 28.8433 | -95.8631 | 2020 | 6
ERCO | Phantom Solar | 60774 | GEN1 |  |  | Solar Photovoltaic | 15.4 | TX | Bell | 31.115 | -97.8451 | 2017 | 4
ERCO | Phoebe Solar | 61906 | PHOEB |  |  | Solar Photovoltaic | 250 | TX | Winkler | 31.8434 | -102.8683 | 2019 | 11
ERCO | Pioneer Hutt Wind Energy | 66531 | WPION |  |  | Onshore Wind Turbine | 140 | TX | Midland | 31.7983 | -101.9043 | 2024 | 1
ERCO | Pisgah Ridge Solar, LLC | 65631 | PSGAH |  |  | Solar Photovoltaic | 250 | TX | Navarro | 31.8967 | -96.4673 | 2022 | 12
ERCO | Pitts Dudik Solar | 67024 | PTSDK |  |  | Solar Photovoltaic | 49.6 | TX | Hill | 31.8932 | -96.8751 | 2023 | 11
ERCO | Port Comfort Power LLC | 60459 | PC1 |  |  | Natural Gas Fired Combustion Turbine | 60.5 | TX | Calhoun | 28.6481 | -96.5462 | 2017 | 7
ERCO | Port Comfort Power LLC | 60459 | PC2 |  |  | Natural Gas Fired Combustion Turbine | 60.5 | TX | Calhoun | 28.6481 | -96.5462 | 2017 | 7
ERCO | Porter Solar, LLC (TX) | 65937 | PORTR |  |  | Solar Photovoltaic | 245 | TX | Denton | 33.3104 | -97.3698 | 2024 | 10
ERCO | Post Oak Wind LLC | 56483 | 1 |  |  | Onshore Wind Turbine | 200 | TX | Shackelford | 32.5144 | -99.6564 | 2008 | 3
ERCO | Post Wind Farm LP | 56457 | 1 |  |  | Onshore Wind Turbine | 84 | TX | Borden | 32.9254 | -101.2194 | 2006 | 4
ERCO | Power Island | 10154 | GEN1 |  |  | Natural Gas Fired Combustion Turbine | 41 | TX | Brazoria | 29.2293 | -95.1952 | 1985 | 11
ERCO | Power Island | 10154 | GEN2 |  |  | Natural Gas Fired Combustion Turbine | 50 | TX | Brazoria | 29.2293 | -95.1952 | 2020 | 1
ERCO | Power Island | 10154 | GEN3 |  |  | Natural Gas Fired Combustion Turbine | 50 | TX | Brazoria | 29.2293 | -95.1952 | 2020 | 2
ERCO | Power Station 4 | 52132 | GEN1 |  |  | Natural Gas Fired Combined Cycle | 78.2 | TX | Galveston | 29.3782 | -94.9219 | 1986 | 9
ERCO | Power Station 4 | 52132 | GEN2 |  |  | Natural Gas Fired Combined Cycle | 78.2 | TX | Galveston | 29.3782 | -94.9219 | 1986 | 9
ERCO | Power Station 4 | 52132 | GEN3 |  |  | Natural Gas Fired Combined Cycle | 34.7 | TX | Galveston | 29.3782 | -94.9219 | 1986 | 9
ERCO | PowerFin Kingsbery | 61700 | PFPKB |  |  | Solar Photovoltaic | 2.6 | TX | Travis | 30.2659 | -97.6849 | 2018 | 3
ERCO | Powerlane Plant | 4195 | EP |  |  | Natural Gas Internal Combustion Engine | 8.4 | TX | Hunt | 33.1707 | -96.1264 | 2010 | 6
ERCO | Powerlane Plant | 4195 | EP2 |  |  | Natural Gas Internal Combustion Engine | 8.4 | TX | Hunt | 33.1707 | -96.1264 | 2010 | 6
ERCO | Powerlane Plant | 4195 | EP3 |  |  | Natural Gas Internal Combustion Engine | 8.4 | TX | Hunt | 33.1707 | -96.1264 | 2010 | 6
ERCO | Powerlane Plant | 4195 | ST1 |  |  | Natural Gas Steam Turbine | 18.8 | TX | Hunt | 33.1707 | -96.1264 | 1966 | 1
ERCO | Powerlane Plant | 4195 | ST2 |  |  | Petroleum Liquids | 25 | TX | Hunt | 33.1707 | -96.1264 | 1967 | 8
ERCO | Powerlane Plant | 4195 | ST3 |  |  | Petroleum Liquids | 43.2 | TX | Hunt | 33.1707 | -96.1264 | 1978 | 8
ERCO | Prairie Hill Wind Project | 63100 | WTG |  |  | Onshore Wind Turbine | 300 | TX | Limestone | 31.5499 | -96.9041 | 2020 | 12
ERCO | Prairie Switch Wind LLC | 66123 | PSW1 |  |  | Onshore Wind Turbine | 163.2 | TX | Wharton | 29.0919 | -96.09 | 2025 | 5
ERCO | Praxair | 66596 | PRAX1 |  |  | Natural Gas Internal Combustion Engine | 0.4 | TX | Brazoria | 29.0049 | -95.3884 | 2019 | 8
ERCO | Praxair | 66596 | PRAX2 |  |  | Natural Gas Internal Combustion Engine | 0.4 | TX | Brazoria | 29.0049 | -95.3884 | 2019 | 8
ERCO | Praxair | 66596 | PRAX3 |  |  | Natural Gas Internal Combustion Engine | 0.4 | TX | Brazoria | 29.0049 | -95.3884 | 2019 | 8
ERCO | Priddy Wind Project | 64165 | WTG1 |  |  | Onshore Wind Turbine | 302.4 | TX | Mills | 31.5481 | -98.4949 | 2022 | 1
ERCO | Prospect Storage | 62753 | BESS |  |  | Batteries | 9.9 | TX | Brazoria | 29.1492 | -95.6511 | 2020 | 1
ERCO | Prospero Solar | 62755 | PROSP |  |  | Solar Photovoltaic | 300 | TX | Andrews | 32.2879 | -102.8404 | 2020 | 6
ERCO | Prospero Solar II | 64325 | PROSP |  |  | Solar Photovoltaic | 250 | TX | Andrews | 32.2758 | -102.8448 | 2021 | 8
ERCO | Pueblo BA | 64318 | PBL1 |  |  | Batteries | 9.9 | TX | Maverick | 28.6789 | -100.4637 | 2022 | 3
ERCO | Pueblo BA | 64318 | PBL2 |  |  | Batteries | 9.9 | TX | Maverick | 28.6789 | -100.4637 | 2022 | 3
ERCO | Pyron Wind Farm LLC Hybrid | 56981 | 1 |  |  | Onshore Wind Turbine | 249 | TX | Fisher | 32.5886 | -100.6728 | 2009 | 2
ERCO | Pyron Wind Farm LLC Hybrid | 56981 | PYRBT |  |  | Batteries | 9.9 | TX | Fisher | 32.5886 | -100.6728 | 2018 | 1
ERCO | Quail Run Energy Center | 56349 | CT1A |  |  | Natural Gas Fired Combined Cycle | 90.6 | TX | Ector | 31.8414 | -102.315 | 2007 | 5
ERCO | Quail Run Energy Center | 56349 | CT1B |  |  | Natural Gas Fired Combined Cycle | 90.6 | TX | Ector | 31.8414 | -102.315 | 2007 | 5
ERCO | Quail Run Energy Center | 56349 | CT2A |  |  | Natural Gas Fired Combined Cycle | 86.5 | TX | Ector | 31.8414 | -102.315 | 2002 | 5
ERCO | Quail Run Energy Center | 56349 | CT2B |  |  | Natural Gas Fired Combined Cycle | 86.5 | TX | Ector | 31.8414 | -102.315 | 2002 | 5
ERCO | Quail Run Energy Center | 56349 | ST1 |  |  | Natural Gas Fired Combined Cycle | 98.1 | TX | Ector | 31.8414 | -102.315 | 2007 | 5
ERCO | Quail Run Energy Center | 56349 | ST2 |  |  | Natural Gas Fired Combined Cycle | 98.1 | TX | Ector | 31.8414 | -102.315 | 2008 | 5
ERCO | R W Miller | 3628 | 1 |  |  | Natural Gas Steam Turbine | 66 | TX | Palo Pinto | 32.6581 | -98.3103 | 1968 | 10
ERCO | R W Miller | 3628 | 2 |  |  | Natural Gas Steam Turbine | 100 | TX | Palo Pinto | 32.6581 | -98.3103 | 1972 | 7
ERCO | R W Miller | 3628 | 3 |  |  | Natural Gas Steam Turbine | 200 | TX | Palo Pinto | 32.6581 | -98.3103 | 1975 | 8
ERCO | R W Miller | 3628 | 4 |  |  | Natural Gas Fired Combustion Turbine | 118.8 | TX | Palo Pinto | 32.6581 | -98.3103 | 1994 | 7
ERCO | R W Miller | 3628 | 5 |  |  | Natural Gas Fired Combustion Turbine | 118.8 | TX | Palo Pinto | 32.6581 | -98.3103 | 1994 | 7
ERCO | RE Maplewood | 61346 | PV1 |  |  | Solar Photovoltaic | 222 | TX | Pecos | 30.9766 | -102.2578 | 2021 | 10
ERCO | RE Maplewood | 61346 | PV2 |  |  | Solar Photovoltaic | 28 | TX | Pecos | 30.9766 | -102.2578 | 2021 | 4
ERCO | RE Roserock | 59994 | ROSEK |  |  | Solar Photovoltaic | 160 | TX | Pecos | 30.9602 | -103.3067 | 2016 | 11
ERCO | Rabbit Hill Energy Storage Project | 60649 | 1 |  |  | Batteries | 9.9 | TX | Williamson | 30.5878 | -97.687 | 2020 | 4
ERCO | Rambler | 62141 | RMBLR |  |  | Solar Photovoltaic | 200 | TX | Tom Green | 31.517 | -100.6 | 2020 | 6
ERCO | Ranchero Wind Farm LLC | 62259 | RAN |  |  | Onshore Wind Turbine | 300 | TX | Crockett | 30.5949 | -101.453 | 2019 | 9
ERCO | Ranchland Wind Project I | 64551 | WT2 |  |  | Onshore Wind Turbine | 114.9 | TX | Callahan | 32.3085 | -99.1645 | 2024 | 4
ERCO | Ranchland Wind Project II | 64544 | WT2 |  |  | Onshore Wind Turbine | 148 | TX | Callahan | 32.3085 | -99.1642 | 2024 | 4
ERCO | Ranchland Wind Storage | 64545 | BA |  |  | Batteries | 73 | TX | Callahan | 32.3085 | -99.1642 | 2024 | 4
ERCO | Ranchtown | 64319 | RANCH |  |  | Batteries | 9.9 | TX | Bexar | 29.6179 | -98.7359 | 2021 | 10
ERCO | Rattlesnake (TX) | 65833 | RTLSK |  |  | Batteries | 9.9 | TX | Ward | 31.569 | -103.2266 | 2022 | 6
ERCO | Rattlesnake Den | 59943 | 1 |  |  | Onshore Wind Turbine | 207.2 | TX | Glasscock | 31.7432 | -101.4934 | 2015 | 7
ERCO | Rattlesnake Power, LLC | 60743 | WT1 |  |  | Onshore Wind Turbine | 160 | TX | McCulloch | 31.3603 | -99.5514 | 2018 | 9
ERCO | RavenChem | 66597 | RAVC1 |  |  | Natural Gas Internal Combustion Engine | 0.4 | TX | Harris | 29.8206 | -94.914 | 2021 | 4
ERCO | RavenChem | 66597 | RAVC2 |  |  | Natural Gas Internal Combustion Engine | 0.4 | TX | Harris | 29.8206 | -94.914 | 2021 | 4
ERCO | RavenChem | 66597 | RAVC3 |  |  | Natural Gas Internal Combustion Engine | 0.4 | TX | Harris | 29.8206 | -94.914 | 2021 | 4
ERCO | RavenChem | 66597 | RAVC4 |  |  | Natural Gas Internal Combustion Engine | 0.4 | TX | Harris | 29.8206 | -94.914 | 2021 | 4
ERCO | RavenChem | 66597 | RAVC5 |  |  | Natural Gas Internal Combustion Engine | 0.4 | TX | Harris | 29.8206 | -94.914 | 2021 | 4
ERCO | RavenChem | 66597 | RAVC6 |  |  | Natural Gas Internal Combustion Engine | 0.4 | TX | Harris | 29.8206 | -94.914 | 2021 | 4
ERCO | RavenChem | 66597 | RAVC7 |  |  | Natural Gas Internal Combustion Engine | 0.4 | TX | Harris | 29.8206 | -94.914 | 2021 | 4
ERCO | RavenChem | 66597 | RAVC8 |  |  | Natural Gas Internal Combustion Engine | 0.4 | TX | Harris | 29.8206 | -94.914 | 2021 | 4
ERCO | Ray Olinger | 3576 | 1 |  |  | Natural Gas Steam Turbine | 75 | TX | Collin | 33.0681 | -96.4525 | 1967 | 7
ERCO | Ray Olinger | 3576 | 2 |  |  | Natural Gas Steam Turbine | 113.4 | TX | Collin | 33.0681 | -96.4525 | 1971 | 1
ERCO | Ray Olinger | 3576 | 3 |  |  | Natural Gas Steam Turbine | 156.6 | TX | Collin | 33.0681 | -96.4525 | 1976 | 6
ERCO | Ray Olinger | 3576 | 4 |  |  | Natural Gas Fired Combustion Turbine | 82.7 | TX | Collin | 33.0681 | -96.4525 | 2001 | 7
ERCO | Ray Ranch Solar | 67837 | RAYRS |  |  | Solar Photovoltaic | 255.2 | TX | Goliad | 28.628 | -97.724 | 2025 | 9
ERCO | Rayburn Energy Station LLC | 58005 | CTG-1 |  |  | Natural Gas Fired Combined Cycle | 232 | TX | Grayson | 33.5826 | -96.6179 | 2014 | 8
ERCO | Rayburn Energy Station LLC | 58005 | CTG-2 |  |  | Natural Gas Fired Combined Cycle | 232 | TX | Grayson | 33.5826 | -96.6179 | 2014 | 8
ERCO | Rayburn Energy Station LLC | 58005 | STG-1 |  |  | Natural Gas Fired Combined Cycle | 339.2 | TX | Grayson | 33.5826 | -96.6179 | 2014 | 8
ERCO | Raymond Wind Farm, LLC | 62909 | ERAYM |  |  | Onshore Wind Turbine | 200.2 | TX | Willacy | 26.3642 | -97.7804 | 2021 | 6
ERCO | Red Gate Power Plant | 59391 | ENG01 |  |  | Natural Gas Internal Combustion Engine | 18.7 | TX | Hidalgo | 26.4511 | -98.1775 | 2016 | 12
ERCO | Red Gate Power Plant | 59391 | ENG02 |  |  | Natural Gas Internal Combustion Engine | 18.7 | TX | Hidalgo | 26.4511 | -98.1775 | 2016 | 12
ERCO | Red Gate Power Plant | 59391 | ENG03 |  |  | Natural Gas Internal Combustion Engine | 18.7 | TX | Hidalgo | 26.4511 | -98.1775 | 2016 | 12
ERCO | Red Gate Power Plant | 59391 | ENG04 |  |  | Natural Gas Internal Combustion Engine | 18.7 | TX | Hidalgo | 26.4511 | -98.1775 | 2016 | 12
ERCO | Red Gate Power Plant | 59391 | ENG05 |  |  | Natural Gas Internal Combustion Engine | 18.7 | TX | Hidalgo | 26.4511 | -98.1775 | 2016 | 12
ERCO | Red Gate Power Plant | 59391 | ENG06 |  |  | Natural Gas Internal Combustion Engine | 18.7 | TX | Hidalgo | 26.4511 | -98.1775 | 2016 | 12
ERCO | Red Gate Power Plant | 59391 | ENG07 |  |  | Natural Gas Internal Combustion Engine | 18.7 | TX | Hidalgo | 26.4511 | -98.1775 | 2016 | 12
ERCO | Red Gate Power Plant | 59391 | ENG08 |  |  | Natural Gas Internal Combustion Engine | 18.7 | TX | Hidalgo | 26.4511 | -98.1775 | 2016 | 12
ERCO | Red Gate Power Plant | 59391 | ENG09 |  |  | Natural Gas Internal Combustion Engine | 18.7 | TX | Hidalgo | 26.4511 | -98.1775 | 2016 | 12
ERCO | Red Gate Power Plant | 59391 | ENG10 |  |  | Natural Gas Internal Combustion Engine | 18.7 | TX | Hidalgo | 26.4511 | -98.1775 | 2016 | 12
ERCO | Red Gate Power Plant | 59391 | ENG11 |  |  | Natural Gas Internal Combustion Engine | 18.7 | TX | Hidalgo | 26.4511 | -98.1775 | 2016 | 12
ERCO | Red Gate Power Plant | 59391 | ENG12 |  |  | Natural Gas Internal Combustion Engine | 18.7 | TX | Hidalgo | 26.4511 | -98.1775 | 2016 | 12
ERCO | Red Tailed Hawk Solar LLC | 66157 | GEN1 |  |  | Solar Photovoltaic | 350 | TX | Wharton | 29.1592 | -96.1416 | 2024 | 9
ERCO | Regis Palacios BESS;Regis Palacios, LLC;REX Storage Holdings, LLC |  |  | 0 | 0 | Batteries | [7 empty] | 9.9 | TX | Matagorda
ERCO | Reloj del Sol Wind Farm | 62207 | RELOJ |  |  | Onshore Wind Turbine | 209.4 | TX | Zapata | 27.0303 | -99.3884 | 2021 | 5
ERCO | Remy Jade Power Station | 66604 | CTG-1 |  |  | Natural Gas Fired Combustion Turbine | 60.5 | TX | Harris | 29.8484 | -95.0164 | 2024 | 6
ERCO | Remy Jade Power Station | 66604 | CTG-2 |  |  | Natural Gas Fired Combustion Turbine | 60.5 | TX | Harris | 29.8484 | -95.0164 | 2024 | 6
ERCO | Remy Jade Power Station | 66604 | CTG-3 |  |  | Natural Gas Fired Combustion Turbine | 60.5 | TX | Harris | 29.8484 | -95.0164 | 2024 | 6
ERCO | Remy Jade Power Station | 66604 | CTG-4 |  |  | Natural Gas Fired Combustion Turbine | 60.5 | TX | Harris | 29.8484 | -95.0164 | 2024 | 6
ERCO | Remy Jade Power Station | 66604 | CTG-5 |  |  | Natural Gas Fired Combustion Turbine | 60.5 | TX | Harris | 29.8484 | -95.0164 | 2024 | 6
ERCO | Remy Jade Power Station | 66604 | CTG-6 |  |  | Natural Gas Fired Combustion Turbine | 60.5 | TX | Harris | 29.8484 | -95.0164 | 2024 | 6
ERCO | Remy Jade Power Station | 66604 | CTG-7 |  |  | Natural Gas Fired Combustion Turbine | 60.5 | TX | Harris | 29.8484 | -95.0164 | 2024 | 10
ERCO | Remy Jade Power Station | 66604 | CTG-8 |  |  | Natural Gas Fired Combustion Turbine | 60.5 | TX | Harris | 29.8484 | -95.0164 | 2024 | 10
ERCO | Rentech Nitrogen Pasadena Cogeneration | 58870 | MG202 |  |  | All Other | 15.4 | TX | Harris | 29.7394 | -95.1947 | 2015 | 3
ERCO | Revolution | 66170 | 1 |  |  | Batteries | 150 | TX | Crane | 31.2335 | -102.3085 | 2023 | 12
ERCO | Rice University | 50054 | GEN1 |  |  | Natural Gas Fired Combustion Turbine | 3.1 | TX | Harris | 29.721 | -95.3954 | 1986 | 1
ERCO | Rice University | 50054 | GEN2 |  |  | Natural Gas Fired Combustion Turbine | 3.8 | TX | Harris | 29.721 | -95.3954 | 1989 | 2
ERCO | Ridge Rd | 65573 | RR1 |  |  | Petroleum Liquids | 0.6 | TX | Hidalgo | 26.1681 | -98.0983 | 2013 | 8
ERCO | Ridge Rd | 65573 | RR10 |  |  | Petroleum Liquids | 0.6 | TX | Hidalgo | 26.1681 | -98.0983 | 2013 | 8
ERCO | Ridge Rd | 65573 | RR11 |  |  | Petroleum Liquids | 0.6 | TX | Hidalgo | 26.1681 | -98.0983 | 2013 | 8
ERCO | Ridge Rd | 65573 | RR12 |  |  | Petroleum Liquids | 0.6 | TX | Hidalgo | 26.1681 | -98.0983 | 2013 | 8
ERCO | Ridge Rd | 65573 | RR13 |  |  | Petroleum Liquids | 0.6 | TX | Hidalgo | 26.1681 | -98.0983 | 2013 | 8
ERCO | Ridge Rd | 65573 | RR14 |  |  | Petroleum Liquids | 0.6 | TX | Hidalgo | 26.1681 | -98.0983 | 2013 | 8
ERCO | Ridge Rd | 65573 | RR15 |  |  | Petroleum Liquids | 0.6 | TX | Hidalgo | 26.1681 | -98.0983 | 2013 | 8
ERCO | Ridge Rd | 65573 | RR2 |  |  | Petroleum Liquids | 0.6 | TX | Hidalgo | 26.1681 | -98.0983 | 2013 | 8
ERCO | Ridge Rd | 65573 | RR3 |  |  | Petroleum Liquids | 0.6 | TX | Hidalgo | 26.1681 | -98.0983 | 2013 | 8
ERCO | Ridge Rd | 65573 | RR4 |  |  | Petroleum Liquids | 0.6 | TX | Hidalgo | 26.1681 | -98.0983 | 2013 | 8
ERCO | Ridge Rd | 65573 | RR5 |  |  | Petroleum Liquids | 0.6 | TX | Hidalgo | 26.1681 | -98.0983 | 2013 | 8
ERCO | Ridge Rd | 65573 | RR6 |  |  | Petroleum Liquids | 0.6 | TX | Hidalgo | 26.1681 | -98.0983 | 2013 | 8
ERCO | Ridge Rd | 65573 | RR7 |  |  | Petroleum Liquids | 0.6 | TX | Hidalgo | 26.1681 | -98.0983 | 2013 | 8
ERCO | Ridge Rd | 65573 | RR8 |  |  | Petroleum Liquids | 0.6 | TX | Hidalgo | 26.1681 | -98.0983 | 2013 | 8
ERCO | Ridge Rd | 65573 | RR9 |  |  | Petroleum Liquids | 0.6 | TX | Hidalgo | 26.1681 | -98.0983 | 2013 | 8
ERCO | Rio Bravo Windpower, LLC | 61865 | 1 |  |  | Onshore Wind Turbine | 237.6 | TX | Starr | 26.649 | -99.0387 | 2019 | 6
ERCO | Rio Grande Valley Sugar Growers | 54338 | GENA |  |  | Other Waste Biomass | 2.5 | TX | Hidalgo | 26.2697 | -97.867 | 1973 | 10
ERCO | Rio Grande Valley Sugar Growers | 54338 | GENB |  |  | Other Waste Biomass | 2.5 | TX | Hidalgo | 26.2697 | -97.867 | 1973 | 10
ERCO | Rio Grande Valley Sugar Growers | 54338 | GENC |  |  | Other Waste Biomass | 2.5 | TX | Hidalgo | 26.2697 | -97.867 | 1995 | 1
ERCO | Rio Grande Valley Sugar Growers | 54338 | GEND |  |  | Other Waste Biomass | 16 | TX | Hidalgo | 26.2697 | -97.867 | 2009 | 8
ERCO | Rio Grande Valley Sugar Growers | 54338 | GENE |  |  | Petroleum Liquids | 1.4 | TX | Hidalgo | 26.2697 | -97.867 | 2011 | 9
ERCO | Rio Nogales Power Project | 55137 | CTG1 |  |  | Natural Gas Fired Combined Cycle | 189 | TX | Guadalupe | 29.5931 | -97.9732 | 2002 | 5
ERCO | Rio Nogales Power Project | 55137 | CTG2 |  |  | Natural Gas Fired Combined Cycle | 189 | TX | Guadalupe | 29.5931 | -97.9732 | 2002 | 5
ERCO | Rio Nogales Power Project | 55137 | CTG3 |  |  | Natural Gas Fired Combined Cycle | 189 | TX | Guadalupe | 29.5931 | -97.9732 | 2002 | 5
ERCO | Rio Nogales Power Project | 55137 | STG1 |  |  | Natural Gas Fired Combined Cycle | 373.2 | TX | Guadalupe | 29.5931 | -97.9732 | 2002 | 5
ERCO | Roadrunner Wind Farm | 66902 | 5317 |  |  | Onshore Wind Turbine | 256 | TX | Eastland | 32.4374 | -99.1089 | 2024 | 7
ERCO | Roadrunner, LLC Hybrid | 62561 | BA |  |  | Batteries | 63.3 | TX | Upton | 31.2194 | -102.1922 | 2023 | 7
ERCO | Roadrunner, LLC Hybrid | 62561 | RODR1 |  |  | Solar Photovoltaic | 200 | TX | Upton | 31.2194 | -102.1922 | 2020 | 8
ERCO | Roadrunner, LLC Hybrid | 62561 | RODR2 |  |  | Solar Photovoltaic | 200 | TX | Upton | 31.2194 | -102.1922 | 2020 | 8
ERCO | Robert Mueller Energy Center | 56374 | CT1 |  |  | Natural Gas Fired Combustion Turbine | 4.6 | TX | Travis | 30.305 | -97.7077 | 2006 | 7
ERCO | Robert Mueller Energy Center | 56374 | DG1 |  |  | Petroleum Liquids | 1.5 | TX | Travis | 30.305 | -97.7077 | 2006 | 7
ERCO | Rocksprings | 60217 | RKSP |  |  | Onshore Wind Turbine | 149.3 | TX | Val Verde | 29.7275 | -100.7943 | 2017 | 9
ERCO | Rodeo Ranch Energy Storage | 67175 | RODE1 |  |  | Batteries | 300 | TX | Reeves | 31.36 | -103.33 | 2023 | 12
ERCO | Roscoe Wind Farm LLC | 56593 | RO1 |  |  | Onshore Wind Turbine | 209 | TX | Nolan | 32.4694 | -100.6664 | 2008 | 2
ERCO | Roseland Solar Project, LLC | 65028 | ROSEB |  |  | Batteries | 51.8 | TX | Falls | 31.4612 | -96.8249 | 2023 | 7
ERCO | Route 66 Wind Plant | 58681 | RT661 |  |  | Onshore Wind Turbine | 150 | TX | Carson | 35.2053 | -101.4342 | 2015 | 8
ERCO | Russek | 67495 | RUSSK |  |  | Batteries | 9.9 | TX | Reagan | 31.1835 | -101.4604 | 2025 | 1
ERCO | Russek Street BESS;HEN INFRASTRUCTURE LLC 1;HEN Power Marketing, LLC |  |  | 0 | 0 | Batteries | [7 empty] | 9.9 | TX | Reagan
ERCO | SJRR Power LLC | 62548 | SJ-1 |  |  | Natural Gas Fired Combustion Turbine | 50 | TX | Harris | 29.8819 | -95.1115 | 2022 | 6
ERCO | SJRR Power LLC | 62548 | SJ-2 |  |  | Natural Gas Fired Combustion Turbine | 50 | TX | Harris | 29.8819 | -95.1115 | 2022 | 6
ERCO | SMT Alamo LLC | 66929 | SMTAL |  |  | Batteries | 10 | TX | Hidalgo | 26.2307 | -98.114 | 2023 | 12
ERCO | SMT Bay City LLC | 66930 | SMTBC |  |  | Batteries | 10 | TX | Matagorda | 28.9876 | -95.9698 | 2023 | 11
ERCO | SMT Elsa LLC | 66931 | SMTEL |  |  | Batteries | 10 | TX | Hidalgo | 26.2961 | -98.0096 | 2023 | 12
ERCO | SMT Harlingen II LLC | 66933 | SMTH2 |  |  | Batteries | 10 | TX | Cameron | 26.18 | -97.7256 | 2023 | 12
ERCO | SMT Ironman Battery Storage Plant | 67737 | SMTIR |  |  | Batteries | 304 | TX | Brazoria | 29.4557 | -95.31 | 2025 | 6
ERCO | SMT Los Fresnos LLC | 66932 | SMTLF |  |  | Batteries | 10 | TX | Cameron | 26.0747 | -97.5232 | 2023 | 12
ERCO | SMT Mercedes LLC | 66926 | SMTNM |  |  | Batteries | 10 | TX | Hidalgo | 26.2305 | -97.9126 | 2023 | 12
ERCO | SMT Mission LLC | 66927 | SMTMB |  |  | Batteries | 10 | TX | Hidalgo | 26.1894 | -98.3229 | 2023 | 12
ERCO | SMT Rio Grande I LLC | 66934 | SMTR1 |  |  | Batteries | 10 | TX | Starr | 26.4087 | -98.9374 | 2023 | 12
ERCO | SMT Rio Grande II LLC | 66935 | SMTR2 |  |  | Batteries | 10 | TX | Starr | 26.391 | -98.8204 | 2023 | 12
ERCO | SMT Santa Rosa LLC | 66928 | SMTSR |  |  | Batteries | 10 | TX | Cameron | 26.2325 | -97.8232 | 2023 | 12
ERCO | Saddleback | 65834 | SDLBK |  |  | Batteries | 9.9 | TX | Reeves | 31.3329 | -103.4984 | 2022 | 4
ERCO | Sage Draw Wind | 62620 | SD |  |  | Onshore Wind Turbine | 338.4 | TX | Lynn | 33.3035 | -101.6572 | 2021 | 8
ERCO | Salt Fork Wind Project, LLC | 60657 | GEN1 |  |  | Onshore Wind Turbine | 174 | TX | Donley | 35.1817 | -100.9344 | 2016 | 12
ERCO | Sam Rayburn | 3631 | 10 |  |  | Natural Gas Fired Combined Cycle | 42 | TX | Victoria | 28.8947 | -97.135 | 2003 | 10
ERCO | Sam Rayburn | 3631 | 4 |  |  | Petroleum Liquids | 1.6 | TX | Victoria | 28.8947 | -97.135 | 1991 | 7
ERCO | Sam Rayburn | 3631 | 5 |  |  | Petroleum Liquids | 1.6 | TX | Victoria | 28.8947 | -97.135 | 1991 | 10
ERCO | Sam Rayburn | 3631 | 7 |  |  | Natural Gas Fired Combined Cycle | 49.2 | TX | Victoria | 28.8947 | -97.135 | 2003 | 10
ERCO | Sam Rayburn | 3631 | 8 |  |  | Natural Gas Fired Combined Cycle | 49.2 | TX | Victoria | 28.8947 | -97.135 | 2003 | 10
ERCO | Sam Rayburn | 3631 | 9 |  |  | Natural Gas Fired Combined Cycle | 49.2 | TX | Victoria | 28.8947 | -97.135 | 2003 | 10
ERCO | Samson Solar Energy | 63211 | GEN1 |  |  | Solar Photovoltaic | 250 | TX | Franklin | 33.251 | -95.1934 | 2022 | 5
ERCO | Samson Solar Energy II LLC | 63882 | GEN1 |  |  | Solar Photovoltaic | 200 | TX | Lamar | 33.458 | -95.349 | 2025 | 3
ERCO | Samson Solar Energy III LLC | 63883 | GEN1 |  |  | Solar Photovoltaic | 250 | TX | Lamar | 33.4265 | -95.3574 | 2022 | 11
ERCO | San Jacinto Steam Electric Station | 7325 | 1 |  |  | Natural Gas Fired Combustion Turbine | 88.2 | TX | Harris | 29.6948 | -95.0406 | 1995 | 4
ERCO | San Jacinto Steam Electric Station | 7325 | 2 |  |  | Natural Gas Fired Combustion Turbine | 88.2 | TX | Harris | 29.6948 | -95.0406 | 1995 | 4
ERCO | San Miguel | 6183 | 1 |  |  | Conventional Steam Coal | 410 | TX | Atascosa | 28.7044 | -98.4775 | 1982 | 1
ERCO | San Roman Wind I, LLC | 59712 | SRWI |  |  | Onshore Wind Turbine | 95.3 | TX | Cameron | 26.126 | -97.3776 | 2017 | 2
ERCO | Sand Bluff Wind Farm | 56479 | 2 |  |  | Onshore Wind Turbine | 89.5 | TX | Glasscock | 31.9914 | -101.3026 | 2007 | 1
ERCO | Sand Hill | 7900 | 5A |  |  | Natural Gas Fired Combined Cycle | 198 | TX | Travis | 30.2098 | -97.6129 | 2004 | 9
ERCO | Sand Hill | 7900 | 5C |  |  | Natural Gas Fired Combined Cycle | 190 | TX | Travis | 30.2098 | -97.6129 | 2004 | 9
ERCO | Sand Hill | 7900 | SH1 |  |  | Natural Gas Fired Combustion Turbine | 51.4 | TX | Travis | 30.2098 | -97.6129 | 2001 | 6
ERCO | Sand Hill | 7900 | SH2 |  |  | Natural Gas Fired Combustion Turbine | 51.4 | TX | Travis | 30.2098 | -97.6129 | 2001 | 6
ERCO | Sand Hill | 7900 | SH3 |  |  | Natural Gas Fired Combustion Turbine | 51.4 | TX | Travis | 30.2098 | -97.6129 | 2001 | 6
ERCO | Sand Hill | 7900 | SH4 |  |  | Natural Gas Fired Combustion Turbine | 51.4 | TX | Travis | 30.2098 | -97.6129 | 2001 | 6
ERCO | Sand Hill | 7900 | SH6 |  |  | Natural Gas Fired Combustion Turbine | 51.4 | TX | Travis | 30.2098 | -97.6129 | 2010 | 6
ERCO | Sand Hill | 7900 | SH7 |  |  | Natural Gas Fired Combustion Turbine | 51.4 | TX | Travis | 30.2098 | -97.6129 | 2010 | 6
ERCO | Sandlake | 67496 | SDLKB |  |  | Batteries | 9.9 | TX | Reeves | 31.5088 | -103.6175 | 2024 | 10
ERCO | Sandy Creek Energy Station | 56611 | S01 |  |  | Conventional Steam Coal | 1008 | TX | McLennan | 31.4744 | -96.9571 | 2013 | 5
ERCO | Santa Rita East | 62038 | STRAE |  |  | Onshore Wind Turbine | 302.4 | TX | Irion | 31.208 | -101.1108 | 2019 | 6
ERCO | Santa Rita Wind Energy | 60987 | GEN1 |  |  | Onshore Wind Turbine | 300 | TX | Reagan | 31.1814 | -101.3188 | 2018 | 4
ERCO | Santa Rosa | 65574 | SR1 |  |  | Petroleum Liquids | 0.6 | TX | Cameron | 26.2305 | -97.8235 | 2013 | 10
ERCO | Santa Rosa | 65574 | SR10 |  |  | Petroleum Liquids | 0.6 | TX | Cameron | 26.2305 | -97.8235 | 2013 | 10
ERCO | Santa Rosa | 65574 | SR11 |  |  | Petroleum Liquids | 0.6 | TX | Cameron | 26.2305 | -97.8235 | 2013 | 10
ERCO | Santa Rosa | 65574 | SR12 |  |  | Petroleum Liquids | 0.6 | TX | Cameron | 26.2305 | -97.8235 | 2013 | 10
ERCO | Santa Rosa | 65574 | SR13 |  |  | Petroleum Liquids | 0.6 | TX | Cameron | 26.2305 | -97.8235 | 2013 | 10
ERCO | Santa Rosa | 65574 | SR14 |  |  | Petroleum Liquids | 0.6 | TX | Cameron | 26.2305 | -97.8235 | 2013 | 10
ERCO | Santa Rosa | 65574 | SR15 |  |  | Petroleum Liquids | 0.6 | TX | Cameron | 26.2305 | -97.8235 | 2013 | 10
ERCO | Santa Rosa | 65574 | SR2 |  |  | Petroleum Liquids | 0.6 | TX | Cameron | 26.2305 | -97.8235 | 2013 | 10
ERCO | Santa Rosa | 65574 | SR3 |  |  | Petroleum Liquids | 0.6 | TX | Cameron | 26.2305 | -97.8235 | 2013 | 10
ERCO | Santa Rosa | 65574 | SR4 |  |  | Petroleum Liquids | 0.6 | TX | Cameron | 26.2305 | -97.8235 | 2013 | 10
ERCO | Santa Rosa | 65574 | SR5 |  |  | Petroleum Liquids | 0.6 | TX | Cameron | 26.2305 | -97.8235 | 2013 | 10
ERCO | Santa Rosa | 65574 | SR6 |  |  | Petroleum Liquids | 0.6 | TX | Cameron | 26.2305 | -97.8235 | 2013 | 10
ERCO | Santa Rosa | 65574 | SR7 |  |  | Petroleum Liquids | 0.6 | TX | Cameron | 26.2305 | -97.8235 | 2013 | 10
ERCO | Santa Rosa | 65574 | SR8 |  |  | Petroleum Liquids | 0.6 | TX | Cameron | 26.2305 | -97.8235 | 2013 | 10
ERCO | Santa Rosa | 65574 | SR9 |  |  | Petroleum Liquids | 0.6 | TX | Cameron | 26.2305 | -97.8235 | 2013 | 10
ERCO | Screwbean | 65835 | SCRWB |  |  | Batteries | 9.9 | TX | Culberson | 31.8214 | -104.0451 | 2023 | 1
ERCO | Scurry County Wind II | 56775 | 1 |  |  | Onshore Wind Turbine | 120 | TX | Scurry | 32.7181 | -100.7933 | 2007 | 12
ERCO | Scurry County Wind LP | 56506 | SCW |  |  | Onshore Wind Turbine | 130.5 | TX | Scurry | 32.7204 | -100.9952 | 2007 | 5
ERCO | Seadrift Coke LP | 10167 | GEN1 |  |  | Petroleum Coke | 7.6 | TX | Calhoun | 28.5139 | -96.7942 | 1983 | 11
ERCO | Second Division Solar | 65981 | TXSD1 |  |  | Solar Photovoltaic | 100 | TX | Brazoria | 29.1705 | -95.7416 | 2024 | 11
ERCO | Senate Wind LLC | 57981 | GEN1 |  |  | Onshore Wind Turbine | 150 | TX | Jack | 33.2058 | -98.3651 | 2012 | 12
ERCO | Sendero | 59654 | 1 |  |  | Onshore Wind Turbine | 78 | TX | Jim Hogg | 27.18 | -98.9167 | 2015 | 12
ERCO | Seymour Hills Wind Project, LLC | 62227 | WTGS |  |  | Onshore Wind Turbine | 30.2 | TX | Baylor | 33.5782 | -99.1921 | 2019 | 5
ERCO | Shakes Solar | 65333 | 785 |  |  | Solar Photovoltaic | 200 | TX | Dimmit | 28.4421 | -99.7558 | 2022 | 6
ERCO | Shamrock Energy Storage (SLF);BESS1;Shamrock Interconnection LLC;NextEra Energy Resources, LLC |  |  | 0 | 0 | Batteries | [7 empty] | 99.33 | TX | Crockett
ERCO | Shamrock Wind | 66540 | WSHAM |  |  | Onshore Wind Turbine | 223.9 | TX | Crockett | 30.936 | -101.607 | 2023 | 12
ERCO | Shannon Wind | 59034 | SHAN1 |  |  | Onshore Wind Turbine | 204 | TX | Clay | 33.5097 | -98.3608 | 2015 | 12
ERCO | Sheep Creek Storage;Longhorn Storage LLC;ENGIE IR Holdings |  |  | 0 | 0 | Batteries | [7 empty] | 142.1 | TX | Callahan
ERCO | Shell Deer Park | 50304 | GEN1 |  |  | All Other | 45.9 | TX | Harris | 29.7232 | -95.1289 | 1979 | 10
ERCO | Shell Deer Park | 50304 | GEN2 |  |  | All Other | 45.9 | TX | Harris | 29.7232 | -95.1289 | 1979 | 10
ERCO | Shell Deer Park | 50304 | GEN4 |  |  | Natural Gas Fired Combustion Turbine | 88.2 | TX | Harris | 29.7232 | -95.1289 | 1995 | 4
ERCO | Shell Deer Park | 50304 | GEN5 |  |  | Natural Gas Fired Combustion Turbine | 94 | TX | Harris | 29.7232 | -95.1289 | 1995 | 4
ERCO | Sherbino II | 57415 | 1 |  |  | Onshore Wind Turbine | 132 | TX | Pecos | 30.7726 | -102.5058 | 2011 | 11
ERCO | Signal Hill Generating LLC | 50127 | GTA |  |  | Natural Gas Fired Combined Cycle | 20 | TX | Wichita | 33.8625 | -98.5894 | 1987 | 6
ERCO | Signal Hill Generating LLC | 50127 | GTB |  |  | Natural Gas Fired Combined Cycle | 20 | TX | Wichita | 33.8625 | -98.5894 | 1987 | 6
ERCO | Signal Hill Generating LLC | 50127 | GTC |  |  | Natural Gas Fired Combined Cycle | 20 | TX | Wichita | 33.8625 | -98.5894 | 1987 | 6
ERCO | Signal Hill Generating LLC | 50127 | STD |  |  | Natural Gas Fired Combined Cycle | 20 | TX | Wichita | 33.8625 | -98.5894 | 1987 | 6
ERCO | Silas Ray | 3559 | 10 |  |  | Natural Gas Fired Combustion Turbine | 61 | TX | Cameron | 25.9131 | -97.5214 | 2004 | 12
ERCO | Silas Ray | 3559 | 6 |  |  | Natural Gas Fired Combined Cycle | 25 | TX | Cameron | 25.9131 | -97.5214 | 1959 | 5
ERCO | Silas Ray | 3559 | 9 |  |  | Natural Gas Fired Combined Cycle | 50 | TX | Cameron | 25.9131 | -97.5214 | 1996 | 6
ERCO | Silas Ray | 3559 | DG-3a |  |  | Petroleum Liquids | 1.3 | TX | Cameron | 25.9131 | -97.5214 | 2001 | 11
ERCO | Silas Ray | 3559 | DG-3b |  |  | Petroleum Liquids | 1.3 | TX | Cameron | 25.9131 | -97.5214 | 2001 | 11
ERCO | Silas Ray | 3559 | DG-4 |  |  | Petroleum Liquids | 1.3 | TX | Cameron | 25.9131 | -97.5214 | 2001 | 11
ERCO | Silas Ray | 3559 | DG-6a |  |  | Petroleum Liquids | 1.3 | TX | Cameron | 25.9131 | -97.5214 | 2001 | 11
ERCO | Silas Ray | 3559 | DG-6b |  |  | Petroleum Liquids | 1.3 | TX | Cameron | 25.9131 | -97.5214 | 2001 | 11
ERCO | Silver Star I Wind Power Project | 56771 | 1 |  |  | Onshore Wind Turbine | 52.8 | TX | Erath | 32.3387 | -98.4761 | 2008 | 9
ERCO | Sim Gideon | 3601 | 1 |  |  | Natural Gas Steam Turbine | 136 | TX | Bastrop | 30.1456 | -97.2708 | 1965 | 5
ERCO | Sim Gideon | 3601 | 2 |  |  | Natural Gas Steam Turbine | 136 | TX | Bastrop | 30.1456 | -97.2708 | 1968 | 3
ERCO | Sim Gideon | 3601 | 3 |  |  | Natural Gas Steam Turbine | 351 | TX | Bastrop | 30.1456 | -97.2708 | 1972 | 5
ERCO | Sky Global Power One | 59938 | UNIT1 |  |  | Natural Gas Internal Combustion Engine | 8.5 | TX | Colorado | 29.5503 | -96.5378 | 2016 | 5
ERCO | Sky Global Power One | 59938 | UNIT2 |  |  | Natural Gas Internal Combustion Engine | 8.5 | TX | Colorado | 29.5503 | -96.5378 | 2016 | 5
ERCO | Sky Global Power One | 59938 | UNIT3 |  |  | Natural Gas Internal Combustion Engine | 8.5 | TX | Colorado | 29.5503 | -96.5378 | 2016 | 5
ERCO | Sky Global Power One | 59938 | UNIT4 |  |  | Natural Gas Internal Combustion Engine | 8.5 | TX | Colorado | 29.5503 | -96.5378 | 2016 | 5
ERCO | Sky Global Power One | 59938 | UNIT5 |  |  | Natural Gas Internal Combustion Engine | 8.5 | TX | Colorado | 29.5503 | -96.5378 | 2016 | 5
ERCO | Sky Global Power One | 59938 | UNIT6 |  |  | Natural Gas Internal Combustion Engine | 8.5 | TX | Colorado | 29.5503 | -96.5378 | 2016 | 5
ERCO | SolaireHolman Solar Project | 60989 | PV1 |  |  | Solar Photovoltaic | 50 | TX | Brewster | 30.4551 | -103.4747 | 2017 | 4
ERCO | South Plains II | 60087 | SPII |  |  | Onshore Wind Turbine | 300 | TX | Floyd | 34.197 | -101.3815 | 2016 | 6
ERCO | South Plains Wind Phase I | 59384 | 1 |  |  | Onshore Wind Turbine | 200 | TX | Floyd | 34.0806 | -101.3236 | 2015 | 11
ERCO | South Texas Project | 6251 | 1 |  |  | Nuclear | 1354.3 | TX | Matagorda | 28.795 | -96.0481 | 1988 | 8
ERCO | South Texas Project | 6251 | 2 |  |  | Nuclear | 1354.3 | TX | Matagorda | 28.795 | -96.0481 | 1989 | 6
ERCO | South Trent Wind Farm | 56649 | 1 |  |  | Onshore Wind Turbine | 101.2 | TX | Nolan | 32.4081 | -100.1286 | 2009 | 1
ERCO | Southwick | 65575 | SW1 |  |  | Petroleum Liquids | 0.6 | TX | Harris | 29.5958 | -95.3658 | 2013 | 11
ERCO | Southwick | 65575 | SW10 |  |  | Petroleum Liquids | 0.6 | TX | Harris | 29.5958 | -95.3658 | 2013 | 11
ERCO | Southwick | 65575 | SW11 |  |  | Petroleum Liquids | 0.6 | TX | Harris | 29.5958 | -95.3658 | 2013 | 11
ERCO | Southwick | 65575 | SW12 |  |  | Petroleum Liquids | 0.6 | TX | Harris | 29.5958 | -95.3658 | 2013 | 11
ERCO | Southwick | 65575 | SW13 |  |  | Petroleum Liquids | 0.6 | TX | Harris | 29.5958 | -95.3658 | 2013 | 11
ERCO | Southwick | 65575 | SW14 |  |  | Petroleum Liquids | 0.6 | TX | Harris | 29.5958 | -95.3658 | 2013 | 11
ERCO | Southwick | 65575 | SW15 |  |  | Petroleum Liquids | 0.6 | TX | Harris | 29.5958 | -95.3658 | 2013 | 11
ERCO | Southwick | 65575 | SW2 |  |  | Petroleum Liquids | 0.6 | TX | Harris | 29.5958 | -95.3658 | 2013 | 11
ERCO | Southwick | 65575 | SW3 |  |  | Petroleum Liquids | 0.6 | TX | Harris | 29.5958 | -95.3658 | 2013 | 11
ERCO | Southwick | 65575 | SW4 |  |  | Petroleum Liquids | 0.6 | TX | Harris | 29.5958 | -95.3658 | 2013 | 11
ERCO | Southwick | 65575 | SW5 |  |  | Petroleum Liquids | 0.6 | TX | Harris | 29.5958 | -95.3658 | 2013 | 11
ERCO | Southwick | 65575 | SW6 |  |  | Petroleum Liquids | 0.6 | TX | Harris | 29.5958 | -95.3658 | 2013 | 11
ERCO | Southwick | 65575 | SW7 |  |  | Petroleum Liquids | 0.6 | TX | Harris | 29.5958 | -95.3658 | 2013 | 11
ERCO | Southwick | 65575 | SW8 |  |  | Petroleum Liquids | 0.6 | TX | Harris | 29.5958 | -95.3658 | 2013 | 11
ERCO | Southwick | 65575 | SW9 |  |  | Petroleum Liquids | 0.6 | TX | Harris | 29.5958 | -95.3658 | 2013 | 11
ERCO | Sparta Solar | 63840 | 1111 |  |  | Solar Photovoltaic | 250 | TX | Bee | 28.6553 | -98.0014 | 2024 | 4
ERCO | Spencer | 4266 | 4 |  |  | Natural Gas Steam Turbine | 61.1 | TX | Denton | 33.1975 | -97.1061 | 1966 | 6
ERCO | Spencer | 4266 | 5 |  |  | Natural Gas Steam Turbine | 65.4 | TX | Denton | 33.1975 | -97.1061 | 1973 | 5
ERCO | Spinning Spur Wind II | 58774 | GEN1 |  |  | Onshore Wind Turbine | 161 | TX | Oldham | 35.2769 | -102.6828 | 2014 | 7
ERCO | Spinning Spur Wind III | 58775 | GEN1 |  |  | Onshore Wind Turbine | 194 | TX | Oldham | 35.295 | -102.7211 | 2015 | 9
ERCO | St. Gall Energy Storage I | 66336 | SGES1 |  |  | Batteries | 102.6 | TX | Pecos | 30.9244 | -102.9536 | 2024 | 3
ERCO | Stampede Solar Hybrid | 67762 | STMPB |  |  | Batteries | 72.2 | TX | Hopkins | 33.2013 | -95.3192 | 2024 | 10
ERCO | Stampede Solar Hybrid | 67762 | STMPS |  |  | Solar Photovoltaic | 255.9 | TX | Hopkins | 33.2013 | -95.3192 | 2025 | 10
ERCO | Stanton Wind Energy LLC | 56644 | 1 |  |  | Onshore Wind Turbine | 120 | TX | Martin | 32.2353 | -101.8367 | 2008 | 2
ERCO | Starr Solar Ranch | 65975 | TXST1 |  |  | Solar Photovoltaic | 136 | TX | Starr | 26.5234 | -99.0171 | 2024 | 11
ERCO | State Farm Insur Support Center Central | 55390 | 2A |  |  | Petroleum Liquids | 1.8 | TX | Dallas | 32.9192 | -96.9894 | 1998 | 1
ERCO | State Farm Insur Support Center Central | 55390 | 2B |  |  | Petroleum Liquids | 1.8 | TX | Dallas | 32.9192 | -96.9894 | 1998 | 1
ERCO | State Farm Insur Support Center Central | 55390 | 3A |  |  | Petroleum Liquids | 1.8 | TX | Dallas | 32.9192 | -96.9894 | 1998 | 1
ERCO | State Farm Insur Support Center Central | 55390 | 3B |  |  | Petroleum Liquids | 1.8 | TX | Dallas | 32.9192 | -96.9894 | 1998 | 1
ERCO | State Farm Insur Support Center Central | 55390 | 4A |  |  | Petroleum Liquids | 1.8 | TX | Dallas | 32.9192 | -96.9894 | 1998 | 1
ERCO | State Farm Insur Support Center Central | 55390 | 4B |  |  | Petroleum Liquids | 1.8 | TX | Dallas | 32.9192 | -96.9894 | 1998 | 1
ERCO | Stella Wind Farm | 59063 | WT1 |  |  | Onshore Wind Turbine | 201 | TX | Kenedy | 26.9417 | -97.6425 | 2018 | 12
ERCO | Stephens Ranch Wind Energy LLC | 57983 | 1 |  |  | Onshore Wind Turbine | 211 | TX | Borden | 32.9264 | -101.6478 | 2014 | 12
ERCO | Stephens Ranch Wind Energy LLC | 57983 | 2 |  |  | Onshore Wind Turbine | 165 | TX | Borden | 32.9264 | -101.6478 | 2015 | 4
ERCO | Sterling Solar (TX) | 61871 | GEN1 |  |  | Solar Photovoltaic | 10 | TX | Hunt | 33.1662 | -96.1726 | 2018 | 11
ERCO | Stonegate | 65576 | STG1 |  |  | Petroleum Liquids | 0.6 | TX | Fort Bend | 29.7854 | -95.8755 | 2013 | 7
ERCO | Stonegate | 65576 | STG10 |  |  | Petroleum Liquids | 0.6 | TX | Fort Bend | 29.7854 | -95.8755 | 2013 | 7
ERCO | Stonegate | 65576 | STG11 |  |  | Petroleum Liquids | 0.6 | TX | Fort Bend | 29.7854 | -95.8755 | 2013 | 7
ERCO | Stonegate | 65576 | STG12 |  |  | Petroleum Liquids | 0.6 | TX | Fort Bend | 29.7854 | -95.8755 | 2013 | 7
ERCO | Stonegate | 65576 | STG13 |  |  | Petroleum Liquids | 0.6 | TX | Fort Bend | 29.7854 | -95.8755 | 2013 | 7
ERCO | Stonegate | 65576 | STG14 |  |  | Petroleum Liquids | 0.6 | TX | Fort Bend | 29.7854 | -95.8755 | 2013 | 7
ERCO | Stonegate | 65576 | STG15 |  |  | Petroleum Liquids | 0.6 | TX | Fort Bend | 29.7854 | -95.8755 | 2013 | 7
ERCO | Stonegate | 65576 | STG2 |  |  | Petroleum Liquids | 0.6 | TX | Fort Bend | 29.7854 | -95.8755 | 2013 | 7
ERCO | Stonegate | 65576 | STG3 |  |  | Petroleum Liquids | 0.6 | TX | Fort Bend | 29.7854 | -95.8755 | 2013 | 7
ERCO | Stonegate | 65576 | STG4 |  |  | Petroleum Liquids | 0.6 | TX | Fort Bend | 29.7854 | -95.8755 | 2013 | 7
ERCO | Stonegate | 65576 | STG5 |  |  | Petroleum Liquids | 0.6 | TX | Fort Bend | 29.7854 | -95.8755 | 2013 | 7
ERCO | Stonegate | 65576 | STG6 |  |  | Petroleum Liquids | 0.6 | TX | Fort Bend | 29.7854 | -95.8755 | 2013 | 7
ERCO | Stonegate | 65576 | STG7 |  |  | Petroleum Liquids | 0.6 | TX | Fort Bend | 29.7854 | -95.8755 | 2013 | 7
ERCO | Stonegate | 65576 | STG8 |  |  | Petroleum Liquids | 0.6 | TX | Fort Bend | 29.7854 | -95.8755 | 2013 | 7
ERCO | Stonegate | 65576 | STG9 |  |  | Petroleum Liquids | 0.6 | TX | Fort Bend | 29.7854 | -95.8755 | 2013 | 7
ERCO | Stryker Creek | 3504 | D1 |  |  | Petroleum Liquids | 2 | TX | Cherokee | 31.9398 | -94.9898 | 1966 | 7
ERCO | Stryker Creek | 3504 | D2 |  |  | Petroleum Liquids | 2 | TX | Cherokee | 31.9398 | -94.9898 | 1966 | 7
ERCO | Stryker Creek | 3504 | D3 |  |  | Petroleum Liquids | 2 | TX | Cherokee | 31.9398 | -94.9898 | 1966 | 7
ERCO | Stryker Creek | 3504 | D4 |  |  | Petroleum Liquids | 2 | TX | Cherokee | 31.9398 | -94.9898 | 1966 | 7
ERCO | Stryker Creek | 3504 | D5 |  |  | Petroleum Liquids | 2 | TX | Cherokee | 31.9398 | -94.9898 | 1966 | 7
ERCO | Stryker Creek | 3504 | ST1 |  |  | Natural Gas Steam Turbine | 176.8 | TX | Cherokee | 31.9398 | -94.9898 | 1958 | 6
ERCO | Stryker Creek | 3504 | ST2 |  |  | Natural Gas Steam Turbine | 526.6 | TX | Cherokee | 31.9398 | -94.9898 | 1965 | 12
ERCO | Sun Valley Solar Project | 65303 | SUNS |  |  | Solar Photovoltaic | 250 | TX | Hill | 31.8698 | -97.015 | 2022 | 12
ERCO | SunE CPS1 LLC | 58068 | 1 |  |  | Solar Photovoltaic | 10 | TX | Bexar | 29.245 | -98.4183 | 2012 | 5
ERCO | SunE CPS2 LLC | 58027 | 1 |  |  | Solar Photovoltaic | 10 | TX | Bexar | 29.245 | -98.4183 | 2012 | 5
ERCO | SunE CPS3 LLC | 58009 | 1 |  |  | Solar Photovoltaic | 5.6 | TX | Bexar | 29.2219 | -98.6692 | 2012 | 5
ERCO | SunE CPS3 LLC | 58009 | 2 |  |  | Solar Photovoltaic | 5 | TX | Bexar | 29.2219 | -98.6692 | 2012 | 7
ERCO | Sweeny | 64321 | SWNY |  |  | Batteries | 9.9 | TX | Brazoria | 29.0556 | -95.6872 | 2021 | 4
ERCO | Sweeny Cogen Facility | 55015 | GEN1 |  |  | Natural Gas Fired Combustion Turbine | 143 | TX | Brazoria | 29.0728 | -95.745 | 1997 | 8
ERCO | Sweeny Cogen Facility | 55015 | GEN2 |  |  | Natural Gas Fired Combustion Turbine | 143 | TX | Brazoria | 29.0728 | -95.745 | 1997 | 9
ERCO | Sweeny Cogen Facility | 55015 | GEN3 |  |  | Natural Gas Fired Combustion Turbine | 143 | TX | Brazoria | 29.0728 | -95.745 | 1997 | 10
ERCO | Sweeny Cogen Facility | 55015 | GEN4 |  |  | Natural Gas Fired Combustion Turbine | 143 | TX | Brazoria | 29.0728 | -95.745 | 2000 | 12
ERCO | Sweetwater Wind 1 LLC | 56211 | SW1 |  |  | Onshore Wind Turbine | 37.5 | TX | Nolan | 32.3606 | -100.3389 | 2003 | 12
ERCO | Sweetwater Wind 2 LLC | 56212 | SW2 |  |  | Onshore Wind Turbine | 98.8 | TX | Nolan | 32.3472 | -100.3703 | 2005 | 2
ERCO | Sweetwater Wind 3 LLC | 56311 | SW3 |  |  | Onshore Wind Turbine | 135 | TX | Nolan | 32.2908 | -100.4219 | 2005 | 12
ERCO | Sweetwater Wind 4 LLC | 56337 | SW4 |  |  | Onshore Wind Turbine | 241 | TX | Nolan | 32.3122 | -100.5303 | 2007 | 5
ERCO | Sweetwater Wind 5 | 56372 | SW5 |  |  | Onshore Wind Turbine | 80.5 | TX | Nolan | 32.2369 | -100.4833 | 2007 | 12
ERCO | Swoose I | 64916 | SWOO1 |  |  | Batteries | 9.9 | TX | Ward | 31.4511 | -103.0962 | 2021 | 7
ERCO | Swoose II | 66008 | BA |  |  | Batteries | 101 | TX | Ward | 31.4511 | -103.3618 | 2022 | 8
ERCO | System Control Center | 61742 | GEN1 |  |  | Flywheels | 2.5 | TX | Travis | 30.2199 | -97.7088 | 2012 | 6
ERCO | System Control Center | 61742 | GEN2 |  |  | Flywheels | 2.5 | TX | Travis | 30.2199 | -97.7088 | 2012 | 6
ERCO | T H Wharton | 3469 | 3 |  |  | Natural Gas Fired Combined Cycle | 113.1 | TX | Harris | 29.9417 | -95.5306 | 1974 | 8
ERCO | T H Wharton | 3469 | 31 |  |  | Natural Gas Fired Combined Cycle | 54 | TX | Harris | 29.9417 | -95.5306 | 1972 | 7
ERCO | T H Wharton | 3469 | 32 |  |  | Natural Gas Fired Combined Cycle | 54 | TX | Harris | 29.9417 | -95.5306 | 1972 | 7
ERCO | T H Wharton | 3469 | 33 |  |  | Natural Gas Fired Combined Cycle | 54 | TX | Harris | 29.9417 | -95.5306 | 1972 | 7
ERCO | T H Wharton | 3469 | 34 |  |  | Natural Gas Fired Combined Cycle | 54 | TX | Harris | 29.9417 | -95.5306 | 1972 | 7
ERCO | T H Wharton | 3469 | 4 |  |  | Natural Gas Fired Combined Cycle | 113.1 | TX | Harris | 29.9417 | -95.5306 | 1974 | 8
ERCO | T H Wharton | 3469 | 41 |  |  | Natural Gas Fired Combined Cycle | 54 | TX | Harris | 29.9417 | -95.5306 | 1972 | 7
ERCO | T H Wharton | 3469 | 42 |  |  | Natural Gas Fired Combined Cycle | 54 | TX | Harris | 29.9417 | -95.5306 | 1972 | 7
ERCO | T H Wharton | 3469 | 43 |  |  | Natural Gas Fired Combined Cycle | 56.7 | TX | Harris | 29.9417 | -95.5306 | 1974 | 8
ERCO | T H Wharton | 3469 | 44 |  |  | Natural Gas Fired Combined Cycle | 56.7 | TX | Harris | 29.9417 | -95.5306 | 1974 | 8
ERCO | T H Wharton | 3469 | 51 |  |  | Natural Gas Fired Combustion Turbine | 85 | TX | Harris | 29.9417 | -95.5306 | 1975 | 11
ERCO | T H Wharton | 3469 | 52 |  |  | Natural Gas Fired Combustion Turbine | 85 | TX | Harris | 29.9417 | -95.5306 | 1975 | 11
ERCO | T H Wharton | 3469 | 53 |  |  | Natural Gas Fired Combustion Turbine | 85 | TX | Harris | 29.9417 | -95.5306 | 1975 | 11
ERCO | T H Wharton | 3469 | 54 |  |  | Natural Gas Fired Combustion Turbine | 85 | TX | Harris | 29.9417 | -95.5306 | 1975 | 11
ERCO | T H Wharton | 3469 | 55 |  |  | Natural Gas Fired Combustion Turbine | 85 | TX | Harris | 29.9417 | -95.5306 | 1975 | 11
ERCO | T H Wharton | 3469 | 56 |  |  | Natural Gas Fired Combustion Turbine | 85 | TX | Harris | 29.9417 | -95.5306 | 1975 | 11
ERCO | T H Wharton | 3469 | GT1 |  |  | Natural Gas Fired Combustion Turbine | 16.3 | TX | Harris | 29.9417 | -95.5306 | 1967 | 7
ERCO | TECO CHP-1 | 57504 | CHP1 |  |  | Natural Gas Fired Combustion Turbine | 48 | TX | Harris | 29.7035 | -95.3983 | 2010 | 9
ERCO | TECO CHP-1 | 57504 | GTG2 |  |  | Natural Gas Fired Combustion Turbine | 50 | TX | Harris | 29.7035 | -95.3983 | 2024 | 5
ERCO | TG East | 64639 | ESCA |  |  | Onshore Wind Turbine | 336 | TX | Knox | 33.7463 | -99.6655 | 2022 | 4
ERCO | TP 4 | 3586 | 1 |  |  | Conventional Hydroelectric | 2.4 | TX | Guadalupe | 29.5481 | -97.9996 | 1932 | 1
ERCO | TPE Erath Solar, LLC | 64892 | ERATH |  |  | Solar Photovoltaic | 9.9 | TX | Erath | 32.2625 | -98.2075 | 2021 | 12
ERCO | TPE Whitney Solar, LLC | 63180 | TXWHT |  |  | Solar Photovoltaic | 9.9 | TX | Bosque | 32.05 | -97.35 | 2017 | 12
ERCO | TX Hereford Wind | 58773 | GEN1 |  |  | Onshore Wind Turbine | 200 | TX | Deaf Smith | 34.7481 | -102.1744 | 2014 | 12
ERCO | TX Jumbo Road Wind | 59621 | JRWND |  |  | Onshore Wind Turbine | 299.7 | TX | Deaf Smith | 34.72 | -102.2533 | 2015 | 4
ERCO | TX10 Hummingbird Storage | 65693 | TX10 |  |  | Batteries | 100 | TX | Denton | 33.3256 | -97.3143 | 2024 | 10
ERCO | TX11 Republic Road Storage | 65694 | TX11 |  |  | Batteries | 50 | TX | Robertson | 30.8814 | -96.6254 | 2022 | 10
ERCO | TX12 Silicon Hill Storage | 65695 | TX12 |  |  | Batteries | 100 | TX | Travis | 30.4122 | -97.574 | 2022 | 10
ERCO | TX13 Endurance Park Storage | 65696 | TX13 |  |  | Batteries | 50 | TX | Scurry | 32.8558 | -100.9917 | 2022 | 12
ERCO | TX15 Limousin Oak Storage | 65698 | TX15 |  |  | Batteries | 100 | TX | Grimes | 30.6599 | -95.9738 | 2024 | 8
ERCO | TX19 River Valley Storage 1 | 65699 | TX19 |  |  | Batteries | 50 | TX | Williamson | 30.4148 | -97.357 | 2023 | 7
ERCO | TX2 Port Lavaca | 64425 | TX2 |  |  | Batteries | 9.9 | TX | Calhoun | 28.5867 | -96.6838 | 2020 | 3
ERCO | TX21 River Valley Storage 2 | 65700 | TX21 |  |  | Batteries | 50 | TX | Williamson | 30.4143 | -97.3552 | 2023 | 7
ERCO | TX23 Roughneck Storage | 65701 | TX23 |  |  | Batteries | 50 | TX | Brazoria | 29.1592 | -95.6626 | 2022 | 12
ERCO | TX7 Flat Top | 64423 | TX7 |  |  | Batteries | 9.9 | TX | Reeves | 31.1979 | -103.3607 | 2020 | 5
ERCO | TX8 Worsham | 64424 | TX8 |  |  | Batteries | 9.9 | TX | Pecos | 31.3566 | -103.3364 | 2020 | 2
ERCO | Tahoka Wind | 61921 | TAH |  |  | Onshore Wind Turbine | 300 | TX | Lynn | 33.1509 | -101.6792 | 2018 | 12
ERCO | Taygete Energy Project LLC | 62483 | PV1 |  |  | Solar Photovoltaic | 255 | TX | Pecos | 31.1652 | -103.1259 | 2021 | 3
ERCO | Taygete II Energy Project | 64075 | TAYG2 |  |  | Solar Photovoltaic | 203.8 | TX | Pecos | 31.186 | -103.128 | 2023 | 7
ERCO | Telview BESS;Goddess Storage LLC;Golden State Renewable Energy LLC |  |  | 0 | 0 | Batteries | [7 empty] | 9.96 | TX | Fort Bend
ERCO | Temple Power Station | 58001 | CTG-1 |  |  | Natural Gas Fired Combined Cycle | 232 | TX | Bell | 31.0558 | -97.3172 | 2014 | 7
ERCO | Temple Power Station | 58001 | CTG-2 |  |  | Natural Gas Fired Combined Cycle | 232 | TX | Bell | 31.0558 | -97.3172 | 2014 | 7
ERCO | Temple Power Station | 58001 | CTG-3 |  |  | Natural Gas Fired Combined Cycle | 232 | TX | Bell | 31.0558 | -97.3172 | 2015 | 5
ERCO | Temple Power Station | 58001 | CTG-4 |  |  | Natural Gas Fired Combined Cycle | 232 | TX | Bell | 31.0558 | -97.3172 | 2015 | 5
ERCO | Temple Power Station | 58001 | STG-1 |  |  | Natural Gas Fired Combined Cycle | 339.2 | TX | Bell | 31.0558 | -97.3172 | 2014 | 7
ERCO | Temple Power Station | 58001 | STG-2 |  |  | Natural Gas Fired Combined Cycle | 339.2 | TX | Bell | 31.0558 | -97.3172 | 2015 | 5
ERCO | Tenaska Frontier Generation Station | 55062 | GTG1 |  |  | Natural Gas Fired Combined Cycle | 183.2 | TX | Grimes | 30.5924 | -95.9178 | 2000 | 5
ERCO | Tenaska Frontier Generation Station | 55062 | GTG2 |  |  | Natural Gas Fired Combined Cycle | 183.2 | TX | Grimes | 30.5924 | -95.9178 | 2000 | 5
ERCO | Tenaska Frontier Generation Station | 55062 | GTG3 |  |  | Natural Gas Fired Combined Cycle | 183.2 | TX | Grimes | 30.5924 | -95.9178 | 2000 | 5
ERCO | Tenaska Frontier Generation Station | 55062 | STG1 |  |  | Natural Gas Fired Combined Cycle | 390.1 | TX | Grimes | 30.5924 | -95.9178 | 2000 | 5
ERCO | Tenaska Gateway Generating Station | 55132 | GTG1 |  |  | Natural Gas Fired Combined Cycle | 183.2 | TX | Rusk | 32.0178 | -94.6197 | 2001 | 7
ERCO | Tenaska Gateway Generating Station | 55132 | GTG2 |  |  | Natural Gas Fired Combined Cycle | 183.2 | TX | Rusk | 32.0178 | -94.6197 | 2001 | 7
ERCO | Tenaska Gateway Generating Station | 55132 | GTG3 |  |  | Natural Gas Fired Combined Cycle | 183.2 | TX | Rusk | 32.0178 | -94.6197 | 2001 | 7
ERCO | Tenaska Gateway Generating Station | 55132 | STG1 |  |  | Natural Gas Fired Combined Cycle | 390 | TX | Rusk | 32.0178 | -94.6197 | 2001 | 7
ERCO | Texas Bluebonnet Solar;Texas Bluebonnet Solar Partners, LLC;SSI DevCo,LLC |  |  | 0 | 0 | Solar Photovoltaic | [7 empty] | 9.75 | TX | McLennan
ERCO | Texas City Plant Union Carbide | 50153 | STG |  |  | All Other | 45 | TX | Galveston | 29.3761 | -94.9465 | 1996 | 3
ERCO | Texas City Power Plant | 52088 | GEN1 |  |  | Natural Gas Fired Combined Cycle | 141 | TX | Galveston | 29.3787 | -94.9438 | 1987 | 5
ERCO | Texas City Power Plant | 52088 | GEN2 |  |  | Natural Gas Fired Combined Cycle | 103 | TX | Galveston | 29.3787 | -94.9438 | 1987 | 5
ERCO | Texas City Power Plant | 52088 | GEN3 |  |  | Natural Gas Fired Combined Cycle | 103 | TX | Galveston | 29.3787 | -94.9438 | 1987 | 5
ERCO | Texas City Power Plant | 52088 | GEN4 |  |  | Natural Gas Fired Combined Cycle | 103 | TX | Galveston | 29.3787 | -94.9438 | 1987 | 5
ERCO | Texas Petrochemicals | 50229 | TG2 |  |  | Natural Gas Steam Turbine | 35 | TX | Harris | 29.6981 | -95.2547 | 1972 | 6
ERCO | Texas Solar Nova 1 | 65654 | TSN1 |  |  | Solar Photovoltaic | 252 | TX | Kent | 33.3206 | -100.9822 | 2023 | 12
ERCO | Texas Solar Nova 2 | 65660 | TSN2 |  |  | Solar Photovoltaic | 200 | TX | Kent | 33.3206 | -100.9817 | 2024 | 2
ERCO | Thad Hill Energy Center | 55172 | GT-1 |  |  | Natural Gas Fired Combined Cycle | 154 | TX | Bosque | 31.8594 | -97.3586 | 2000 | 7
ERCO | Thad Hill Energy Center | 55172 | GT-2 |  |  | Natural Gas Fired Combined Cycle | 154 | TX | Bosque | 31.8594 | -97.3586 | 2000 | 7
ERCO | Thad Hill Energy Center | 55172 | GT-3 |  |  | Natural Gas Fired Combined Cycle | 154 | TX | Bosque | 31.8594 | -97.3586 | 2001 | 6
ERCO | Thad Hill Energy Center | 55172 | ST-4 |  |  | Natural Gas Fired Combined Cycle | 95 | TX | Bosque | 31.8594 | -97.3586 | 2001 | 6
ERCO | Thad Hill Energy Center | 55172 | ST-5 |  |  | Natural Gas Fired Combined Cycle | 250 | TX | Bosque | 31.8594 | -97.3586 | 2010 | 1
ERCO | The Methodist Hospital, Gas Turbine | 59381 | GT-1 |  |  | Natural Gas Fired Combustion Turbine | 5 | TX | Harris | 29.7094 | -95.4003 | 2010 | 2
ERCO | Thomas C Ferguson | 4937 | CT-1 |  |  | Natural Gas Fired Combined Cycle | 185.3 | TX | Llano | 30.558 | -98.3721 | 2014 | 8
ERCO | Thomas C Ferguson | 4937 | CT-2 |  |  | Natural Gas Fired Combined Cycle | 185.3 | TX | Llano | 30.558 | -98.3721 | 2014 | 8
ERCO | Thomas C Ferguson | 4937 | STG |  |  | Natural Gas Fired Combined Cycle | 204 | TX | Llano | 30.558 | -98.3721 | 2014 | 8
ERCO | Ticona Polymers Inc | 10243 | GEN5 |  |  | Natural Gas Fired Combustion Turbine | 44.2 | TX | Nueces | 27.5697 | -97.8228 | 1989 | 4
ERCO | Titan Solar Project | 63320 | IPTTN |  |  | Solar Photovoltaic | 260 | TX | Culberson | 31.7004 | -104.4581 | 2021 | 12
ERCO | Topaz Generating | 63688 | CTG-1 |  |  | Natural Gas Fired Combustion Turbine | 60.5 | TX | Galveston | 29.4264 | -94.9767 | 2021 | 7
ERCO | Topaz Generating | 63688 | CTG-2 |  |  | Natural Gas Fired Combustion Turbine | 60.5 | TX | Galveston | 29.4264 | -94.9767 | 2021 | 7
ERCO | Topaz Generating | 63688 | CTG-3 |  |  | Natural Gas Fired Combustion Turbine | 60.5 | TX | Galveston | 29.4264 | -94.9767 | 2021 | 7
ERCO | Topaz Generating | 63688 | CTG-4 |  |  | Natural Gas Fired Combustion Turbine | 60.5 | TX | Galveston | 29.4264 | -94.9767 | 2021 | 7
ERCO | Topaz Generating | 63688 | CTG-5 |  |  | Natural Gas Fired Combustion Turbine | 60.5 | TX | Galveston | 29.4264 | -94.9767 | 2021 | 7
ERCO | Topaz Generating | 63688 | CTG-6 |  |  | Natural Gas Fired Combustion Turbine | 60.5 | TX | Galveston | 29.4264 | -94.9767 | 2021 | 7
ERCO | Topaz Generating | 63688 | CTG-7 |  |  | Natural Gas Fired Combustion Turbine | 60.5 | TX | Galveston | 29.4264 | -94.9767 | 2021 | 7
ERCO | Topaz Generating | 63688 | CTG-8 |  |  | Natural Gas Fired Combustion Turbine | 60.5 | TX | Galveston | 29.4264 | -94.9767 | 2021 | 8
ERCO | Topaz Generating | 63688 | CTG-9 |  |  | Natural Gas Fired Combustion Turbine | 60.5 | TX | Galveston | 29.4264 | -94.9767 | 2021 | 10
ERCO | Topaz Generating | 63688 | CTG10 |  |  | Natural Gas Fired Combustion Turbine | 60.5 | TX | Galveston | 29.4264 | -94.9767 | 2021 | 8
ERCO | Torrecillas Wind Energy, LLC | 61969 | TWE |  |  | Onshore Wind Turbine | 300 | TX | Webb | 27.6144 | -98.7945 | 2019 | 2
ERCO | Tortolas | 65493 | TORTO |  |  | Batteries | 50 | TX | Brazoria | 29.4324 | -95.2507 | 2024 | 12
ERCO | Toyah Power Station | 65836 | TOYAH |  |  | Batteries | 10.4 | TX | Reeves | 31.1139 | -103.6655 | 2021 | 10
ERCO | Toyota HQ Plan | 61895 | TOYHQ |  |  | Solar Photovoltaic | 7.7 | TX | Collin | 33.0842 | -96.8411 | 2017 | 9
ERCO | Trent Wind Farm | 55968 | WTG1 |  |  | Onshore Wind Turbine | 152 | TX | Nolan | 32.4301 | -100.2357 | 2001 | 7
ERCO | Tres Bahias | 65947 | TB |  |  | Solar Photovoltaic | 196.3 | TX | Calhoun | 28.6885 | -96.5098 | 2024 | 5
ERCO | Tres City Power LLC | 61241 | VC-1 |  |  | Natural Gas Fired Combustion Turbine | 50 | TX | Victoria | 28.7853 | -97.0093 | 2020 | 2
ERCO | Tres City Power LLC | 61241 | VC-2 |  |  | Natural Gas Fired Combustion Turbine | 50 | TX | Victoria | 28.7853 | -97.0093 | 2020 | 2
ERCO | Tres Port Power, LLC | 61242 | VP-1 |  |  | Natural Gas Fired Combustion Turbine | 50 | TX | Victoria | 28.6964 | -96.9453 | 2019 | 7
ERCO | Tres Port Power, LLC | 61242 | VP-2 |  |  | Natural Gas Fired Combustion Turbine | 50 | TX | Victoria | 28.6964 | -96.9453 | 2019 | 7
ERCO | Trinidad (TX) | 3507 | 6 |  |  | Natural Gas Steam Turbine | 239.3 | TX | Henderson | 32.1245 | -96.1013 | 1965 | 5
ERCO | Trinidad (TX) | 3507 | D1 |  |  | Petroleum Liquids | 2 | TX | Henderson | 32.1245 | -96.1013 | 1966 | 8
ERCO | Trinidad (TX) | 3507 | D2 |  |  | Petroleum Liquids | 2 | TX | Henderson | 32.1245 | -96.1013 | 1966 | 8
ERCO | Trinity Hills | 57520 | 1 |  |  | Onshore Wind Turbine | 198 | TX | Young | 33.3836 | -98.7119 | 2011 | 12
ERCO | Triple Butte I | 64917 | TRBT1 |  |  | Batteries | 7.5 | TX | Pecos | 30.7596 | -103.0679 | 2021 | 7
ERCO | True North Solar, LLC | 65998 | TNS1 |  |  | Solar Photovoltaic | 238.8 | TX | Falls | 31.4686 | -96.7942 | 2024 | 12
ERCO | Tumbleweed | 65578 | TWD1 |  |  | Petroleum Liquids | 0.6 | TX | Andrews | 32.3512 | -102.5577 | 2013 | 7
ERCO | Tumbleweed | 65578 | TWD10 |  |  | Petroleum Liquids | 0.6 | TX | Andrews | 32.3512 | -102.5577 | 2013 | 7
ERCO | Tumbleweed | 65578 | TWD11 |  |  | Petroleum Liquids | 0.6 | TX | Andrews | 32.3512 | -102.5577 | 2013 | 7
ERCO | Tumbleweed | 65578 | TWD12 |  |  | Petroleum Liquids | 0.6 | TX | Andrews | 32.3512 | -102.5577 | 2013 | 7
ERCO | Tumbleweed | 65578 | TWD13 |  |  | Petroleum Liquids | 0.6 | TX | Andrews | 32.3512 | -102.5577 | 2013 | 7
ERCO | Tumbleweed | 65578 | TWD14 |  |  | Petroleum Liquids | 0.6 | TX | Andrews | 32.3512 | -102.5577 | 2013 | 7
ERCO | Tumbleweed | 65578 | TWD15 |  |  | Petroleum Liquids | 0.6 | TX | Andrews | 32.3512 | -102.5577 | 2013 | 7
ERCO | Tumbleweed | 65578 | TWD2 |  |  | Petroleum Liquids | 0.6 | TX | Andrews | 32.3512 | -102.5577 | 2013 | 7
ERCO | Tumbleweed | 65578 | TWD3 |  |  | Petroleum Liquids | 0.6 | TX | Andrews | 32.3512 | -102.5577 | 2013 | 7
ERCO | Tumbleweed | 65578 | TWD4 |  |  | Petroleum Liquids | 0.6 | TX | Andrews | 32.3512 | -102.5577 | 2013 | 7
ERCO | Tumbleweed | 65578 | TWD5 |  |  | Petroleum Liquids | 0.6 | TX | Andrews | 32.3512 | -102.5577 | 2013 | 7
ERCO | Tumbleweed | 65578 | TWD6 |  |  | Petroleum Liquids | 0.6 | TX | Andrews | 32.3512 | -102.5577 | 2013 | 7
ERCO | Tumbleweed | 65578 | TWD7 |  |  | Petroleum Liquids | 0.6 | TX | Andrews | 32.3512 | -102.5577 | 2013 | 7
ERCO | Tumbleweed | 65578 | TWD8 |  |  | Petroleum Liquids | 0.6 | TX | Andrews | 32.3512 | -102.5577 | 2013 | 7
ERCO | Tumbleweed | 65578 | TWD9 |  |  | Petroleum Liquids | 0.6 | TX | Andrews | 32.3512 | -102.5577 | 2013 | 7
ERCO | Turkey Track Wind Energy LLC | 56774 | 1 |  |  | Onshore Wind Turbine | 169.5 | TX | Nolan | 32.1981 | -100.2686 | 2008 | 11
ERCO | Tyler Bluff Wind Project, LLC | 60502 | GEN1 |  |  | Onshore Wind Turbine | 125.6 | TX | Cooke | 33.7039 | -97.372 | 2016 | 12
ERCO | Tynan | 67963 | TYNNB |  |  | Batteries | 9.9 | TX | Bee | 28.184 | -97.7729 | 2025 | 5
ERCO | Union Carbide Seadrift Cogen | 50150 | GE10 |  |  | Natural Gas Steam Turbine | 15 | TX | Calhoun | 28.5105 | -96.7706 | 1964 | 1
ERCO | Union Carbide Seadrift Cogen | 50150 | GE11 |  |  | Natural Gas Fired Combustion Turbine | 35 | TX | Calhoun | 28.5105 | -96.7706 | 2000 | 11
ERCO | Union Carbide Seadrift Cogen | 50150 | GEN5 |  |  | Natural Gas Steam Turbine | 15 | TX | Calhoun | 28.5105 | -96.7706 | 1987 | 11
ERCO | Union Carbide Seadrift Cogen | 50150 | GEN6 |  |  | Natural Gas Fired Combustion Turbine | 35 | TX | Calhoun | 28.5105 | -96.7706 | 1987 | 11
ERCO | Union Carbide Seadrift Cogen | 50150 | GEN7 |  |  | Natural Gas Steam Turbine | 6 | TX | Calhoun | 28.5105 | -96.7706 | 1987 | 11
ERCO | Union Carbide Seadrift Cogen | 50150 | GEN8 |  |  | Natural Gas Fired Combustion Turbine | 35 | TX | Calhoun | 28.5105 | -96.7706 | 1987 | 11
ERCO | Union Carbide Seadrift Cogen | 50150 | GEN9 |  |  | Natural Gas Steam Turbine | 15 | TX | Calhoun | 28.5105 | -96.7706 | 1987 | 11
ERCO | Union Carbide Seadrift Cogen | 50150 | IGT |  |  | Natural Gas Fired Combustion Turbine | 12 | TX | Calhoun | 28.5105 | -96.7706 | 1969 | 1
ERCO | Upton County BESS | 64811 | UPT1 |  |  | Batteries | 24.8 | TX | Upton | 31.2392 | -102.3217 | 2023 | 6
ERCO | Upton County Solar | 60581 | UCTX |  |  | Solar Photovoltaic | 150 | TX | Upton | 31.2418 | -102.2903 | 2017 | 12
ERCO | V H Braunig | 3612 | 1 |  |  | Natural Gas Steam Turbine | 225 | TX | Bexar | 29.2567 | -98.3825 | 1966 | 3
ERCO | V H Braunig | 3612 | 2 |  |  | Natural Gas Steam Turbine | 252 | TX | Bexar | 29.2567 | -98.3825 | 1968 | 4
ERCO | V H Braunig | 3612 | 3 |  |  | Natural Gas Steam Turbine | 417 | TX | Bexar | 29.2567 | -98.3825 | 1970 | 5
ERCO | V H Braunig | 3612 | 5 |  |  | Natural Gas Fired Combustion Turbine | 61 | TX | Bexar | 29.2567 | -98.3825 | 2010 | 12
ERCO | V H Braunig | 3612 | 6 |  |  | Natural Gas Fired Combustion Turbine | 61 | TX | Bexar | 29.2567 | -98.3825 | 2010 | 12
ERCO | V H Braunig | 3612 | 7 |  |  | Natural Gas Fired Combustion Turbine | 61 | TX | Bexar | 29.2567 | -98.3825 | 2010 | 12
ERCO | V H Braunig | 3612 | 8 |  |  | Natural Gas Fired Combustion Turbine | 61 | TX | Bexar | 29.2567 | -98.3825 | 2010 | 12
ERCO | Val Verde | 65837 | VALVR |  |  | Batteries | 9.9 | TX | Hidalgo | 26.2341 | -98.0798 | 2024 | 1
ERCO | Valero Refinery Corpus Christi West | 50121 | PRU |  |  | All Other | 12 | TX | Nueces | 27.8175 | -97.4814 | 1983 | 9
ERCO | Valero Refinery Corpus Christi West | 50121 | TG1 |  |  | Petroleum Coke | 28.6 | TX | Nueces | 27.8175 | -97.4814 | 1983 | 11
ERCO | Valero Refinery Corpus Christi West | 50121 | TG2 |  |  | Petroleum Coke | 28.6 | TX | Nueces | 27.8175 | -97.4814 | 1983 | 11
ERCO | Vancourt Solar Interconnections | 65662 | VAN1 |  |  | Solar Photovoltaic | 45 | TX | Cameron | 26.0901 | -97.7985 | 2022 | 9
ERCO | Vaquero | 65579 | VQ1 |  |  | Petroleum Liquids | 0.6 | TX | Cameron | 26.1681 | -97.654 | 2013 | 8
ERCO | Vaquero | 65579 | VQ10 |  |  | Petroleum Liquids | 0.6 | TX | Cameron | 26.1681 | -97.654 | 2013 | 8
ERCO | Vaquero | 65579 | VQ11 |  |  | Petroleum Liquids | 0.6 | TX | Cameron | 26.1681 | -97.654 | 2013 | 8
ERCO | Vaquero | 65579 | VQ12 |  |  | Petroleum Liquids | 0.6 | TX | Cameron | 26.1681 | -97.654 | 2013 | 8
ERCO | Vaquero | 65579 | VQ13 |  |  | Petroleum Liquids | 0.6 | TX | Cameron | 26.1681 | -97.654 | 2013 | 8
ERCO | Vaquero | 65579 | VQ14 |  |  | Petroleum Liquids | 0.6 | TX | Cameron | 26.1681 | -97.654 | 2013 | 8
ERCO | Vaquero | 65579 | VQ15 |  |  | Petroleum Liquids | 0.6 | TX | Cameron | 26.1681 | -97.654 | 2013 | 8
ERCO | Vaquero | 65579 | VQ2 |  |  | Petroleum Liquids | 0.6 | TX | Cameron | 26.1681 | -97.654 | 2013 | 8
ERCO | Vaquero | 65579 | VQ3 |  |  | Petroleum Liquids | 0.6 | TX | Cameron | 26.1681 | -97.654 | 2013 | 8
ERCO | Vaquero | 65579 | VQ4 |  |  | Petroleum Liquids | 0.6 | TX | Cameron | 26.1681 | -97.654 | 2013 | 8
ERCO | Vaquero | 65579 | VQ5 |  |  | Petroleum Liquids | 0.6 | TX | Cameron | 26.1681 | -97.654 | 2013 | 8
ERCO | Vaquero | 65579 | VQ6 |  |  | Petroleum Liquids | 0.6 | TX | Cameron | 26.1681 | -97.654 | 2013 | 8
ERCO | Vaquero | 65579 | VQ7 |  |  | Petroleum Liquids | 0.6 | TX | Cameron | 26.1681 | -97.654 | 2013 | 8
ERCO | Vaquero | 65579 | VQ8 |  |  | Petroleum Liquids | 0.6 | TX | Cameron | 26.1681 | -97.654 | 2013 | 8
ERCO | Vaquero | 65579 | VQ9 |  |  | Petroleum Liquids | 0.6 | TX | Cameron | 26.1681 | -97.654 | 2013 | 8
ERCO | Verizon Hidden Ridge Solar Project | 65571 | VH600 |  |  | Solar Photovoltaic | 1 | TX | Dallas | 32.8766 | -96.9537 | 2022 | 9
ERCO | Verizon Hidden Ridge Solar Project | 65571 | VH700 |  |  | Solar Photovoltaic | 1.1 | TX | Dallas | 32.8766 | -96.9537 | 2022 | 9
ERCO | Verizon Hidden Ridge Solar Project | 65571 | VH750 |  |  | Solar Photovoltaic | 0.8 | TX | Dallas | 32.8766 | -96.9537 | 2022 | 7
ERCO | Victoria | 3443 | 5 |  |  | Natural Gas Fired Combined Cycle | 180 | TX | Victoria | 28.7883 | -97.01 | 1963 | 3
ERCO | Victoria | 3443 | 7 |  |  | Natural Gas Fired Combined Cycle | 196.9 | TX | Victoria | 28.7883 | -97.01 | 2009 | 5
ERCO | Victoria Port Power II LLC | 61966 | VP2-1 |  |  | Natural Gas Fired Combustion Turbine | 50 | TX | Victoria | 28.6985 | -96.9461 | 2022 | 1
ERCO | Victoria Port Power II LLC | 61966 | VP2-2 |  |  | Natural Gas Fired Combustion Turbine | 50 | TX | Victoria | 28.6985 | -96.9461 | 2022 | 1
ERCO | Victoria Texas Plant | 10790 | GEN1 |  |  | Natural Gas Fired Combustion Turbine | 102.4 | TX | Victoria | 28.6751 | -96.956 | 1987 | 4
ERCO | Villa Cavasos | 65580 | VC1 |  |  | Petroleum Liquids | 0.6 | TX | Cameron | 26.0213 | -97.5963 | 2013 | 8
ERCO | Villa Cavasos | 65580 | VC10 |  |  | Petroleum Liquids | 0.6 | TX | Cameron | 26.0213 | -97.5963 | 2013 | 8
ERCO | Villa Cavasos | 65580 | VC11 |  |  | Petroleum Liquids | 0.6 | TX | Cameron | 26.0213 | -97.5963 | 2013 | 8
ERCO | Villa Cavasos | 65580 | VC12 |  |  | Petroleum Liquids | 0.6 | TX | Cameron | 26.0213 | -97.5963 | 2013 | 8
ERCO | Villa Cavasos | 65580 | VC13 |  |  | Petroleum Liquids | 0.6 | TX | Cameron | 26.0213 | -97.5963 | 2013 | 8
ERCO | Villa Cavasos | 65580 | VC14 |  |  | Petroleum Liquids | 0.6 | TX | Cameron | 26.0213 | -97.5963 | 2013 | 8
ERCO | Villa Cavasos | 65580 | VC15 |  |  | Petroleum Liquids | 0.6 | TX | Cameron | 26.0213 | -97.5963 | 2013 | 8
ERCO | Villa Cavasos | 65580 | VC2 |  |  | Petroleum Liquids | 0.6 | TX | Cameron | 26.0213 | -97.5963 | 2013 | 8
ERCO | Villa Cavasos | 65580 | VC3 |  |  | Petroleum Liquids | 0.6 | TX | Cameron | 26.0213 | -97.5963 | 2013 | 8
ERCO | Villa Cavasos | 65580 | VC4 |  |  | Petroleum Liquids | 0.6 | TX | Cameron | 26.0213 | -97.5963 | 2013 | 8
ERCO | Villa Cavasos | 65580 | VC5 |  |  | Petroleum Liquids | 0.6 | TX | Cameron | 26.0213 | -97.5963 | 2013 | 8
ERCO | Villa Cavasos | 65580 | VC6 |  |  | Petroleum Liquids | 0.6 | TX | Cameron | 26.0213 | -97.5963 | 2013 | 8
ERCO | Villa Cavasos | 65580 | VC7 |  |  | Petroleum Liquids | 0.6 | TX | Cameron | 26.0213 | -97.5963 | 2013 | 8
ERCO | Villa Cavasos | 65580 | VC8 |  |  | Petroleum Liquids | 0.6 | TX | Cameron | 26.0213 | -97.5963 | 2013 | 8
ERCO | Villa Cavasos | 65580 | VC9 |  |  | Petroleum Liquids | 0.6 | TX | Cameron | 26.0213 | -97.5963 | 2013 | 8
ERCO | Village Creek Water Reclamation Facility | 54520 | SD1 |  |  | Natural Gas Internal Combustion Engine | 0.9 | TX | Tarrant | 32.7751 | -97.1421 | 1994 | 4
ERCO | Village Creek Water Reclamation Facility | 54520 | SD2 |  |  | Natural Gas Internal Combustion Engine | 0.9 | TX | Tarrant | 32.7751 | -97.1421 | 1994 | 4
ERCO | Village Creek Water Reclamation Facility | 54520 | TG1 |  |  | Natural Gas Fired Combustion Turbine | 5.3 | TX | Tarrant | 32.7751 | -97.1421 | 2001 | 6
ERCO | Village Creek Water Reclamation Facility | 54520 | TG2 |  |  | Natural Gas Fired Combustion Turbine | 5.3 | TX | Tarrant | 32.7751 | -97.1421 | 2001 | 9
ERCO | W A Parish | 3470 | 1 |  |  | Natural Gas Steam Turbine | 187.8 | TX | Fort Bend | 29.4828 | -95.6311 | 1958 | 6
ERCO | W A Parish | 3470 | 2 |  |  | Natural Gas Steam Turbine | 187.8 | TX | Fort Bend | 29.4828 | -95.6311 | 1958 | 12
ERCO | W A Parish | 3470 | 3 |  |  | Natural Gas Steam Turbine | 299.2 | TX | Fort Bend | 29.4828 | -95.6311 | 1961 | 3
ERCO | W A Parish | 3470 | 4 |  |  | Natural Gas Steam Turbine | 580.5 | TX | Fort Bend | 29.4828 | -95.6311 | 1968 | 6
ERCO | W A Parish | 3470 | 5 |  |  | Conventional Steam Coal | 734.1 | TX | Fort Bend | 29.4828 | -95.6311 | 1977 | 12
ERCO | W A Parish | 3470 | 6 |  |  | Conventional Steam Coal | 734.1 | TX | Fort Bend | 29.4828 | -95.6311 | 1978 | 12
ERCO | W A Parish | 3470 | 7 |  |  | Conventional Steam Coal | 614.6 | TX | Fort Bend | 29.4828 | -95.6311 | 1980 | 6
ERCO | W A Parish | 3470 | 8 |  |  | Conventional Steam Coal | 654 | TX | Fort Bend | 29.4828 | -95.6311 | 1982 | 12
ERCO | W A Parish | 3470 | GT1 |  |  | Natural Gas Fired Combustion Turbine | 16.3 | TX | Fort Bend | 29.4828 | -95.6311 | 1967 | 7
ERCO | WAL1040 | 64813 | GEN1 |  |  | Natural Gas Internal Combustion Engine | 0.4 | TX | Harris | 29.8776 | -95.6515 | 2019 | 8
ERCO | WAL1040 | 64813 | GEN2 |  |  | Natural Gas Internal Combustion Engine | 0.4 | TX | Harris | 29.8776 | -95.6515 | 2019 | 8
ERCO | WAL1040 | 64813 | GEN3 |  |  | Natural Gas Internal Combustion Engine | 0.4 | TX | Harris | 29.8776 | -95.6515 | 2019 | 8
ERCO | WAL1062 | 64814 | GEN1 |  |  | Natural Gas Internal Combustion Engine | 0.4 | TX | Harris | 29.552 | -95.1591 | 2021 | 3
ERCO | WAL1062 | 64814 | GEN2 |  |  | Natural Gas Internal Combustion Engine | 0.4 | TX | Harris | 29.552 | -95.1591 | 2021 | 3
ERCO | WAL1062 | 64814 | GEN3 |  |  | Natural Gas Internal Combustion Engine | 0.4 | TX | Harris | 29.552 | -95.1591 | 2021 | 3
ERCO | WAL1103 | 64815 | GEN1 |  |  | Natural Gas Internal Combustion Engine | 0.4 | TX | Harris | 29.9982 | -95.4862 | 2019 | 7
ERCO | WAL1103 | 64815 | GEN2 |  |  | Natural Gas Internal Combustion Engine | 0.4 | TX | Harris | 29.9982 | -95.4862 | 2019 | 7
ERCO | WAL1103 | 64815 | GEN3 |  |  | Natural Gas Internal Combustion Engine | 0.4 | TX | Harris | 29.9982 | -95.4862 | 2019 | 7
ERCO | WAL1232 | 64816 | GEN1 |  |  | Natural Gas Internal Combustion Engine | 0.4 | TX | Bell | 31.0808 | -97.4578 | 2020 | 9
ERCO | WAL1232 | 64816 | GEN2 |  |  | Natural Gas Internal Combustion Engine | 0.4 | TX | Bell | 31.0808 | -97.4578 | 2020 | 9
ERCO | WAL1232 | 64816 | GEN3 |  |  | Natural Gas Internal Combustion Engine | 0.4 | TX | Bell | 31.0808 | -97.4578 | 2020 | 9
ERCO | WAL1272 | 64829 | GEN1 |  |  | Natural Gas Internal Combustion Engine | 0.4 | TX | Scurry | 32.691 | -100.9179 | 2021 | 4
ERCO | WAL1272 | 64829 | GEN2 |  |  | Natural Gas Internal Combustion Engine | 0.4 | TX | Scurry | 32.691 | -100.9179 | 2021 | 4
ERCO | WAL1272 | 64829 | GEN3 |  |  | Natural Gas Internal Combustion Engine | 0.4 | TX | Scurry | 32.691 | -100.9179 | 2021 | 4
ERCO | WAL1455 | 64883 | GEN1 |  |  | Natural Gas Internal Combustion Engine | 0.4 | TX | Tarrant | 32.7645 | -97.1693 | 2021 | 9
ERCO | WAL1455 | 64883 | GEN2 |  |  | Natural Gas Internal Combustion Engine | 0.4 | TX | Tarrant | 32.7645 | -97.1693 | 2021 | 9
ERCO | WAL1455 | 64883 | GEN3 |  |  | Natural Gas Internal Combustion Engine | 0.4 | TX | Tarrant | 32.7645 | -97.1693 | 2021 | 9
ERCO | WAL1801 | 64884 | GEN1 |  |  | Natural Gas Internal Combustion Engine | 0.4 | TX | Tarrant | 32.6687 | -97.1318 | 2022 | 12
ERCO | WAL1801 | 64884 | GEN2 |  |  | Natural Gas Internal Combustion Engine | 0.4 | TX | Tarrant | 32.6687 | -97.1318 | 2022 | 12
ERCO | WAL1801 | 64884 | GEN3 |  |  | Natural Gas Internal Combustion Engine | 0.4 | TX | Tarrant | 32.6687 | -97.1318 | 2022 | 12
ERCO | WAL194 | 64769 | GEN1 |  |  | Natural Gas Internal Combustion Engine | 0.4 | TX | Harris | 29.7763 | -94.9745 | 2021 | 4
ERCO | WAL194 | 64769 | GEN2 |  |  | Natural Gas Internal Combustion Engine | 0.4 | TX | Harris | 29.7763 | -94.9745 | 2021 | 4
ERCO | WAL194 | 64769 | GEN3 |  |  | Natural Gas Internal Combustion Engine | 0.4 | TX | Harris | 29.7763 | -94.9745 | 2021 | 4
ERCO | WAL202 | 64770 | GEN1 |  |  | Petroleum Liquids | 1.3 | TX | Collin | 33.1004 | -96.8007 | 2020 | 6
ERCO | WAL2257 | 64885 | GEN1 |  |  | Natural Gas Internal Combustion Engine | 0.4 | TX | Harris | 29.8538 | -95.5091 | 2021 | 9
ERCO | WAL2257 | 64885 | GEN2 |  |  | Natural Gas Internal Combustion Engine | 0.4 | TX | Harris | 29.8538 | -95.5091 | 2021 | 9
ERCO | WAL2257 | 64885 | GEN3 |  |  | Natural Gas Internal Combustion Engine | 0.4 | TX | Harris | 29.8538 | -95.5091 | 2021 | 9
ERCO | WAL2439 | 64886 | GEN1 |  |  | Natural Gas Internal Combustion Engine | 0.4 | TX | Chambers | 29.8175 | -94.9005 | 2021 | 7
ERCO | WAL2439 | 64886 | GEN2 |  |  | Natural Gas Internal Combustion Engine | 0.4 | TX | Chambers | 29.8175 | -94.9005 | 2021 | 7
ERCO | WAL2439 | 64886 | GEN3 |  |  | Natural Gas Internal Combustion Engine | 0.4 | TX | Chambers | 29.8175 | -94.9005 | 2021 | 7
ERCO | WAL266 | 64771 | GEN1 |  |  | Natural Gas Internal Combustion Engine | 0.4 | TX | Tarrant | 32.922 | -97.082 | 2021 | 11
ERCO | WAL266 | 64771 | GEN2 |  |  | Natural Gas Internal Combustion Engine | 0.4 | TX | Tarrant | 32.922 | -97.082 | 2021 | 11
ERCO | WAL266 | 64771 | GEN3 |  |  | Natural Gas Internal Combustion Engine | 0.4 | TX | Tarrant | 32.922 | -97.082 | 2021 | 11
ERCO | WAL2667 | 64887 | GEN1 |  |  | Natural Gas Internal Combustion Engine | 0.4 | TX | Dallas | 32.7938 | -96.6895 | 2021 | 11
ERCO | WAL2667 | 64887 | GEN2 |  |  | Natural Gas Internal Combustion Engine | 0.4 | TX | Dallas | 32.7938 | -96.6895 | 2021 | 11
ERCO | WAL2667 | 64887 | GEN3 |  |  | Natural Gas Internal Combustion Engine | 0.4 | TX | Dallas | 32.7938 | -96.6895 | 2021 | 11
ERCO | WAL2724 | 64888 | GEN1 |  |  | Natural Gas Internal Combustion Engine | 0.4 | TX | Harris | 29.6934 | -95.2104 | 2020 | 8
ERCO | WAL2724 | 64888 | GEN2 |  |  | Natural Gas Internal Combustion Engine | 0.4 | TX | Harris | 29.6934 | -95.2104 | 2020 | 8
ERCO | WAL2724 | 64888 | GEN3 |  |  | Natural Gas Internal Combustion Engine | 0.4 | TX | Harris | 29.6934 | -95.2104 | 2020 | 8
ERCO | WAL284 | 64772 | GEN1 |  |  | Natural Gas Internal Combustion Engine | 0.4 | TX | Tarrant | 32.5762 | -97.13 | 2021 | 10
ERCO | WAL284 | 64772 | GEN2 |  |  | Natural Gas Internal Combustion Engine | 0.4 | TX | Tarrant | 32.5762 | -97.13 | 2021 | 10
ERCO | WAL284 | 64772 | GEN3 |  |  | Natural Gas Internal Combustion Engine | 0.4 | TX | Tarrant | 32.5762 | -97.13 | 2021 | 10
ERCO | WAL2883 | 64889 | GEN1 |  |  | Natural Gas Internal Combustion Engine | 0.4 | TX | Collin | 33.0971 | -96.7986 | 2021 | 9
ERCO | WAL2883 | 64889 | GEN2 |  |  | Natural Gas Internal Combustion Engine | 0.4 | TX | Collin | 33.0971 | -96.7986 | 2021 | 9
ERCO | WAL2883 | 64889 | GEN3 |  |  | Natural Gas Internal Combustion Engine | 0.4 | TX | Collin | 33.0971 | -96.7986 | 2021 | 9
ERCO | WAL2980 | 64890 | GEN1 |  |  | Natural Gas Internal Combustion Engine | 0.4 | TX | Tarrant | 32.8952 | -97.2865 | 2021 | 11
ERCO | WAL2980 | 64890 | GEN2 |  |  | Natural Gas Internal Combustion Engine | 0.4 | TX | Tarrant | 32.8952 | -97.2865 | 2021 | 11
ERCO | WAL2980 | 64890 | GEN3 |  |  | Natural Gas Internal Combustion Engine | 0.4 | TX | Tarrant | 32.8952 | -97.2865 | 2021 | 11
ERCO | WAL2993 | 64891 | GEN1 |  |  | Natural Gas Internal Combustion Engine | 0.4 | TX | Fort Bend | 29.6136 | -95.6446 | 2021 | 9
ERCO | WAL2993 | 64891 | GEN2 |  |  | Natural Gas Internal Combustion Engine | 0.4 | TX | Fort Bend | 29.6136 | -95.6446 | 2021 | 9
ERCO | WAL2993 | 64891 | GEN3 |  |  | Natural Gas Internal Combustion Engine | 0.4 | TX | Fort Bend | 29.6136 | -95.6446 | 2021 | 9
ERCO | WAL3224 | 64893 | GEN1 |  |  | Natural Gas Internal Combustion Engine | 0.4 | TX | Dallas | 32.8422 | -96.598 | 2022 | 2
ERCO | WAL3224 | 64893 | GEN2 |  |  | Natural Gas Internal Combustion Engine | 0.4 | TX | Dallas | 32.8422 | -96.598 | 2022 | 2
ERCO | WAL3224 | 64893 | GEN3 |  |  | Natural Gas Internal Combustion Engine | 0.4 | TX | Dallas | 32.8422 | -96.598 | 2022 | 2
ERCO | WAL3226 | 64895 | GEN1 |  |  | Natural Gas Internal Combustion Engine | 0.4 | TX | Fort Bend | 29.784 | -95.8041 | 2019 | 7
ERCO | WAL3226 | 64895 | GEN2 |  |  | Natural Gas Internal Combustion Engine | 0.4 | TX | Fort Bend | 29.784 | -95.8041 | 2019 | 7
ERCO | WAL3226 | 64895 | GEN3 |  |  | Natural Gas Internal Combustion Engine | 0.4 | TX | Fort Bend | 29.784 | -95.8041 | 2019 | 7
ERCO | WAL3284 | 64896 | GEN1 |  |  | Natural Gas Internal Combustion Engine | 0.4 | TX | Tarrant | 32.6667 | -97.2093 | 2021 | 6
ERCO | WAL3284 | 64896 | GEN2 |  |  | Natural Gas Internal Combustion Engine | 0.4 | TX | Tarrant | 32.6667 | -97.2093 | 2021 | 6
ERCO | WAL3284 | 64896 | GEN3 |  |  | Natural Gas Internal Combustion Engine | 0.4 | TX | Tarrant | 32.6667 | -97.2093 | 2021 | 6
ERCO | WAL3285 | 64897 | GEN1 |  |  | Natural Gas Internal Combustion Engine | 0.4 | TX | Dallas | 32.5973 | -96.9469 | 2021 | 10
ERCO | WAL3285 | 64897 | GEN2 |  |  | Natural Gas Internal Combustion Engine | 0.4 | TX | Dallas | 32.5973 | -96.9469 | 2021 | 10
ERCO | WAL3285 | 64897 | GEN3 |  |  | Natural Gas Internal Combustion Engine | 0.4 | TX | Dallas | 32.5973 | -96.9469 | 2021 | 10
ERCO | WAL3297 | 64898 | GEN1 |  |  | Natural Gas Internal Combustion Engine | 0.4 | TX | Harris | 29.9206 | -95.6026 | 2020 | 10
ERCO | WAL3297 | 64898 | GEN2 |  |  | Natural Gas Internal Combustion Engine | 0.4 | TX | Harris | 29.9206 | -95.6026 | 2020 | 10
ERCO | WAL3297 | 64898 | GEN3 |  |  | Natural Gas Internal Combustion Engine | 0.4 | TX | Harris | 29.9206 | -95.6026 | 2020 | 10
ERCO | WAL3298 | 64899 | GEN1 |  |  | Natural Gas Internal Combustion Engine | 0.4 | TX | Galveston | 29.5352 | -95.0188 | 2020 | 8
ERCO | WAL3298 | 64899 | GEN2 |  |  | Natural Gas Internal Combustion Engine | 0.4 | TX | Galveston | 29.5352 | -95.0188 | 2020 | 8
ERCO | WAL3298 | 64899 | GEN3 |  |  | Natural Gas Internal Combustion Engine | 0.4 | TX | Galveston | 29.5352 | -95.0188 | 2020 | 8
ERCO | WAL3302 | 64900 | GEN1 |  |  | Natural Gas Internal Combustion Engine | 0.4 | TX | Harris | 29.6794 | -95.5614 | 2021 | 10
ERCO | WAL3302 | 64900 | GEN2 |  |  | Natural Gas Internal Combustion Engine | 0.4 | TX | Harris | 29.6794 | -95.5614 | 2021 | 10
ERCO | WAL3302 | 64900 | GEN3 |  |  | Natural Gas Internal Combustion Engine | 0.4 | TX | Harris | 29.6794 | -95.5614 | 2021 | 10
ERCO | WAL3320 | 64901 | GEN1 |  |  | Natural Gas Internal Combustion Engine | 0.4 | TX | Hidalgo | 26.2607 | -98.3159 | 2021 | 8
ERCO | WAL3320 | 64901 | GEN2 |  |  | Natural Gas Internal Combustion Engine | 0.4 | TX | Hidalgo | 26.2607 | -98.3159 | 2021 | 8
ERCO | WAL3320 | 64901 | GEN3 |  |  | Natural Gas Internal Combustion Engine | 0.4 | TX | Hidalgo | 26.2607 | -98.3159 | 2021 | 8
ERCO | WAL3390 | 64902 | GEN1 |  |  | Natural Gas Internal Combustion Engine | 0.4 | TX | Montgomery | 30.1903 | -95.5895 | 2020 | 6
ERCO | WAL3390 | 64902 | GEN2 |  |  | Natural Gas Internal Combustion Engine | 0.4 | TX | Montgomery | 30.1903 | -95.5895 | 2020 | 6
ERCO | WAL3390 | 64902 | GEN3 |  |  | Natural Gas Internal Combustion Engine | 0.4 | TX | Montgomery | 30.1903 | -95.5895 | 2020 | 6
ERCO | WAL3406 | 64922 | GEN1 |  |  | Natural Gas Internal Combustion Engine | 0.4 | TX | Dallas | 32.959 | -96.8166 | 2022 | 2
ERCO | WAL3406 | 64922 | GEN2 |  |  | Natural Gas Internal Combustion Engine | 0.4 | TX | Dallas | 32.959 | -96.8166 | 2022 | 2
ERCO | WAL3406 | 64922 | GEN3 |  |  | Natural Gas Internal Combustion Engine | 0.4 | TX | Dallas | 32.959 | -96.8166 | 2022 | 2
ERCO | WAL3425 | 64923 | GEN1 |  |  | Natural Gas Internal Combustion Engine | 0.4 | TX | Harris | 29.6304 | -95.2374 | 2021 | 9
ERCO | WAL3425 | 64923 | GEN2 |  |  | Natural Gas Internal Combustion Engine | 0.4 | TX | Harris | 29.6304 | -95.2374 | 2021 | 9
ERCO | WAL3425 | 64923 | GEN3 |  |  | Natural Gas Internal Combustion Engine | 0.4 | TX | Harris | 29.6304 | -95.2374 | 2021 | 9
ERCO | WAL3432 | 64924 | GEN1 |  |  | Natural Gas Internal Combustion Engine | 0.4 | TX | Dallas | 32.5929 | -96.8798 | 2021 | 9
ERCO | WAL3432 | 64924 | GEN2 |  |  | Natural Gas Internal Combustion Engine | 0.4 | TX | Dallas | 32.5929 | -96.8798 | 2021 | 9
ERCO | WAL3432 | 64924 | GEN3 |  |  | Natural Gas Internal Combustion Engine | 0.4 | TX | Dallas | 32.5929 | -96.8798 | 2021 | 9
ERCO | WAL3500 | 64925 | GEN1 |  |  | Natural Gas Internal Combustion Engine | 0.4 | TX | Harris | 29.806 | -95.1652 | 2021 | 8
ERCO | WAL3500 | 64925 | GEN2 |  |  | Natural Gas Internal Combustion Engine | 0.4 | TX | Harris | 29.806 | -95.1652 | 2021 | 8
ERCO | WAL3500 | 64925 | GEN3 |  |  | Natural Gas Internal Combustion Engine | 0.4 | TX | Harris | 29.806 | -95.1652 | 2021 | 8
ERCO | WAL3510 | 64926 | GEN1 |  |  | Natural Gas Internal Combustion Engine | 1.3 | TX | Brazoria | 29.546 | -95.2359 | 2019 | 11
ERCO | WAL3518 | 64933 | GEN1 |  |  | Natural Gas Internal Combustion Engine | 0.4 | TX | Webb | 27.6126 | -99.4718 | 2021 | 10
ERCO | WAL3518 | 64933 | GEN2 |  |  | Natural Gas Internal Combustion Engine | 0.4 | TX | Webb | 27.6126 | -99.4718 | 2021 | 10
ERCO | WAL3518 | 64933 | GEN3 |  |  | Natural Gas Internal Combustion Engine | 0.4 | TX | Webb | 27.6126 | -99.4718 | 2021 | 10
ERCO | WAL3572 | 64934 | GEN1 |  |  | Natural Gas Internal Combustion Engine | 1.3 | TX | Brazoria | 29.5576 | -95.3829 | 2019 | 11
ERCO | WAL3584 | 64935 | GEN1 |  |  | Natural Gas Internal Combustion Engine | 0.4 | TX | Harris | 29.7235 | -95.4654 | 2021 | 9
ERCO | WAL3584 | 64935 | GEN2 |  |  | Natural Gas Internal Combustion Engine | 0.4 | TX | Harris | 29.7235 | -95.4654 | 2021 | 9
ERCO | WAL3584 | 64935 | GEN3 |  |  | Natural Gas Internal Combustion Engine | 0.4 | TX | Harris | 29.7235 | -95.4654 | 2021 | 9
ERCO | WAL3631 | 64936 | GEN1 |  |  | Natural Gas Internal Combustion Engine | 0.4 | TX | Tarrant | 32.5766 | -97.3385 | 2020 | 9
ERCO | WAL3631 | 64936 | GEN2 |  |  | Natural Gas Internal Combustion Engine | 0.4 | TX | Tarrant | 32.5766 | -97.3385 | 2020 | 9
ERCO | WAL3631 | 64936 | GEN3 |  |  | Natural Gas Internal Combustion Engine | 0.4 | TX | Tarrant | 32.5766 | -97.3385 | 2020 | 9
ERCO | WAL3773 | 64937 | GEN1 |  |  | Natural Gas Internal Combustion Engine | 0.4 | TX | Tarrant | 32.7653 | -97.4838 | 2020 | 9
ERCO | WAL3773 | 64937 | GEN2 |  |  | Natural Gas Internal Combustion Engine | 0.4 | TX | Tarrant | 32.7653 | -97.4838 | 2020 | 9
ERCO | WAL3773 | 64937 | GEN3 |  |  | Natural Gas Internal Combustion Engine | 0.4 | TX | Tarrant | 32.7653 | -97.4838 | 2020 | 9
ERCO | WAL3777 | 64938 | GEN1 |  |  | Petroleum Liquids | 1.3 | TX | Denton | 33.1797 | -96.884 | 2020 | 1
ERCO | WAL3827 | 64939 | GEN1 |  |  | Natural Gas Internal Combustion Engine | 0.4 | TX | Fort Bend | 29.6901 | -95.7746 | 2020 | 7
ERCO | WAL3827 | 64939 | GEN2 |  |  | Natural Gas Internal Combustion Engine | 0.4 | TX | Fort Bend | 29.6901 | -95.7746 | 2020 | 7
ERCO | WAL3827 | 64939 | GEN3 |  |  | Natural Gas Internal Combustion Engine | 0.4 | TX | Fort Bend | 29.6901 | -95.7746 | 2020 | 7
ERCO | WAL3886 | 64940 | GEN1 |  |  | Natural Gas Internal Combustion Engine | 0.4 | TX | Hidalgo | 26.2677 | -98.2046 | 2021 | 8
ERCO | WAL3886 | 64940 | GEN2 |  |  | Natural Gas Internal Combustion Engine | 0.4 | TX | Hidalgo | 26.2677 | -98.2046 | 2021 | 8
ERCO | WAL3886 | 64940 | GEN3 |  |  | Natural Gas Internal Combustion Engine | 0.4 | TX | Hidalgo | 26.2677 | -98.2046 | 2021 | 8
ERCO | WAL407 | 64773 | GEN1 |  |  | Natural Gas Internal Combustion Engine | 0.4 | TX | Bell | 31.0897 | -97.7293 | 2021 | 11
ERCO | WAL407 | 64773 | GEN2 |  |  | Natural Gas Internal Combustion Engine | 0.4 | TX | Bell | 31.0897 | -97.7293 | 2021 | 11
ERCO | WAL407 | 64773 | GEN3 |  |  | Natural Gas Internal Combustion Engine | 0.4 | TX | Bell | 31.0897 | -97.7293 | 2021 | 11
ERCO | WAL414 | 64774 | GEN1 |  |  | Natural Gas Internal Combustion Engine | 0.4 | TX | Wichita | 33.857 | -98.499 | 2021 | 4
ERCO | WAL414 | 64774 | GEN2 |  |  | Natural Gas Internal Combustion Engine | 0.4 | TX | Wichita | 33.857 | -98.499 | 2021 | 4
ERCO | WAL414 | 64774 | GEN3 |  |  | Natural Gas Internal Combustion Engine | 0.4 | TX | Wichita | 33.857 | -98.499 | 2021 | 4
ERCO | WAL4298 | 64942 | GEN1 |  |  | Natural Gas Internal Combustion Engine | 0.4 | TX | Harris | 29.9363 | -95.2526 | 2021 | 9
ERCO | WAL4298 | 64942 | GEN2 |  |  | Natural Gas Internal Combustion Engine | 0.4 | TX | Harris | 29.9363 | -95.2526 | 2021 | 9
ERCO | WAL4298 | 64942 | GEN3 |  |  | Natural Gas Internal Combustion Engine | 0.4 | TX | Harris | 29.9363 | -95.2526 | 2021 | 9
ERCO | WAL447 | 64775 | GEN1 |  |  | Natural Gas Internal Combustion Engine | 0.4 | TX | Val Verde | 29.3958 | -100.9011 | 2021 | 10
ERCO | WAL447 | 64775 | GEN2 |  |  | Natural Gas Internal Combustion Engine | 0.4 | TX | Val Verde | 29.3958 | -100.9011 | 2021 | 10
ERCO | WAL447 | 64775 | GEN3 |  |  | Natural Gas Internal Combustion Engine | 0.4 | TX | Val Verde | 29.3958 | -100.9011 | 2021 | 10
ERCO | WAL4509 | 64943 | GEN1 |  |  | Natural Gas Internal Combustion Engine | 0.4 | TX | Tarrant | 32.6778 | -97.4677 | 2020 | 9
ERCO | WAL4509 | 64943 | GEN2 |  |  | Natural Gas Internal Combustion Engine | 0.4 | TX | Tarrant | 32.6778 | -97.4677 | 2020 | 9
ERCO | WAL4509 | 64943 | GEN3 |  |  | Natural Gas Internal Combustion Engine | 0.4 | TX | Tarrant | 32.6778 | -97.4677 | 2020 | 9
ERCO | WAL4512 | 64944 | GEN1 |  |  | Natural Gas Internal Combustion Engine | 0.4 | TX | Harris | 29.8182 | -95.768 | 2020 | 6
ERCO | WAL4512 | 64944 | GEN2 |  |  | Natural Gas Internal Combustion Engine | 0.4 | TX | Harris | 29.8182 | -95.768 | 2020 | 6
ERCO | WAL4512 | 64944 | GEN3 |  |  | Natural Gas Internal Combustion Engine | 0.4 | TX | Harris | 29.8182 | -95.768 | 2020 | 6
ERCO | WAL452 | 64776 | GEN1 |  |  | Natural Gas Internal Combustion Engine | 0.4 | TX | Hidalgo | 26.2439 | -98.2451 | 2021 | 9
ERCO | WAL452 | 64776 | GEN2 |  |  | Natural Gas Internal Combustion Engine | 0.4 | TX | Hidalgo | 26.2439 | -98.2451 | 2021 | 9
ERCO | WAL452 | 64776 | GEN3 |  |  | Natural Gas Internal Combustion Engine | 0.4 | TX | Hidalgo | 26.2439 | -98.2451 | 2021 | 9
ERCO | WAL4526 | 64945 | GEN1 |  |  | Natural Gas Internal Combustion Engine | 0.4 | TX | Harris | 29.8298 | -95.3773 | 2021 | 9
ERCO | WAL4526 | 64945 | GEN2 |  |  | Natural Gas Internal Combustion Engine | 0.4 | TX | Harris | 29.8298 | -95.3773 | 2021 | 9
ERCO | WAL4526 | 64945 | GEN3 |  |  | Natural Gas Internal Combustion Engine | 0.4 | TX | Harris | 29.8298 | -95.3773 | 2021 | 9
ERCO | WAL4538 | 64946 | GEN1 |  |  | Natural Gas Internal Combustion Engine | 0.4 | TX | Harris | 29.8037 | -95.7204 | 2019 | 7
ERCO | WAL4538 | 64946 | GEN2 |  |  | Natural Gas Internal Combustion Engine | 0.4 | TX | Harris | 29.8037 | -95.7204 | 2019 | 7
ERCO | WAL4538 | 64946 | GEN3 |  |  | Natural Gas Internal Combustion Engine | 0.4 | TX | Harris | 29.8037 | -95.7204 | 2019 | 7
ERCO | WAL456 | 64777 | GEN1 |  |  | Natural Gas Internal Combustion Engine | 0.4 | TX | Cameron | 25.9761 | -97.5194 | 2021 | 9
ERCO | WAL456 | 64777 | GEN2 |  |  | Natural Gas Internal Combustion Engine | 0.4 | TX | Cameron | 25.9761 | -97.5194 | 2021 | 9
ERCO | WAL456 | 64777 | GEN3 |  |  | Natural Gas Internal Combustion Engine | 0.4 | TX | Cameron | 25.9761 | -97.5194 | 2021 | 9
ERCO | WAL461 | 64778 | GEN1 |  |  | Natural Gas Internal Combustion Engine | 0.4 | TX | Maverick | 28.702 | -100.4827 | 2021 | 10
ERCO | WAL461 | 64778 | GEN2 |  |  | Natural Gas Internal Combustion Engine | 0.4 | TX | Maverick | 28.702 | -100.4827 | 2021 | 10
ERCO | WAL461 | 64778 | GEN3 |  |  | Natural Gas Internal Combustion Engine | 0.4 | TX | Maverick | 28.702 | -100.4827 | 2021 | 10
ERCO | WAL462 | 64791 | GEN1 |  |  | Natural Gas Internal Combustion Engine | 1.3 | TX | Brazoria | 29.4218 | -95.2308 | 2019 | 11
ERCO | WAL504 | 64792 | GEN1 |  |  | Natural Gas Internal Combustion Engine | 0.4 | TX | Galveston | 29.2651 | -94.8329 | 2022 | 6
ERCO | WAL504 | 64792 | GEN2 |  |  | Natural Gas Internal Combustion Engine | 0.4 | TX | Galveston | 29.2651 | -94.8329 | 2022 | 6
ERCO | WAL504 | 64792 | GEN3 |  |  | Natural Gas Internal Combustion Engine | 0.4 | TX | Galveston | 29.2651 | -94.8329 | 2022 | 6
ERCO | WAL5045 | 64947 | GEN1 |  |  | Natural Gas Internal Combustion Engine | 0.4 | TX | Harris | 30.0143 | -95.595 | 2020 | 7
ERCO | WAL5045 | 64947 | GEN2 |  |  | Natural Gas Internal Combustion Engine | 0.4 | TX | Harris | 30.0143 | -95.595 | 2020 | 7
ERCO | WAL5045 | 64947 | GEN3 |  |  | Natural Gas Internal Combustion Engine | 0.4 | TX | Harris | 30.0143 | -95.595 | 2020 | 7
ERCO | WAL5080 | 64948 | GEN1 |  |  | Natural Gas Internal Combustion Engine | 0.4 | TX | Tarrant | 32.8479 | -97.184 | 2022 | 3
ERCO | WAL5080 | 64948 | GEN2 |  |  | Natural Gas Internal Combustion Engine | 0.4 | TX | Tarrant | 32.8479 | -97.184 | 2022 | 3
ERCO | WAL5080 | 64948 | GEN3 |  |  | Natural Gas Internal Combustion Engine | 0.4 | TX | Tarrant | 32.8479 | -97.184 | 2022 | 3
ERCO | WAL5091 | 64949 | GEN1 |  |  | Natural Gas Internal Combustion Engine | 0.4 | TX | Harris | 29.976 | -95.6973 | 2020 | 7
ERCO | WAL5091 | 64949 | GEN2 |  |  | Natural Gas Internal Combustion Engine | 0.4 | TX | Harris | 29.976 | -95.6973 | 2020 | 7
ERCO | WAL5091 | 64949 | GEN3 |  |  | Natural Gas Internal Combustion Engine | 0.4 | TX | Harris | 29.976 | -95.6973 | 2020 | 7
ERCO | WAL5116 | 64950 | GEN1 |  |  | Natural Gas Internal Combustion Engine | 0.4 | TX | Harris | 29.6643 | -95.0983 | 2020 | 8
ERCO | WAL5116 | 64950 | GEN2 |  |  | Natural Gas Internal Combustion Engine | 0.4 | TX | Harris | 29.6643 | -95.0983 | 2020 | 8
ERCO | WAL5116 | 64950 | GEN3 |  |  | Natural Gas Internal Combustion Engine | 0.4 | TX | Harris | 29.6643 | -95.0983 | 2020 | 8
ERCO | WAL5165 | 64951 | GEN1 |  |  | Natural Gas Internal Combustion Engine | 0.4 | TX | Hidalgo | 26.1918 | -98.1283 | 2021 | 7
ERCO | WAL5165 | 64951 | GEN2 |  |  | Natural Gas Internal Combustion Engine | 0.4 | TX | Hidalgo | 26.1918 | -98.1283 | 2021 | 7
ERCO | WAL5165 | 64951 | GEN3 |  |  | Natural Gas Internal Combustion Engine | 0.4 | TX | Hidalgo | 26.1918 | -98.1283 | 2021 | 7
ERCO | WAL5211 | 64952 | GEN1 |  |  | Petroleum Liquids | 1.3 | TX | Collin | 33.1563 | -96.6827 | 2020 | 1
ERCO | WAL522 | 64793 | GEN1 |  |  | Natural Gas Internal Combustion Engine | 0.4 | TX | Harris | 29.8945 | -95.065 | 2020 | 6
ERCO | WAL522 | 64793 | GEN2 |  |  | Natural Gas Internal Combustion Engine | 0.4 | TX | Harris | 29.8945 | -95.065 | 2020 | 6
ERCO | WAL522 | 64793 | GEN3 |  |  | Natural Gas Internal Combustion Engine | 0.4 | TX | Harris | 29.8945 | -95.065 | 2020 | 6
ERCO | WAL5287 | 64953 | GE N3 |  |  | Natural Gas Internal Combustion Engine | 0.4 | TX | Harris | 30.0773 | -95.5128 | 2020 | 12
ERCO | WAL5287 | 64953 | GEN1 |  |  | Natural Gas Internal Combustion Engine | 0.4 | TX | Harris | 30.0773 | -95.5128 | 2020 | 12
ERCO | WAL5287 | 64953 | GEN2 |  |  | Natural Gas Internal Combustion Engine | 0.4 | TX | Harris | 30.0773 | -95.5128 | 2020 | 12
ERCO | WAL529 | 64794 | GEN1 |  |  | Natural Gas Internal Combustion Engine | 1.3 | TX | Galveston | 29.3723 | -95.0005 | 2019 | 11
ERCO | WAL5311 | 64954 | GEN1 |  |  | Petroleum Liquids | 1.3 | TX | Collin | 33.2168 | -96.7357 | 2020 | 12
ERCO | WAL5312 | 64955 | GEN1 |  |  | Natural Gas Internal Combustion Engine | 0.4 | TX | Tarrant | 32.7746 | -97.2918 | 2021 | 5
ERCO | WAL5312 | 64955 | GEN2 |  |  | Natural Gas Internal Combustion Engine | 0.4 | TX | Tarrant | 32.7746 | -97.2918 | 2021 | 5
ERCO | WAL5312 | 64955 | GEN3 |  |  | Natural Gas Internal Combustion Engine | 0.4 | TX | Tarrant | 32.7746 | -97.2918 | 2021 | 5
ERCO | WAL5316 | 64956 | GEN1 |  |  | Natural Gas Internal Combustion Engine | 0.4 | TX | Tarrant | 32.8821 | -97.3876 | 2020 | 10
ERCO | WAL5316 | 64956 | GEN2 |  |  | Natural Gas Internal Combustion Engine | 0.4 | TX | Tarrant | 32.8821 | -97.3876 | 2020 | 10
ERCO | WAL5316 | 64956 | GEN3 |  |  | Natural Gas Internal Combustion Engine | 0.4 | TX | Tarrant | 32.8821 | -97.3876 | 2020 | 10
ERCO | WAL536 | 64795 | GEN1 |  |  | Natural Gas Internal Combustion Engine | 0.4 | TX | Jones | 32.4808 | -99.698 | 2021 | 10
ERCO | WAL536 | 64795 | GEN2 |  |  | Natural Gas Internal Combustion Engine | 0.4 | TX | Jones | 32.4808 | -99.698 | 2021 | 10
ERCO | WAL536 | 64795 | GEN3 |  |  | Natural Gas Internal Combustion Engine | 0.4 | TX | Jones | 32.4808 | -99.698 | 2021 | 10
ERCO | WAL537 | 64796 | GEN1 |  |  | Natural Gas Internal Combustion Engine | 0.4 | TX | Ector | 31.8957 | -102.3325 | 2021 | 11
ERCO | WAL537 | 64796 | GEN2 |  |  | Natural Gas Internal Combustion Engine | 0.4 | TX | Ector | 31.8957 | -102.3325 | 2021 | 11
ERCO | WAL537 | 64796 | GEN3 |  |  | Natural Gas Internal Combustion Engine | 0.4 | TX | Ector | 31.8957 | -102.3325 | 2021 | 11
ERCO | WAL5388 | 64957 | GEN1 |  |  | Natural Gas Internal Combustion Engine | 1.3 | TX | Galveston | 29.4702 | -95.0896 | 2020 | 6
ERCO | WAL546 | 64797 | GEN1 |  |  | Natural Gas Internal Combustion Engine | 0.4 | TX | Fort Bend | 29.5581 | -95.7613 | 2020 | 12
ERCO | WAL546 | 64797 | GEN2 |  |  | Natural Gas Internal Combustion Engine | 0.4 | TX | Fort Bend | 29.5581 | -95.7613 | 2020 | 12
ERCO | WAL546 | 64797 | GEN3 |  |  | Natural Gas Internal Combustion Engine | 0.4 | TX | Fort Bend | 29.5581 | -95.7613 | 2020 | 12
ERCO | WAL5479 | 64958 | GEN1 |  |  | Natural Gas Internal Combustion Engine | 0.4 | TX | Travis | 30.4531 | -97.606 | 2021 | 10
ERCO | WAL5479 | 64958 | GEN2 |  |  | Natural Gas Internal Combustion Engine | 0.4 | TX | Travis | 30.4531 | -97.606 | 2021 | 10
ERCO | WAL5479 | 64958 | GEN3 |  |  | Natural Gas Internal Combustion Engine | 0.4 | TX | Travis | 30.4531 | -97.606 | 2021 | 10
ERCO | WAL5480 | 64959 | GEN1 |  |  | Natural Gas Internal Combustion Engine | 0.4 | TX | Williamson | 30.5337 | -97.612 | 2021 | 9
ERCO | WAL5480 | 64959 | GEN2 |  |  | Natural Gas Internal Combustion Engine | 0.4 | TX | Williamson | 30.5337 | -97.612 | 2021 | 9
ERCO | WAL5480 | 64959 | GEN3 |  |  | Natural Gas Internal Combustion Engine | 0.4 | TX | Williamson | 30.5337 | -97.612 | 2021 | 9
ERCO | WAL5612 | 64960 | GEN1 |  |  | Natural Gas Internal Combustion Engine | 0.4 | TX | Harris | 29.7161 | -95.313 | 2021 | 10
ERCO | WAL5612 | 64960 | GEN2 |  |  | Natural Gas Internal Combustion Engine | 0.4 | TX | Harris | 29.7161 | -95.313 | 2021 | 10
ERCO | WAL5612 | 64960 | GEN3 |  |  | Natural Gas Internal Combustion Engine | 0.4 | TX | Harris | 29.7161 | -95.313 | 2021 | 10
ERCO | WAL565 | 64798 | GEN1 |  |  | Natural Gas Internal Combustion Engine | 0.4 | TX | Navarro | 32.1011 | -96.4038 | 2022 | 3
ERCO | WAL565 | 64798 | GEN2 |  |  | Natural Gas Internal Combustion Engine | 0.4 | TX | Navarro | 32.1011 | -96.4038 | 2022 | 3
ERCO | WAL565 | 64798 | GEN3 |  |  | Natural Gas Internal Combustion Engine | 0.4 | TX | Navarro | 32.1011 | -96.4038 | 2022 | 3
ERCO | WAL5713 | 64961 | GEN1 |  |  | Natural Gas Internal Combustion Engine | 0.4 | TX | Webb | 27.6106 | -99.4622 | 2021 | 8
ERCO | WAL5713 | 64961 | GEN2 |  |  | Natural Gas Internal Combustion Engine | 0.4 | TX | Webb | 27.6106 | -99.4622 | 2021 | 8
ERCO | WAL5713 | 64961 | GEN3 |  |  | Natural Gas Internal Combustion Engine | 0.4 | TX | Webb | 27.6106 | -99.4622 | 2021 | 8
ERCO | WAL5764 | 64962 | GEN1 |  |  | Natural Gas Internal Combustion Engine | 0.4 | TX | Tarrant | 32.9673 | -97.412 | 2021 | 4
ERCO | WAL5764 | 64962 | GEN2 |  |  | Natural Gas Internal Combustion Engine | 0.4 | TX | Tarrant | 32.9673 | -97.412 | 2021 | 4
ERCO | WAL5764 | 64962 | GEN3 |  |  | Natural Gas Internal Combustion Engine | 0.4 | TX | Tarrant | 32.9673 | -97.412 | 2021 | 4
ERCO | WAL602 | 64799 | GEN1 |  |  | Natural Gas Internal Combustion Engine | 0.4 | TX | Montgomery | 30.1242 | -95.4577 | 2020 | 6
ERCO | WAL602 | 64799 | GEN2 |  |  | Natural Gas Internal Combustion Engine | 0.4 | TX | Montgomery | 30.1242 | -95.4577 | 2020 | 6
ERCO | WAL602 | 64799 | GEN3 |  |  | Natural Gas Internal Combustion Engine | 0.4 | TX | Montgomery | 30.1242 | -95.4577 | 2020 | 6
ERCO | WAL6929 | 64963 | GEN1 |  |  | Natural Gas Internal Combustion Engine | 0.4 | TX | Bell | 31.115 | -97.4144 | 2020 | 10
ERCO | WAL6929 | 64963 | GEN2 |  |  | Natural Gas Internal Combustion Engine | 0.4 | TX | Bell | 31.115 | -97.4144 | 2020 | 10
ERCO | WAL6929 | 64963 | GEN3 |  |  | Natural Gas Internal Combustion Engine | 0.4 | TX | Bell | 31.115 | -97.4144 | 2020 | 10
ERCO | WAL744 | 64800 | GEN1 |  |  | Natural Gas Internal Combustion Engine | 0.4 | TX | Harris | 29.9956 | -95.1765 | 2020 | 11
ERCO | WAL744 | 64800 | GEN2 |  |  | Natural Gas Internal Combustion Engine | 0.4 | TX | Harris | 29.9956 | -95.1765 | 2020 | 11
ERCO | WAL744 | 64800 | GEN3 |  |  | Natural Gas Internal Combustion Engine | 0.4 | TX | Harris | 29.9956 | -95.1765 | 2020 | 11
ERCO | WAL752 | 64801 | GEN1 |  |  | Natural Gas Internal Combustion Engine | 0.4 | TX | Harris | 29.6466 | -95.1614 | 2020 | 8
ERCO | WAL752 | 64801 | GEN2 |  |  | Natural Gas Internal Combustion Engine | 0.4 | TX | Harris | 29.6466 | -95.1614 | 2020 | 8
ERCO | WAL752 | 64801 | GEN3 |  |  | Natural Gas Internal Combustion Engine | 0.4 | TX | Harris | 29.6466 | -95.1614 | 2020 | 8
ERCO | WAL768 | 64802 | GEN1 |  |  | Natural Gas Internal Combustion Engine | 0.4 | TX | Harris | 29.7891 | -95.7222 | 2019 | 11
ERCO | WAL768 | 64802 | GEN2 |  |  | Natural Gas Internal Combustion Engine | 0.4 | TX | Harris | 29.7891 | -95.7222 | 2019 | 11
ERCO | WAL768 | 64802 | GEN3 |  |  | Natural Gas Internal Combustion Engine | 0.4 | TX | Harris | 29.7891 | -95.7222 | 2019 | 11
ERCO | WAL772 | 64803 | GEN1 |  |  | Natural Gas Internal Combustion Engine | 0.4 | TX | Harris | 29.7211 | -95.6462 | 2021 | 9
ERCO | WAL772 | 64803 | GEN2 |  |  | Natural Gas Internal Combustion Engine | 0.4 | TX | Harris | 29.7211 | -95.6462 | 2021 | 9
ERCO | WAL772 | 64803 | GEN3 |  |  | Natural Gas Internal Combustion Engine | 0.4 | TX | Harris | 29.7211 | -95.6462 | 2021 | 9
ERCO | WAL791 | 64804 | GEN1 |  |  | Natural Gas Internal Combustion Engine | 0.4 | TX | Jim Wells | 27.7693 | -98.0432 | 2021 | 8
ERCO | WAL791 | 64804 | GEN2 |  |  | Natural Gas Internal Combustion Engine | 0.4 | TX | Jim Wells | 27.7693 | -98.0432 | 2021 | 8
ERCO | WAL791 | 64804 | GEN3 |  |  | Natural Gas Internal Combustion Engine | 0.4 | TX | Jim Wells | 27.7693 | -98.0432 | 2021 | 8
ERCO | WAL849 | 64805 | GEN1 |  |  | Natural Gas Internal Combustion Engine | 0.4 | TX | Harris | 30.0648 | -95.4295 | 2020 | 7
ERCO | WAL849 | 64805 | GEN2 |  |  | Natural Gas Internal Combustion Engine | 0.4 | TX | Harris | 30.0648 | -95.4295 | 2020 | 7
ERCO | WAL849 | 64805 | GEN3 |  |  | Natural Gas Internal Combustion Engine | 0.4 | TX | Harris | 30.0648 | -95.4295 | 2020 | 7
ERCO | WAL872 | 64806 | GEN1 |  |  | Natural Gas Internal Combustion Engine | 0.4 | TX | Brazoria | 29.5732 | -95.2839 | 2020 | 12
ERCO | WAL872 | 64806 | GEN2 |  |  | Natural Gas Internal Combustion Engine | 0.4 | TX | Brazoria | 29.5732 | -95.2839 | 2020 | 12
ERCO | WAL872 | 64806 | GEN3 |  |  | Natural Gas Internal Combustion Engine | 0.4 | TX | Brazoria | 29.5732 | -95.2839 | 2020 | 12
ERCO | WAL896 | 64807 | GEN1 |  |  | Natural Gas Internal Combustion Engine | 0.4 | TX | Dallas | 32.6735 | -97.0362 | 2021 | 10
ERCO | WAL896 | 64807 | GEN2 |  |  | Natural Gas Internal Combustion Engine | 0.4 | TX | Dallas | 32.6735 | -97.0362 | 2021 | 10
ERCO | WAL896 | 64807 | GEN3 |  |  | Natural Gas Internal Combustion Engine | 0.4 | TX | Dallas | 32.6735 | -97.0362 | 2021 | 10
ERCO | WAL897 | 64808 | GEN1 |  |  | Natural Gas Internal Combustion Engine | 1.3 | TX | Pecos | 30.8965 | -102.9072 | 2021 | 2
ERCO | WAL940 | 64809 | GEN1 |  |  | Natural Gas Internal Combustion Engine | 0.4 | TX | Tarrant | 32.755 | -97.4338 | 2020 | 10
ERCO | WAL940 | 64809 | GEN2 |  |  | Natural Gas Internal Combustion Engine | 0.4 | TX | Tarrant | 32.755 | -97.4338 | 2020 | 10
ERCO | WAL940 | 64809 | GEN3 |  |  | Natural Gas Internal Combustion Engine | 0.4 | TX | Tarrant | 32.755 | -97.4338 | 2020 | 10
ERCO | WAL947 | 64810 | GEN1 |  |  | Natural Gas Internal Combustion Engine | 0.4 | TX | Grayson | 33.6732 | -96.6121 | 2020 | 10
ERCO | WAL947 | 64810 | GEN2 |  |  | Natural Gas Internal Combustion Engine | 0.4 | TX | Grayson | 33.6732 | -96.6121 | 2020 | 10
ERCO | WAL947 | 64810 | GEN3 |  |  | Natural Gas Internal Combustion Engine | 0.4 | TX | Grayson | 33.6732 | -96.6121 | 2020 | 10
ERCO | WAL972 | 64812 | GEN1 |  |  | Natural Gas Internal Combustion Engine | 0.4 | TX | Tarrant | 32.8118 | -97.4247 | 2020 | 11
ERCO | WAL972 | 64812 | GEN2 |  |  | Natural Gas Internal Combustion Engine | 0.4 | TX | Tarrant | 32.8118 | -97.4247 | 2020 | 11
ERCO | WAL972 | 64812 | GEN3 |  |  | Natural Gas Internal Combustion Engine | 0.4 | TX | Tarrant | 32.8118 | -97.4247 | 2020 | 11
ERCO | Waco Solar | 65762 | SWACO |  |  | Solar Photovoltaic | 400 | TX | Limestone | 31.7104 | -96.8187 | 2024 | 3
ERCO | Wagyu | 63273 | 1215 |  |  | Solar Photovoltaic | 120 | TX | Brazoria | 29.2423 | -95.6581 | 2020 | 8
ERCO | Wake Wind Energy Center | 58766 | 1 |  |  | Onshore Wind Turbine | 257.3 | TX | Crosby | 33.825 | -101.0997 | 2016 | 10
ERCO | Walnut Springs Solar | 61370 | GEN1 |  |  | Solar Photovoltaic | 5 | TX | Bosque | 32.0787 | -97.7685 | 2016 | 12
ERCO | Webberville Solar Project | 57699 | AES1 |  |  | Solar Photovoltaic | 30 | TX | Travis | 30.2385 | -97.5088 | 2011 | 12
ERCO | Weil Tract BESS | 66783 | WEILT |  |  | Batteries | 9.9 | TX | Nueces | 27.7969 | -97.4871 | 2024 | 6
ERCO | West Moore Solar II | 61625 | GEN1 |  |  | Solar Photovoltaic | 5 | TX | Grayson | 33.6175 | -96.6284 | 2018 | 12
ERCO | West Raymond Wind Farm LLC | 62855 | WRAYM |  |  | Onshore Wind Turbine | 239.8 | TX | Willacy | 26.3767 | -97.993 | 2021 | 10
ERCO | West of the Pecos Solar | 62415 | WOTP1 |  |  | Solar Photovoltaic | 100 | TX | Reeves | 31.4308 | -103.7289 | 2019 | 12
ERCO | Western Trail Wind, LLC | 64149 | WTW |  |  | Onshore Wind Turbine | 366.6 | TX | Wilbarger | 33.8524 | -99.0651 | 2022 | 4
ERCO | Westhollow Technology Center | 54330 | 1 |  |  | Natural Gas Fired Combustion Turbine | 3.7 | TX | Harris | 29.726 | -95.6382 | 1988 | 1
ERCO | Westover | 65581 | WSI1 |  |  | Petroleum Liquids | 0.6 | TX | Ector | 31.8362 | -102.4461 | 2013 | 9
ERCO | Westover | 65581 | WSI10 |  |  | Petroleum Liquids | 0.6 | TX | Ector | 31.8362 | -102.4461 | 2013 | 9
ERCO | Westover | 65581 | WSI11 |  |  | Petroleum Liquids | 0.6 | TX | Ector | 31.8362 | -102.4461 | 2013 | 9
ERCO | Westover | 65581 | WSI12 |  |  | Petroleum Liquids | 0.6 | TX | Ector | 31.8362 | -102.4461 | 2013 | 9
ERCO | Westover | 65581 | WSI13 |  |  | Petroleum Liquids | 0.6 | TX | Ector | 31.8362 | -102.4461 | 2013 | 9
ERCO | Westover | 65581 | WSI14 |  |  | Petroleum Liquids | 0.6 | TX | Ector | 31.8362 | -102.4461 | 2013 | 9
ERCO | Westover | 65581 | WSI15 |  |  | Petroleum Liquids | 0.6 | TX | Ector | 31.8362 | -102.4461 | 2013 | 9
ERCO | Westover | 65581 | WSI2 |  |  | Petroleum Liquids | 0.6 | TX | Ector | 31.8362 | -102.4461 | 2013 | 9
ERCO | Westover | 65581 | WSI3 |  |  | Petroleum Liquids | 0.6 | TX | Ector | 31.8362 | -102.4461 | 2013 | 9
ERCO | Westover | 65581 | WSI4 |  |  | Petroleum Liquids | 0.6 | TX | Ector | 31.8362 | -102.4461 | 2013 | 9
ERCO | Westover | 65581 | WSI5 |  |  | Petroleum Liquids | 0.6 | TX | Ector | 31.8362 | -102.4461 | 2013 | 9
ERCO | Westover | 65581 | WSI6 |  |  | Petroleum Liquids | 0.6 | TX | Ector | 31.8362 | -102.4461 | 2013 | 9
ERCO | Westover | 65581 | WSI7 |  |  | Petroleum Liquids | 0.6 | TX | Ector | 31.8362 | -102.4461 | 2013 | 9
ERCO | Westover | 65581 | WSI8 |  |  | Petroleum Liquids | 0.6 | TX | Ector | 31.8362 | -102.4461 | 2013 | 9
ERCO | Westover | 65581 | WSI9 |  |  | Petroleum Liquids | 0.6 | TX | Ector | 31.8362 | -102.4461 | 2013 | 9
ERCO | Westside Landfill Gas Recovery | 57020 | GEN1 |  |  | Landfill Gas | 1.6 | TX | Parker | 32.7246 | -97.5371 | 2010 | 3
ERCO | Westside Landfill Gas Recovery | 57020 | GEN2 |  |  | Landfill Gas | 1.6 | TX | Parker | 32.7246 | -97.5371 | 2010 | 3
ERCO | Whirlwind Energy Center | 56673 | WEC |  |  | Onshore Wind Turbine | 59.8 | TX | Floyd | 34.105 | -101.0986 | 2007 | 12
ERCO | White Mesa Wind | 64710 | WM001 |  |  | Onshore Wind Turbine | 500.6 | TX | Crockett | 30.91 | -101.263 | 2021 | 10
ERCO | Whitesboro Solar | 61410 | GEN1 |  |  | Solar Photovoltaic | 5 | TX | Grayson | 33.6165 | -96.8687 | 2017 | 12
ERCO | Whitesboro Solar II | 61411 | GEN1 |  |  | Solar Photovoltaic | 5 | TX | Grayson | 33.6249 | -96.8675 | 2017 | 12
ERCO | Whitetail | 58021 | 1 |  |  | Onshore Wind Turbine | 92 | TX | Webb | 27.4881 | -99.0053 | 2012 | 12
ERCO | Whitewright Solar | 61524 | GEN1 |  |  | Solar Photovoltaic | 10 | TX | Fannin | 33.4982 | -96.3789 | 2017 | 12
ERCO | Whitney | 6414 | 1 |  |  | Conventional Hydroelectric | 20.9 | TX | Bosque | 31.8694 | -97.3667 | 1953 | 6
ERCO | Whitney | 6414 | 2 |  |  | Conventional Hydroelectric | 20.9 | TX | Bosque | 31.8694 | -97.3667 | 1953 | 6
ERCO | Wigeon Whistle Battery Storage Plant | 67739 | WIDWH |  |  | Batteries | 120 | TX | Collin | 33.0304 | -96.3572 | 2024 | 12
ERCO | Wildcat Creek Wind Farm LLC | 62715 | WCCWF |  |  | Onshore Wind Turbine | 175.3 | TX | Cooke | 33.5491 | -97.3296 | 2021 | 7
ERCO | Willow Springs Wind Farm | 60901 | WSPWF |  |  | Onshore Wind Turbine | 250 | TX | Haskell | 33.3454 | -99.6243 | 2017 | 11
ERCO | Winchester Power Park | 56674 | CGT1 |  |  | Natural Gas Fired Combustion Turbine | 60.5 | TX | Fayette | 30.0255 | -96.9945 | 2010 | 5
ERCO | Winchester Power Park | 56674 | CGT2 |  |  | Natural Gas Fired Combustion Turbine | 60.5 | TX | Fayette | 30.0255 | -96.9945 | 2010 | 5
ERCO | Winchester Power Park | 56674 | CGT3 |  |  | Natural Gas Fired Combustion Turbine | 60.5 | TX | Fayette | 30.0255 | -96.9945 | 2010 | 5
ERCO | Winchester Power Park | 56674 | CGT4 |  |  | Natural Gas Fired Combustion Turbine | 60.5 | TX | Fayette | 30.0255 | -96.9945 | 2010 | 5
ERCO | Windthorst-2 | 59238 | WND2 |  |  | Onshore Wind Turbine | 67.6 | TX | Archer | 33.4953 | -98.5 | 2014 | 9
ERCO | Wise County Power LLC | 55320 | GT1 |  |  | Natural Gas Fired Combined Cycle | 261 | TX | Wise | 33.0583 | -97.9103 | 2004 | 7
ERCO | Wise County Power LLC | 55320 | GT2 |  |  | Natural Gas Fired Combined Cycle | 261 | TX | Wise | 33.0583 | -97.9103 | 2004 | 7
ERCO | Wise County Power LLC | 55320 | ST1 |  |  | Natural Gas Fired Combined Cycle | 299.7 | TX | Wise | 33.0583 | -97.9103 | 2004 | 7
ERCO | Wolf Hollow I LP | 55139 | CTG1 |  |  | Natural Gas Fired Combined Cycle | 243.9 | TX | Hood | 32.3342 | -97.7317 | 2003 | 8
ERCO | Wolf Hollow I LP | 55139 | CTG2 |  |  | Natural Gas Fired Combined Cycle | 243.9 | TX | Hood | 32.3342 | -97.7317 | 2003 | 8
ERCO | Wolf Hollow I LP | 55139 | ST |  |  | Natural Gas Fired Combined Cycle | 300.6 | TX | Hood | 32.3342 | -97.7317 | 2003 | 8
ERCO | Wolf Hollow II | 59812 | CGT4 |  |  | Natural Gas Fired Combined Cycle | 360 | TX | Hood | 32.3377 | -97.7346 | 2017 | 6
ERCO | Wolf Hollow II | 59812 | CGT5 |  |  | Natural Gas Fired Combined Cycle | 360 | TX | Hood | 32.3377 | -97.7346 | 2017 | 6
ERCO | Wolf Hollow II | 59812 | STG6 |  |  | Natural Gas Fired Combined Cycle | 511.2 | TX | Hood | 32.3377 | -97.7346 | 2017 | 6
ERCO | Wolf Ridge Wind | 58080 | 1 |  |  | Onshore Wind Turbine | 112.5 | TX | Cooke | 33.733 | -97.4284 | 2008 | 8
ERCO | Wolf Tank Storage | 66616 | 1 |  |  | Batteries | 150 | TX | Webb | 27.5772 | -99.276 | 2023 | 7
ERCO | Woodward Mountain I | 55796 | 01 |  |  | Onshore Wind Turbine | 82 | TX | Pecos | 30.9514 | -102.4141 | 2001 | 7
ERCO | Woodward Mountain II | 55795 | 01 |  |  | Onshore Wind Turbine | 78 | TX | Pecos | 30.9514 | -102.4141 | 2001 | 7
ERCO | Works 4 | 54364 | L1G |  |  | Petroleum Liquids | 2 | TX | Wichita | 34.0035 | -98.5535 | 1975 | 6
ERCO | Works 4 | 54364 | L1PG |  |  | Petroleum Liquids | 0.9 | TX | Wichita | 34.0035 | -98.5535 | 1980 | 10
ERCO | Works 4 | 54364 | L2G |  |  | Petroleum Liquids | 2 | TX | Wichita | 34.0035 | -98.5535 | 1974 | 6
ERCO | Yellow Jacket | 61873 | GEN1 |  |  | Solar Photovoltaic | 5 | TX | Bosque | 31.9338 | -97.6537 | 2018 | 11
ERCO | Young Wind | 65763 | WYOUN |  |  | Onshore Wind Turbine | 500 | TX | Young | 33.1192 | -98.8526 | 2022 | 12
ERCO | Zapata | 64322 | ZPT1 |  |  | Batteries | 9.9 | TX | Zapata | 26.9327 | -99.2337 | 2022 | 3
ERCO | Zapata | 64322 | ZPT2 |  |  | Batteries | 9.9 | TX | Zapata | 26.9327 | -99.2337 | 2022 | 3
ERCO | Zier Solar | 66137 | 11023 |  |  | Batteries | 40.4 | TX | Kinney | 29.351 | -100.562 | 2024 | 4
ERCO | Zier Solar | 66137 | 41195 |  |  | Solar Photovoltaic | 160 | TX | Kinney | 29.351 | -100.562 | 2024 | 4
FMPP | ACE-Stanton A PV | 61247 | ASA1 |  |  | Solar Photovoltaic | 4.1 | FL | Orange | 28.4845 | -81.1741 | 2017 | 9
FMPP | ACE-Stanton PV | 61246 | ASLF1 |  |  | Solar Photovoltaic | 4.8 | FL | Orange | 28.4773 | -81.1804 | 2017 | 9
FMPP | Airport Solar |  |  | Does Not Exist | Does Not Exist (Recommend AS1) | Solar Photovoltaic | [7 empty] | 2.25 | FL | Polk
FMPP | Airport Solar |  |  | Does Not Exist | Does Not Exist (Recommend AS2) | Solar Photovoltaic | [7 empty] | 2.75 | FL | Polk
FMPP | C D McIntosh Jr | 676 | 5CT |  |  | Natural Gas Fired Combined Cycle | 249 | FL | Polk | 28.0801 | -81.9229 | 2001 | 5
FMPP | C D McIntosh Jr | 676 | 5ST |  |  | Natural Gas Fired Combined Cycle | 135 | FL | Polk | 28.0801 | -81.9229 | 2002 | 10
FMPP | C D McIntosh Jr | 676 | GT1 |  |  | Natural Gas Fired Combustion Turbine | 26.6 | FL | Polk | 28.0801 | -81.9229 | 1973 | 5
FMPP | C D McIntosh Jr | 676 | GT2 |  |  | Natural Gas Fired Combustion Turbine | 130 | FL | Polk | 28.0801 | -81.9229 | 2020 | 6
FMPP | C D McIntosh Jr | 676 | IC1 |  |  | Petroleum Liquids | 2.5 | FL | Polk | 28.0801 | -81.9229 | 1970 | 1
FMPP | C D McIntosh Jr | 676 | IC2 |  |  | Petroleum Liquids | 2.5 | FL | Polk | 28.0801 | -81.9229 | 1970 | 1
FMPP | C D McIntosh Jr | 676 | IC6 |  |  | Natural Gas Internal Combustion Engine | 20.3 | FL | Polk | 28.0801 | -81.9229 | 2024 | 12
FMPP | C D McIntosh Jr | 676 | IC7 |  |  | Natural Gas Internal Combustion Engine | 20.3 | FL | Polk | 28.0801 | -81.9229 | 2024 | 12
FMPP | C D McIntosh Jr | 676 | IC8 |  |  | Natural Gas Internal Combustion Engine | 20.3 | FL | Polk | 28.0801 | -81.9229 | 2024 | 12
FMPP | Cane Island | 7238 | 1 |  |  | Natural Gas Fired Combustion Turbine | 32 | FL | Osceola | 28.2764 | -81.533 | 1994 | 11
FMPP | Cane Island | 7238 | 2 |  |  | Natural Gas Fired Combined Cycle | 76 | FL | Osceola | 28.2764 | -81.533 | 1995 | 6
FMPP | Cane Island | 7238 | 2A |  |  | Natural Gas Fired Combined Cycle | 40 | FL | Osceola | 28.2764 | -81.533 | 1995 | 6
FMPP | Cane Island | 7238 | 3 |  |  | Natural Gas Fired Combined Cycle | 152 | FL | Osceola | 28.2764 | -81.533 | 2002 | 1
FMPP | Cane Island | 7238 | 3A |  |  | Natural Gas Fired Combined Cycle | 82.5 | FL | Osceola | 28.2764 | -81.533 | 2002 | 1
FMPP | Cane Island | 7238 | 4 |  |  | Natural Gas Fired Combined Cycle | 180 | FL | Osceola | 28.2764 | -81.533 | 2011 | 7
FMPP | Cane Island | 7238 | 4A |  |  | Natural Gas Fired Combined Cycle | 143.5 | FL | Osceola | 28.2764 | -81.533 | 2011 | 7
FMPP | Goldfinch | 60124 | GFNCH |  |  | Solar Photovoltaic | 3 | FL | Polk | 27.9821 | -82.042 | 2016 | 12
FMPP | Harmony Solar |  |  | 63582 | HARS | Solar Photovoltaic | [7 empty] | 74.5 | FL | Osceola
FMPP | Harmony Solar (FL) | 63582 | HFS |  |  | Solar Photovoltaic | 74.5 | FL | Osceola | 28.1553 | -81.1083 | 2020 | 6
FMPP | Holopaw Landfill |  |  | Does Not Exist | Does Not Exist (Recommend LF1) | Landfill Gas | [7 empty] | 9 | FL | Osceola
FMPP | Indian River Plant | 683 | A |  |  | Natural Gas Fired Combustion Turbine | 41.4 | FL | Brevard | 28.4932 | -80.7801 | 1989 | 7
FMPP | Indian River Plant | 683 | B |  |  | Natural Gas Fired Combustion Turbine | 41.4 | FL | Brevard | 28.4932 | -80.7801 | 1989 | 7
FMPP | Indian River Plant | 683 | C |  |  | Natural Gas Fired Combustion Turbine | 130 | FL | Brevard | 28.4932 | -80.7801 | 1992 | 8
FMPP | Indian River Plant | 683 | D |  |  | Natural Gas Fired Combustion Turbine | 130 | FL | Brevard | 28.4932 | -80.7801 | 1992 | 8
FMPP | LKL BLBD, LLC | 59611 | LKLBB |  |  | Solar Photovoltaic | 6 | FL | Polk | 28.0664 | -82.0175 | 2015 | 8
FMPP | Larsen Memorial | 675 | 2 |  |  | Natural Gas Fired Combustion Turbine | 11.2 | FL | Polk | 28.0491 | -81.9238 | 1962 | 11
FMPP | Larsen Memorial | 675 | 3 |  |  | Natural Gas Fired Combustion Turbine | 11.2 | FL | Polk | 28.0491 | -81.9238 | 1962 | 12
FMPP | Larsen Memorial | 675 | 5 |  |  | Natural Gas Fired Combined Cycle | 25 | FL | Polk | 28.0491 | -81.9238 | 1956 | 4
FMPP | Larsen Memorial | 675 | 8 |  |  | Natural Gas Fired Combined Cycle | 86.2 | FL | Polk | 28.0491 | -81.9238 | 1992 | 7
FMPP | Mulberry Cogeneration Facility | 54426 | GT1 |  |  | Natural Gas Fired Combined Cycle | 82 | FL | Polk | 27.8489 | -81.8775 | 1994 | 5
FMPP | Mulberry Cogeneration Facility | 54426 | ST1 |  |  | Natural Gas Fired Combined Cycle | 45.7 | FL | Polk | 27.8489 | -81.8775 | 1994 | 7
FMPP | OPAL Fuels Landfill |  |  | Does Not Exist | Does Not Exist (Recommend LF1) | Landfill Gas | [7 empty] | 1 | FL | Charlotte
FMPP | OPAL Fuels Landfill |  |  | Does Not Exist | Does Not Exist (Recommend LF2) | Landfill Gas | [7 empty] | 3 | FL | Collier
FMPP | Oleander Power Project LP | 55286 | OG5 |  |  | Natural Gas Fired Combustion Turbine | 198.8 | FL | Brevard | 28.3661 | -80.7947 | 2007 | 12
FMPP | Orlando Cogen LP | 54466 | GEN1 |  |  | Natural Gas Fired Combined Cycle | 122.4 | FL | Orange | 28.4426 | -81.4123 | 1993 | 9
FMPP | Osceola Generating Station (FL) | 55192 | CTG1 |  |  | Natural Gas Fired Combustion Turbine | 197.2 | FL | Osceola | 28.1289 | -81.0978 | 2001 | 12
FMPP | Osceola Generating Station (FL) | 55192 | CTG2 |  |  | Natural Gas Fired Combustion Turbine | 197.2 | FL | Osceola | 28.1289 | -81.0978 | 2001 | 12
FMPP | Osceola Generating Station (FL) | 55192 | CTG3 |  |  | Natural Gas Fired Combustion Turbine | 185.6 | FL | Osceola | 28.1289 | -81.0978 | 2002 | 6
FMPP | RP-Orlando, LLC | 57565 | 1 |  |  | Solar Photovoltaic | 5.1 | FL | Orange | 28.4889 | -81.1822 | 2011 | 12
FMPP | Stanton Energy Center |  |  | 564 | A | Natural Gas Fired Combined Cycle | [7 empty] | 203.2 | FL | Orange
FMPP | Stanton Energy Center |  |  | 564 | A1 | Natural Gas Fired Combined Cycle | [7 empty] | 203.2 | FL | Orange
FMPP | Stanton Energy Center |  |  | 564 | A2 | Natural Gas Fired Combined Cycle | [7 empty] | 281.9 | FL | Orange
FMPP | Stanton Energy Center | 564 | 1 |  |  | Conventional Steam Coal | 464.5 | FL | Orange | 28.4822 | -81.1678 | 1987 | 7
FMPP | Stanton Energy Center | 564 | 2 |  |  | Conventional Steam Coal | 464.5 | FL | Orange | 28.4822 | -81.1678 | 1996 | 6
FMPP | Stanton Energy Center | 564 | B |  |  | Natural Gas Fired Combined Cycle | 129.8 | FL | Orange | 28.4822 | -81.1678 | 2010 | 2
FMPP | Stanton Energy Center | 564 | B1 |  |  | Natural Gas Fired Combined Cycle | 203.2 | FL | Orange | 28.4822 | -81.1678 | 2010 | 2
FMPP | Stock Island | 6584 | EP2 |  |  | Petroleum Liquids | 2.5 | FL | Monroe | 24.5633 | -81.7342 | 2012 | 6
FMPP | Stock Island | 6584 | GT1 |  |  | Petroleum Liquids | 23.4 | FL | Monroe | 24.5633 | -81.7342 | 1978 | 11
FMPP | Stock Island | 6584 | GT2 |  |  | Petroleum Liquids | 19.7 | FL | Monroe | 24.5633 | -81.7342 | 1999 | 9
FMPP | Stock Island | 6584 | GT3 |  |  | Petroleum Liquids | 19.7 | FL | Monroe | 24.5633 | -81.7342 | 1999 | 9
FMPP | Stock Island | 6584 | GT4 |  |  | Petroleum Liquids | 42 | FL | Monroe | 24.5633 | -81.7342 | 2006 | 6
FMPP | Stock Island | 6584 | MSD1 |  |  | Petroleum Liquids | 9.6 | FL | Monroe | 24.5633 | -81.7342 | 1991 | 6
FMPP | Stock Island | 6584 | MSD2 |  |  | Petroleum Liquids | 9.6 | FL | Monroe | 24.5633 | -81.7342 | 1991 | 6
FMPP | Storey Bend Solar | 67209 | STOS |  |  | Solar Photovoltaic | 74.5 | FL | Osceola | 28.2826 | -81.0814 | 2024 | 12
FMPP | Taylor Creek Solar | 63583 | TCS |  |  | Solar Photovoltaic | 74.5 | FL | Orange | 28.5035 | -81.0483 | 2020 | 6
FMPP | Tom G Smith | 673 | GT1 |  |  | Petroleum Liquids | 30.8 | FL | Palm Beach | 26.6128 | -80.0677 | 1976 | 12
FMPP | Tom G Smith | 673 | GT2 |  |  | Natural Gas Fired Combined Cycle | 21.4 | FL | Palm Beach | 26.6128 | -80.0677 | 1978 | 3
FMPP | Tom G Smith | 673 | S3 |  |  | Natural Gas Steam Turbine | 26.5 | FL | Palm Beach | 26.6128 | -80.0677 | 1967 | 11
FMPP | Tom G Smith | 673 | S5 |  |  | Natural Gas Fired Combined Cycle | 10 | FL | Palm Beach | 26.6128 | -80.0677 | 1978 | 3
FMPP | Treasure Coast Energy Center | 56400 | CT1 |  |  | Natural Gas Fired Combined Cycle | 219.6 | FL | St Lucie | 27.3839 | -80.3775 | 2008 | 5
FMPP | Treasure Coast Energy Center | 56400 | ST1 |  |  | Natural Gas Fired Combined Cycle | 191.8 | FL | St Lucie | 27.3839 | -80.3775 | 2008 | 5
FMPP | WMI Landfill |  |  | Does Not Exist | Does Not Exist (Recommend LF1) | Landfill Gas | [7 empty] | 6 | FL | Broward
FMPP | Winston | 7997 | WD01 |  |  | Petroleum Liquids | 2.5 | FL | Polk | 28.0274 | -82.0164 | 2001 | 12
FMPP | Winston | 7997 | WD02 |  |  | Petroleum Liquids | 2.5 | FL | Polk | 28.0274 | -82.0164 | 2001 | 12
FMPP | Winston | 7997 | WD03 |  |  | Petroleum Liquids | 2.5 | FL | Polk | 28.0274 | -82.0164 | 2001 | 12
FMPP | Winston | 7997 | WD04 |  |  | Petroleum Liquids | 2.5 | FL | Polk | 28.0274 | -82.0164 | 2001 | 12
FMPP | Winston | 7997 | WD05 |  |  | Petroleum Liquids | 2.5 | FL | Polk | 28.0274 | -82.0164 | 2001 | 12
FMPP | Winston | 7997 | WD06 |  |  | Petroleum Liquids | 2.5 | FL | Polk | 28.0274 | -82.0164 | 2001 | 12
FMPP | Winston | 7997 | WD07 |  |  | Petroleum Liquids | 2.5 | FL | Polk | 28.0274 | -82.0164 | 2001 | 12
FMPP | Winston | 7997 | WD08 |  |  | Petroleum Liquids | 2.5 | FL | Polk | 28.0274 | -82.0164 | 2001 | 12
FMPP | Winston | 7997 | WD09 |  |  | Petroleum Liquids | 2.5 | FL | Polk | 28.0274 | -82.0164 | 2001 | 12
FMPP | Winston | 7997 | WD10 |  |  | Petroleum Liquids | 2.5 | FL | Polk | 28.0274 | -82.0164 | 2001 | 12
FMPP | Winston | 7997 | WD11 |  |  | Petroleum Liquids | 2.5 | FL | Polk | 28.0274 | -82.0164 | 2001 | 12
FMPP | Winston | 7997 | WD12 |  |  | Petroleum Liquids | 2.5 | FL | Polk | 28.0274 | -82.0164 | 2001 | 12
FMPP | Winston | 7997 | WD13 |  |  | Petroleum Liquids | 2.5 | FL | Polk | 28.0274 | -82.0164 | 2001 | 12
FMPP | Winston | 7997 | WD14 |  |  | Petroleum Liquids | 2.5 | FL | Polk | 28.0274 | -82.0164 | 2001 | 12
FMPP | Winston | 7997 | WD15 |  |  | Petroleum Liquids | 2.5 | FL | Polk | 28.0274 | -82.0164 | 2001 | 12
FMPP | Winston | 7997 | WD16 |  |  | Petroleum Liquids | 2.5 | FL | Polk | 28.0274 | -82.0164 | 2001 | 12
FMPP | Winston | 7997 | WD17 |  |  | Petroleum Liquids | 2.5 | FL | Polk | 28.0274 | -82.0164 | 2001 | 12
FMPP | Winston | 7997 | WD18 |  |  | Petroleum Liquids | 2.5 | FL | Polk | 28.0274 | -82.0164 | 2001 | 12
FMPP | Winston | 7997 | WD19 |  |  | Petroleum Liquids | 2.5 | FL | Polk | 28.0274 | -82.0164 | 2001 | 12
FMPP | Winston | 7997 | WD20 |  |  | Petroleum Liquids | 2.5 | FL | Polk | 28.0274 | -82.0164 | 2001 | 12
FPC | Altamonte Mall | 63254 | ALT |  |  | Solar Photovoltaic | 1.5 | FL | Seminole | 28.6663 | -81.3781 | 2016 | 5
FPC | Anclote | 8048 | 1 |  |  | Natural Gas Steam Turbine | 556.2 | FL | Pasco | 28.1844 | -82.7886 | 1974 | 10
FPC | Anclote | 8048 | 2 |  |  | Natural Gas Steam Turbine | 556.2 | FL | Pasco | 28.1844 | -82.7886 | 1978 | 10
FPC | Bartow Solar Energy LLC | 61879 | PV |  |  | Solar Photovoltaic | 7.3 | FL | Polk | 27.926 | -81.8191 | 2018 | 3
FPC | Bay Ranch Solar Power Plant | 65171 | PV1 |  |  | Solar Photovoltaic | 74.9 | FL | Bay | 30.1648 | -85.4918 | 2023 | 4
FPC | Bay Trail Solar Power Plant | 64145 | PV1 |  |  | Solar Photovoltaic | 74.9 | FL | Citrus | 29 | -82.6722 | 2022 | 11
FPC | Bayboro | 627 | P1 |  |  | Petroleum Liquids | 56.7 | FL | Pinellas | 27.7581 | -82.6353 | 1973 | 4
FPC | Bayboro | 627 | P2 |  |  | Petroleum Liquids | 56.7 | FL | Pinellas | 27.7581 | -82.6353 | 1973 | 4
FPC | Bayboro | 627 | P3 |  |  | Petroleum Liquids | 56.7 | FL | Pinellas | 27.7581 | -82.6353 | 1973 | 4
FPC | Bayboro | 627 | P4 |  |  | Petroleum Liquids | 56.7 | FL | Pinellas | 27.7581 | -82.6353 | 1973 | 4
FPC | Cape San Blas | 63996 | ES1 |  |  | Batteries | 5.5 | FL | Gulf | 29.7321 | -85.3914 | 2022 | 8
FPC | Central Energy Plant | 7294 | GTG |  |  | Natural Gas Fired Combined Cycle | 61.5 | FL | Orange | 28.4263 | -81.5809 | 1989 | 5
FPC | Central Energy Plant | 7294 | STG |  |  | Natural Gas Fired Combined Cycle | 8.5 | FL | Orange | 28.4263 | -81.5809 | 1989 | 1
FPC | Charlie Creek Solar Power Plant | 63982 | PV1 |  |  | Solar Photovoltaic | 74.9 | FL | Hardee | 27.6398 | -81.6544 | 2022 | 8
FPC | Citrus Ridge Solar | 61988 | FL501 |  |  | Solar Photovoltaic | 52 | FL | Orange | 28.4008 | -81.6163 | 2018 | 12
FPC | Clewiston Sugar House | 50482 | TG6 |  |  | Other Waste Biomass | 15 | FL | Hendry | 26.7351 | -80.9377 | 2004 | 3
FPC | Clewiston Sugar House | 50482 | TG7 |  |  | Other Waste Biomass | 20 | FL | Hendry | 26.7351 | -80.9377 | 2006 | 10
FPC | Clewiston Sugar House | 50482 | TG8 |  |  | Other Waste Biomass | 14 | FL | Hendry | 26.7351 | -80.9377 | 2007 | 12
FPC | Columbia County Solar | 67206 | COLS |  |  | Solar Photovoltaic | 74.5 | FL | Columbia | 29.8824 | -82.7343 | 2024 | 11
FPC | Columbia Solar Power Plant | 61982 | PV1 |  |  | Solar Photovoltaic | 74.9 | FL | Columbia | 29.8826 | -82.6961 | 2020 | 3
FPC | County Line Renewable Energy Center | 67049 | PV1 |  |  | Solar Photovoltaic | 74.9 | FL | Gilchrist | 29.8122 | -82.676 | 2024 | 8
FPC | Covanta Lake County Energy | 50629 | GEN1 |  |  | Municipal Solid Waste | 15.5 | FL | Lake | 28.7402 | -81.8892 | 1990 | 9
FPC | Crystal River | 628 | 1GTA |  |  | Natural Gas Fired Combined Cycle | 310.3 | FL | Citrus | 28.9656 | -82.6977 | 2018 | 10
FPC | Crystal River | 628 | 1GTB |  |  | Natural Gas Fired Combined Cycle | 310.3 | FL | Citrus | 28.9656 | -82.6977 | 2018 | 10
FPC | Crystal River | 628 | 2GTA |  |  | Natural Gas Fired Combined Cycle | 310.3 | FL | Citrus | 28.9656 | -82.6977 | 2018 | 11
FPC | Crystal River | 628 | 2GTB |  |  | Natural Gas Fired Combined Cycle | 310.3 | FL | Citrus | 28.9656 | -82.6977 | 2018 | 11
FPC | Crystal River | 628 | 5 |  |  | Conventional Steam Coal | 739.2 | FL | Citrus | 28.9656 | -82.6977 | 1984 | 10
FPC | Crystal River | 628 | CC1ST |  |  | Natural Gas Fired Combined Cycle | 364.7 | FL | Citrus | 28.9656 | -82.6977 | 2018 | 10
FPC | Crystal River | 628 | CC2ST |  |  | Natural Gas Fired Combined Cycle | 364.7 | FL | Citrus | 28.9656 | -82.6977 | 2018 | 11
FPC | Crystal River | 628 | ST4 |  |  | Conventional Steam Coal | 739.2 | FL | Citrus | 28.9656 | -82.6977 | 1982 | 12
FPC | Curtis H Stanton Energy Center | 55821 | A |  |  | Natural Gas Fired Combined Cycle | 203.2 | FL | Orange | 28.4882 | -81.1669 | 2003 | 10
FPC | Curtis H Stanton Energy Center | 55821 | B |  |  | Natural Gas Fired Combined Cycle | 203.2 | FL | Orange | 28.4882 | -81.1669 | 2003 | 10
FPC | Curtis H Stanton Energy Center | 55821 | C |  |  | Natural Gas Fired Combined Cycle | 281.9 | FL | Orange | 28.4882 | -81.1669 | 2003 | 10
FPC | Cutrale Citrus Juices USA I | 10020 | GEN3 |  |  | Natural Gas Fired Combustion Turbine | 4.1 | FL | Lake | 28.8118 | -81.8653 | 2016 | 1
FPC | DeBary | 6046 | 10 |  |  | Petroleum Liquids | 103.5 | FL | Volusia | 28.9039 | -81.3323 | 1992 | 10
FPC | DeBary | 6046 | 2 |  |  | Petroleum Liquids | 66.8 | FL | Volusia | 28.9039 | -81.3323 | 1976 | 3
FPC | DeBary | 6046 | 3 |  |  | Petroleum Liquids | 66.8 | FL | Volusia | 28.9039 | -81.3323 | 1975 | 12
FPC | DeBary | 6046 | 4 |  |  | Petroleum Liquids | 66.8 | FL | Volusia | 28.9039 | -81.3323 | 1976 | 4
FPC | DeBary | 6046 | 5 |  |  | Petroleum Liquids | 66.8 | FL | Volusia | 28.9039 | -81.3323 | 1975 | 12
FPC | DeBary | 6046 | 6 |  |  | Petroleum Liquids | 66.8 | FL | Volusia | 28.9039 | -81.3323 | 1976 | 4
FPC | DeBary | 6046 | 7 |  |  | Natural Gas Fired Combustion Turbine | 103.5 | FL | Volusia | 28.9039 | -81.3323 | 1992 | 10
FPC | DeBary | 6046 | 8 |  |  | Natural Gas Fired Combustion Turbine | 103.5 | FL | Volusia | 28.9039 | -81.3323 | 1992 | 10
FPC | DeBary | 6046 | 9 |  |  | Natural Gas Fired Combustion Turbine | 103.5 | FL | Volusia | 28.9039 | -81.3323 | 1992 | 10
FPC | Debary Solar Power Plant | 62542 | PV1 |  |  | Solar Photovoltaic | 74.5 | FL | Volusia | 28.8995 | -81.3309 | 2020 | 5
FPC | Duette Solar Power Plant | 63978 | PV1 |  |  | Solar Photovoltaic | 74.5 | FL | Manatee | 27.5858 | -82.062 | 2021 | 10
FPC | Falmouth Renewable Energy Center | 66639 | PV1 |  |  | Solar Photovoltaic | 74.9 | FL | Suwannee | 30.3436 | -83.1562 | 2024 | 6
FPC | Florida's Natural Growers | 10275 | CE50 |  |  | Natural Gas Fired Combustion Turbine | 3.5 | FL | Polk | 27.9114 | -81.6006 | 1989 | 12
FPC | Florida's Natural Growers | 10275 | TA70 |  |  | Natural Gas Fired Combustion Turbine | 7.2 | FL | Polk | 27.9114 | -81.6006 | 2000 | 11
FPC | Fort Green Solar Power Plant | 64533 | PV1 |  |  | Solar Photovoltaic | 74.9 | FL | Hardee | 27.6411 | -81.9416 | 2022 | 8
FPC | G2 Energy Marion LLC | 57128 | 357 |  |  | Landfill Gas | 1.6 | FL | Marion | 29.1229 | -82.0555 | 2009 | 1
FPC | G2 Energy Marion LLC | 57128 | 360 |  |  | Landfill Gas | 0.8 | FL | Marion | 29.1229 | -82.0555 | 2010 | 10
FPC | Gadsden County Solar | 67205 | GADS |  |  | Solar Photovoltaic | 74.5 | FL | Gadsden | 30.6565 | -84.7244 | 2024 | 11
FPC | Gilchrist County Solar | 67207 | GILS |  |  | Solar Photovoltaic | 74.5 | FL | Alachua | 29.6183 | -82.6702 | 2024 | 11
FPC | Hamilton Solar Power Plant | 61807 | PV1 |  |  | Solar Photovoltaic | 74.9 | FL | Hamilton | 30.4443 | -83.1869 | 2018 | 12
FPC | Hardeetown Solar Power Plant | 65173 | PV1 |  |  | Solar Photovoltaic | 74.9 | FL | Levy | 29.4856 | -82.8435 | 2023 | 4
FPC | Harmony Florida Solar II | 67208 | HARS |  |  | Solar Photovoltaic | 74.5 | FL | Osceola | 28.167 | -81.0842 | 2024 | 12
FPC | High Springs Solar Power Plant | 65172 | PV1 |  |  | Solar Photovoltaic | 74.9 | FL | Alachua | 29.81 | -82.6398 | 2023 | 4
FPC | Hildreth Solar Power Plant | 65170 | PV1 |  |  | Solar Photovoltaic | 74.9 | FL | Suwannee | 29.9648 | -82.8232 | 2023 | 3
FPC | Hines Energy Complex | 7302 | 1GT |  |  | Natural Gas Fired Combined Cycle | 173.4 | FL | Polk | 27.7882 | -81.87 | 1999 | 4
FPC | Hines Energy Complex | 7302 | 1GT2 |  |  | Natural Gas Fired Combined Cycle | 173.4 | FL | Polk | 27.7882 | -81.87 | 1999 | 4
FPC | Hines Energy Complex | 7302 | 1ST |  |  | Natural Gas Fired Combined Cycle | 199.7 | FL | Polk | 27.7882 | -81.87 | 1999 | 4
FPC | Hines Energy Complex | 7302 | 2GT |  |  | Natural Gas Fired Combined Cycle | 178.5 | FL | Polk | 27.7882 | -81.87 | 2003 | 12
FPC | Hines Energy Complex | 7302 | 2GT2 |  |  | Natural Gas Fired Combined Cycle | 178.5 | FL | Polk | 27.7882 | -81.87 | 2003 | 12
FPC | Hines Energy Complex | 7302 | 2ST |  |  | Natural Gas Fired Combined Cycle | 191.3 | FL | Polk | 27.7882 | -81.87 | 2003 | 12
FPC | Hines Energy Complex | 7302 | 3GT |  |  | Natural Gas Fired Combined Cycle | 178.5 | FL | Polk | 27.7882 | -81.87 | 2005 | 11
FPC | Hines Energy Complex | 7302 | 3GT2 |  |  | Natural Gas Fired Combined Cycle | 178.5 | FL | Polk | 27.7882 | -81.87 | 2005 | 11
FPC | Hines Energy Complex | 7302 | 3ST |  |  | Natural Gas Fired Combined Cycle | 204 | FL | Polk | 27.7882 | -81.87 | 2005 | 11
FPC | Hines Energy Complex | 7302 | 4GT |  |  | Natural Gas Fired Combined Cycle | 199 | FL | Polk | 27.7882 | -81.87 | 2007 | 12
FPC | Hines Energy Complex | 7302 | 4GT2 |  |  | Natural Gas Fired Combined Cycle | 199 | FL | Polk | 27.7882 | -81.87 | 2007 | 12
FPC | Hines Energy Complex | 7302 | 4ST |  |  | Natural Gas Fired Combined Cycle | 212.5 | FL | Polk | 27.7882 | -81.87 | 2007 | 12
FPC | Intercession City | 8049 | P1 |  |  | Petroleum Liquids | 56.7 | FL | Osceola | 28.2628 | -81.5486 | 1974 | 5
FPC | Intercession City | 8049 | P10 |  |  | Natural Gas Fired Combustion Turbine | 103.5 | FL | Osceola | 28.2628 | -81.5486 | 1993 | 10
FPC | Intercession City | 8049 | P11 |  |  | Petroleum Liquids | 148.5 | FL | Osceola | 28.2628 | -81.5486 | 1997 | 1
FPC | Intercession City | 8049 | P12 |  |  | Natural Gas Fired Combustion Turbine | 98.2 | FL | Osceola | 28.2628 | -81.5486 | 2000 | 12
FPC | Intercession City | 8049 | P13 |  |  | Natural Gas Fired Combustion Turbine | 98.2 | FL | Osceola | 28.2628 | -81.5486 | 2000 | 12
FPC | Intercession City | 8049 | P14 |  |  | Natural Gas Fired Combustion Turbine | 98.2 | FL | Osceola | 28.2628 | -81.5486 | 2000 | 12
FPC | Intercession City | 8049 | P2 |  |  | Petroleum Liquids | 56.7 | FL | Osceola | 28.2628 | -81.5486 | 1974 | 5
FPC | Intercession City | 8049 | P3 |  |  | Petroleum Liquids | 56.7 | FL | Osceola | 28.2628 | -81.5486 | 1974 | 5
FPC | Intercession City | 8049 | P4 |  |  | Petroleum Liquids | 56.7 | FL | Osceola | 28.2628 | -81.5486 | 1974 | 5
FPC | Intercession City | 8049 | P5 |  |  | Petroleum Liquids | 56.7 | FL | Osceola | 28.2628 | -81.5486 | 1974 | 5
FPC | Intercession City | 8049 | P6 |  |  | Petroleum Liquids | 56.7 | FL | Osceola | 28.2628 | -81.5486 | 1974 | 5
FPC | Intercession City | 8049 | P7 |  |  | Natural Gas Fired Combustion Turbine | 103.5 | FL | Osceola | 28.2628 | -81.5486 | 1993 | 10
FPC | Intercession City | 8049 | P8 |  |  | Natural Gas Fired Combustion Turbine | 103.5 | FL | Osceola | 28.2628 | -81.5486 | 1993 | 10
FPC | Intercession City | 8049 | P9 |  |  | Natural Gas Fired Combustion Turbine | 103.5 | FL | Osceola | 28.2628 | -81.5486 | 1993 | 10
FPC | JED Solid Waste Mgmt Renewable Energy | 60701 | 00603 |  |  | Landfill Gas | 1.6 | FL | Osceola | 28.0638 | -81.0972 | 2017 | 3
FPC | JED Solid Waste Mgmt Renewable Energy | 60701 | 00696 |  |  | Landfill Gas | 1.6 | FL | Osceola | 28.0638 | -81.0972 | 2017 | 3
FPC | JED Solid Waste Mgmt Renewable Energy | 60701 | 00697 |  |  | Landfill Gas | 1.6 | FL | Osceola | 28.0638 | -81.0972 | 2017 | 3
FPC | JED Solid Waste Mgmt Renewable Energy | 60701 | 00698 |  |  | Landfill Gas | 1.6 | FL | Osceola | 28.0638 | -81.0972 | 2017 | 3
FPC | JED Solid Waste Mgmt Renewable Energy | 60701 | 00699 |  |  | Landfill Gas | 1.6 | FL | Osceola | 28.0638 | -81.0972 | 2017 | 3
FPC | JED Solid Waste Mgmt Renewable Energy | 60701 | 00700 |  |  | Landfill Gas | 1.6 | FL | Osceola | 28.0638 | -81.0972 | 2017 | 3
FPC | Jennings Energy Storage Facility | 63998 | ES1 |  |  | Batteries | 5.5 | FL | Hamilton | 30.6038 | -83.0981 | 2022 | 8
FPC | John Hopkins Middle School Microgrid | 64752 | ES1 |  |  | Batteries | 2.5 | FL | Pinellas | 27.7679 | -82.6548 | 2023 | 11
FPC | John Hopkins Middle School Microgrid | 64752 | PV1 |  |  | Solar Photovoltaic | 0.8 | FL | Pinellas | 27.7679 | -82.6548 | 2023 | 9
FPC | Lake Placid Solar Power Plant | 62541 | ES1 |  |  | Batteries | 17.3 | FL | Highlands | 27.3311 | -81.364 | 2023 | 2
FPC | Lake Placid Solar Power Plant | 62541 | PV1 |  |  | Solar Photovoltaic | 45 | FL | Highlands | 27.3311 | -81.364 | 2019 | 12
FPC | Lockheed Martin Solar | 61694 | 35540 |  |  | Petroleum Liquids | 0.1 | FL | Orange | 28.5394 | -81.2164 | 2005 | 9
FPC | Lockheed Martin Solar | 61694 | 35541 |  |  | Petroleum Liquids | 0.4 | FL | Orange | 28.5394 | -81.2164 | 1998 | 10
FPC | Lockheed Martin Solar | 61694 | 35543 |  |  | Petroleum Liquids | 0.1 | FL | Orange | 28.5394 | -81.2164 | 2005 | 12
FPC | Lockheed Martin Solar | 61694 | 38471 |  |  | Petroleum Liquids | 0.8 | FL | Orange | 28.5394 | -81.2164 | 2020 | 6
FPC | Lockheed Martin Solar | 61694 | 38742 |  |  | Petroleum Liquids | 0.2 | FL | Orange | 28.5394 | -81.2164 | 2020 | 12
FPC | Lockheed Martin Solar | 61694 | 38743 |  |  | Petroleum Liquids | 0.2 | FL | Orange | 28.5394 | -81.2164 | 2020 | 12
FPC | Lockheed Martin Solar | 61694 | 38746 |  |  | Petroleum Liquids | 0.2 | FL | Orange | 28.5394 | -81.2164 | 2020 | 6
FPC | Lockheed Martin Solar | 61694 | SOLAR |  |  | Solar Photovoltaic | 1.9 | FL | Orange | 28.5394 | -81.2164 | 2017 | 5
FPC | Lockheed Martin Solar System | 59867 | LMSOL |  |  | Solar Photovoltaic | 1.9 | FL | Pinellas | 28.0479 | -82.6853 | 2015 | 9
FPC | Micanopy Energy Storage Facility | 63999 | ES1 |  |  | Batteries | 8.3 | FL | Alachua | 29.5112 | -82.2748 | 2022 | 10
FPC | Mount Dora Solar Farm F | 67491 | DORAF |  |  | Solar Photovoltaic | 2.1 | FL | Lake | 28.8154 | -81.6824 | 2023 | 3
FPC | Mount Dora Solar Farm W | 67492 | DORAW |  |  | Solar Photovoltaic | 1.9 | FL | Lake | 28.794 | -81.6231 | 2023 | 3
FPC | Mulberry Cogeneration Facility | 54426 | GT1 |  |  | Natural Gas Fired Combined Cycle | 82 | FL | Polk | 27.8489 | -81.8775 | 1994 | 5
FPC | Mulberry Cogeneration Facility | 54426 | ST1 |  |  | Natural Gas Fired Combined Cycle | 45.7 | FL | Polk | 27.8489 | -81.8775 | 1994 | 7
FPC | Mule Creek Renewable Energy Center | 65501 | PV1 |  |  | Solar Photovoltaic | 74.9 | FL | Bay | 30.1105 | -85.3976 | 2024 | 3
FPC | Orange Cogeneration Facility | 54365 | APC1 |  |  | Natural Gas Fired Combined Cycle | 60 | FL | Polk | 27.8708 | -81.8251 | 1995 | 3
FPC | Orange Cogeneration Facility | 54365 | APC2 |  |  | Natural Gas Fired Combined Cycle | 60 | FL | Polk | 27.8708 | -81.8251 | 1995 | 2
FPC | Orange Cogeneration Facility | 54365 | APC3 |  |  | Natural Gas Fired Combined Cycle | 37.2 | FL | Polk | 27.8708 | -81.8251 | 1995 | 3
FPC | Orlando Cogen LP | 54466 | GEN1 |  |  | Natural Gas Fired Combined Cycle | 122.4 | FL | Orange | 28.4426 | -81.4123 | 1993 | 9
FPC | Osceola Generating Station (FL) | 55192 | CTG1 |  |  | Natural Gas Fired Combustion Turbine | 197.2 | FL | Osceola | 28.1289 | -81.0978 | 2001 | 12
FPC | Osceola Generating Station (FL) | 55192 | CTG2 |  |  | Natural Gas Fired Combustion Turbine | 197.2 | FL | Osceola | 28.1289 | -81.0978 | 2001 | 12
FPC | Osceola Generating Station (FL) | 55192 | CTG3 |  |  | Natural Gas Fired Combustion Turbine | 185.6 | FL | Osceola | 28.1289 | -81.0978 | 2002 | 6
FPC | Osceola Solar Facility | 59954 | XXXXX |  |  | Solar Photovoltaic | 3.8 | FL | Osceola | 28.0581 | -81.2417 | 2016 | 3
FPC | P L Bartow | 634 | 4AGT |  |  | Natural Gas Fired Combined Cycle | 208.2 | FL | Pinellas | 27.8595 | -82.6018 | 2009 | 6
FPC | P L Bartow | 634 | 4BGT |  |  | Natural Gas Fired Combined Cycle | 208.2 | FL | Pinellas | 27.8595 | -82.6018 | 2009 | 6
FPC | P L Bartow | 634 | 4CGT |  |  | Natural Gas Fired Combined Cycle | 208.2 | FL | Pinellas | 27.8595 | -82.6018 | 2009 | 6
FPC | P L Bartow | 634 | 4DGT |  |  | Natural Gas Fired Combined Cycle | 208.2 | FL | Pinellas | 27.8595 | -82.6018 | 2009 | 6
FPC | P L Bartow | 634 | 4ST |  |  | Natural Gas Fired Combined Cycle | 421.2 | FL | Pinellas | 27.8595 | -82.6018 | 2009 | 6
FPC | P L Bartow | 634 | P1 |  |  | Petroleum Liquids | 55.4 | FL | Pinellas | 27.8595 | -82.6018 | 1972 | 5
FPC | P L Bartow | 634 | P2 |  |  | Natural Gas Fired Combustion Turbine | 55.4 | FL | Pinellas | 27.8595 | -82.6018 | 1972 | 6
FPC | P L Bartow | 634 | P3 |  |  | Petroleum Liquids | 55.4 | FL | Pinellas | 27.8595 | -82.6018 | 1972 | 6
FPC | P L Bartow | 634 | P4 |  |  | Natural Gas Fired Combustion Turbine | 55.4 | FL | Pinellas | 27.8595 | -82.6018 | 1972 | 6
FPC | Pasco Cnty Solid Waste Resource Recovery | 50666 | GEN1 |  |  | Municipal Solid Waste | 31.2 | FL | Pasco | 28.3681 | -82.5583 | 1991 | 5
FPC | Perry Solar Facility | 60071 | XXXXX |  |  | Solar Photovoltaic | 5.1 | FL | Taylor | 30.1193 | -83.5601 | 2016 | 8
FPC | Pinellas County Resource Recovery | 50884 | GEN1 |  |  | Municipal Solid Waste | 50.5 | FL | Pinellas | 27.8733 | -82.6741 | 1983 | 1
FPC | Pinellas County Resource Recovery | 50884 | GEN2 |  |  | Municipal Solid Waste | 26 | FL | Pinellas | 27.8733 | -82.6741 | 1986 | 4
FPC | RP-Orlando, LLC | 57565 | 1 |  |  | Solar Photovoltaic | 5.1 | FL | Orange | 28.4889 | -81.1822 | 2011 | 12
FPC | Sandy Creek Solar Power Plant | 64146 | PV1 |  |  | Solar Photovoltaic | 74.9 | FL | Bay | 30.1031 | -85.4104 | 2022 | 5
FPC | Santa Fe Solar Power Plant | 63517 | PV1 |  |  | Solar Photovoltaic | 74.9 | FL | Columbia | 29.8804 | -82.7326 | 2021 | 3
FPC | Shady Hills Generating Station | 55414 | G101 |  |  | Natural Gas Fired Combustion Turbine | 180.4 | FL | Pasco | 28.3665 | -82.5586 | 2002 | 1
FPC | Shady Hills Generating Station | 55414 | G201 |  |  | Natural Gas Fired Combustion Turbine | 180.4 | FL | Pasco | 28.3665 | -82.5586 | 2002 | 1
FPC | Shady Hills Generating Station | 55414 | G301 |  |  | Natural Gas Fired Combustion Turbine | 180.4 | FL | Pasco | 28.3665 | -82.5586 | 2002 | 1
FPC | Storey Bend Solar | 67209 | STOS |  |  | Solar Photovoltaic | 74.5 | FL | Osceola | 28.2826 | -81.0814 | 2024 | 12
FPC | Suwannee River | 638 | P1 |  |  | Natural Gas Fired Combustion Turbine | 65.9 | FL | Suwannee | 30.3764 | -83.1806 | 1980 | 10
FPC | Suwannee River | 638 | P2 |  |  | Petroleum Liquids | 65.9 | FL | Suwannee | 30.3764 | -83.1806 | 1980 | 10
FPC | Suwannee River | 638 | P3 |  |  | Natural Gas Fired Combustion Turbine | 65.9 | FL | Suwannee | 30.3764 | -83.1806 | 1980 | 11
FPC | Suwannee Solar Facility | 60788 | XXXXX |  |  | Solar Photovoltaic | 8.8 | FL | Suwannee | 30.3763 | -83.1741 | 2017 | 11
FPC | Swift Creek Chemical Complex | 50474 | SCC |  |  | All Other | 18.8 | FL | Hamilton | 30.4522 | -82.8644 | 1980 | 1
FPC | Tiger Bay | 7699 | CT1 |  |  | Natural Gas Fired Combined Cycle | 195.2 | FL | Polk | 27.7464 | -81.8494 | 1997 | 8
FPC | Tiger Bay | 7699 | CW1 |  |  | Natural Gas Fired Combined Cycle | 82.9 | FL | Polk | 27.7464 | -81.8494 | 1997 | 8
FPC | Trenton | 63995 | ES1 |  |  | Batteries | 11 | FL | Gilchrist | 29.6136 | -82.8069 | 2021 | 12
FPC | Trenton Solar Power Plant | 62543 | PV1 |  |  | Solar Photovoltaic | 74.9 | FL | Gilchrist | 29.6351 | -82.8431 | 2019 | 12
FPC | Twin Rivers Solar Power Plant | 63518 | PV1 |  |  | Solar Photovoltaic | 74.9 | FL | Hamilton | 30.4664 | -82.9687 | 2021 | 3
FPC | University of Florida | 7345 | P1 |  |  | Natural Gas Fired Combustion Turbine | 54.2 | FL | Alachua | 29.6403 | -82.3486 | 1994 | 1
FPC | Vandolah Power Station | 55415 | G101 |  |  | Natural Gas Fired Combustion Turbine | 182 | FL | Hardee | 27.5236 | -81.924 | 2002 | 6
FPC | Vandolah Power Station | 55415 | G201 |  |  | Natural Gas Fired Combustion Turbine | 182 | FL | Hardee | 27.5236 | -81.924 | 2002 | 6
FPC | Vandolah Power Station | 55415 | G301 |  |  | Natural Gas Fired Combustion Turbine | 182 | FL | Hardee | 27.5236 | -81.924 | 2002 | 6
FPC | Vandolah Power Station | 55415 | G401 |  |  | Natural Gas Fired Combustion Turbine | 182 | FL | Hardee | 27.5236 | -81.924 | 2002 | 6
FPC | Walt Disney World Solar Facility | 59973 | WDS1 |  |  | Solar Photovoltaic | 4.9 | FL | Orange | 28.3737 | -81.5626 | 2016 | 3
FPC | Winquepin Renewable Energy Center | 66553 | PV1 |  |  | Solar Photovoltaic | 74.9 | FL | Madison | 30.2825 | -83.2982 | 2024 | 3
FPL | Anhinga Solar Energy Center | 65431 | 1 |  |  | Solar Photovoltaic | 74.5 | FL | Clay | 29.8821 | -81.6762 | 2023 | 1
FPL | Apalachee | 65432 | 1 |  |  | Solar Photovoltaic | 74.5 | FL | Jackson | 30.7605 | -85.0695 | 2023 | 1
FPL | Babcock Preserve | 62634 | 1 |  |  | Solar Photovoltaic | 74.5 | FL | Charlotte | 26.8579 | -81.7596 | 2020 | 1
FPL | Babcock Solar Energy Center Hybrid | 59993 | 1 |  |  | Solar Photovoltaic | 74.5 | FL | Charlotte | 26.8616 | -81.751 | 2016 | 12
FPL | Babcock Solar Energy Center Hybrid | 59993 | BA |  |  | Batteries | 10 | FL | Charlotte | 26.8616 | -81.751 | 2018 | 3
FPL | Barefoot Bay Solar Energy Center | 61051 | 1 |  |  | Solar Photovoltaic | 74.5 | FL | Brevard | 27.8658 | -80.5211 | 2018 | 3
FPL | Beautyberry | 65874 | 1 |  |  | Solar Photovoltaic | 74.5 | FL | Hendry | 26.3604 | -81.0265 | 2024 | 1
FPL | Big Juniper Solar | 65862 | 1 |  |  | Solar Photovoltaic | 74.5 | FL | Santa Rosa | 30.6393 | -86.9256 | 2024 | 3
FPL | Blackwater River Solar Energy Center | 65433 | 1 |  |  | Solar Photovoltaic | 74.5 | FL | Santa Rosa | 30.6469 | -86.9382 | 2023 | 1
FPL | Blue Cypress Solar Energy Center | 61029 | 1 |  |  | Solar Photovoltaic | 74.5 | FL | Indian River | 27.6095 | -80.5372 | 2018 | 3
FPL | Blue Heron Solar | 62631 | 1 |  |  | Solar Photovoltaic | 74.5 | FL | Hendry | 26.7016 | -81.1292 | 2020 | 1
FPL | Blue Springs | 64757 | 1 |  |  | Solar Photovoltaic | 74.5 | FL | Jackson | 30.7829 | -85.0787 | 2022 | 1
FPL | Bluefield Preserve Solar | 65420 | 1 |  |  | Solar Photovoltaic | 74.5 | FL | St Lucie | 27.2435 | -80.671 | 2023 | 1
FPL | Brevard | 61777 | ENG1 |  |  | Landfill Gas | 1.6 | FL | Brevard | 28.3926 | -80.8287 | 2008 | 5
FPL | Brevard | 61777 | ENG2 |  |  | Landfill Gas | 1.6 | FL | Brevard | 28.3926 | -80.8287 | 2008 | 5
FPL | Brevard | 61777 | ENG3 |  |  | Landfill Gas | 1.6 | FL | Brevard | 28.3926 | -80.8287 | 2008 | 5
FPL | Brevard | 61777 | ENG6 |  |  | Landfill Gas | 1.6 | FL | Brevard | 28.3926 | -80.8287 | 2008 | 5
FPL | Buttonwood | 65920 | 1 |  |  | Solar Photovoltaic | 74.5 | FL | St Lucie | 27.5503 | -80.6711 | 2024 | 11
FPL | CSL Gas Recovery | 50572 | GEN1 |  |  | Landfill Gas | 3 | FL | Broward | 26.288 | -80.1665 | 1989 | 3
FPL | CSL Gas Recovery | 50572 | GEN2 |  |  | Landfill Gas | 3 | FL | Broward | 26.288 | -80.1665 | 1989 | 3
FPL | CSL Gas Recovery | 50572 | GEN3 |  |  | Landfill Gas | 3 | FL | Broward | 26.288 | -80.1665 | 1989 | 3
FPL | CSL Gas Recovery | 50572 | GEN4 |  |  | Landfill Gas | 2.2 | FL | Broward | 26.288 | -80.1665 | 2000 | 2
FPL | Caloosahatchee | 65871 | 1 |  |  | Solar Photovoltaic | 74.5 | FL | Hendry | 26.7541 | -81.1856 | 2024 | 1
FPL | Canoe | 65866 | 1 |  |  | Solar Photovoltaic | 74.5 | FL | Okaloosa | 30.68 | -86.7805 | 2024 | 1
FPL | Cape Canaveral | 609 | 3A |  |  | Natural Gas Fired Combined Cycle | 265 | FL | Brevard | 28.4698 | -80.7644 | 2013 | 4
FPL | Cape Canaveral | 609 | 3B |  |  | Natural Gas Fired Combined Cycle | 265 | FL | Brevard | 28.4698 | -80.7644 | 2013 | 4
FPL | Cape Canaveral | 609 | 3C |  |  | Natural Gas Fired Combined Cycle | 265 | FL | Brevard | 28.4698 | -80.7644 | 2013 | 4
FPL | Cape Canaveral | 609 | 3ST |  |  | Natural Gas Fired Combined Cycle | 500 | FL | Brevard | 28.4698 | -80.7644 | 2013 | 4
FPL | Cattle Ranch | 62632 | 1 |  |  | Solar Photovoltaic | 74.5 | FL | DeSoto | 27.3219 | -81.8091 | 2020 | 1
FPL | Cedar Trail | 67672 | 1 |  |  | Solar Photovoltaic | 74.5 | FL | Baker | 30.3391 | -82.1929 | 2024 | 11
FPL | Central District Wastewater Treat Plant | 54623 | 3A |  |  | Other Waste Biomass | 1.2 | FL | Miami Dade | 25.7486 | -80.1528 | 2013 | 3
FPL | Central District Wastewater Treat Plant | 54623 | 4A |  |  | Other Waste Biomass | 1.2 | FL | Miami Dade | 25.7486 | -80.1528 | 2013 | 3
FPL | Central District Wastewater Treat Plant | 54623 | 5 |  |  | Other Waste Biomass | 1.2 | FL | Miami Dade | 25.7486 | -80.1528 | 2015 | 6
FPL | Central District Wastewater Treat Plant | 54623 | 6 |  |  | Other Waste Biomass | 1.2 | FL | Miami Dade | 25.7486 | -80.1528 | 2015 | 6
FPL | Chautauqua Solar Energy Center | 65421 | 1 |  |  | Solar Photovoltaic | 74.5 | FL | Walton | 30.8758 | -86.2081 | 2023 | 2
FPL | Citrus Solar Energy Center Hybrid | 60061 | 1 |  |  | Solar Photovoltaic | 74.5 | FL | DeSoto | 27.3209 | -81.8069 | 2016 | 12
FPL | Citrus Solar Energy Center Hybrid | 60061 | BA |  |  | Batteries | 4 | FL | DeSoto | 27.3209 | -81.8069 | 2018 | 3
FPL | Coral Farms Solar Energy Center | 61022 | 1 |  |  | Solar Photovoltaic | 74.5 | FL | Putnam | 29.7569 | -81.8972 | 2018 | 1
FPL | Cotton Creek Solar Energy Center | 65036 | 1 |  |  | Solar Photovoltaic | 74.5 | FL | Escambia | 30.8419 | -87.344 | 2021 | 12
FPL | Dania Beach 7 | 65978 | 7GT1 |  |  | Natural Gas Fired Combined Cycle | 492.2 | FL | Broward | 26.0686 | -80.1984 | 2022 | 5
FPL | Dania Beach 7 | 65978 | 7GT2 |  |  | Natural Gas Fired Combined Cycle | 492.2 | FL | Broward | 26.0686 | -80.1984 | 2022 | 5
FPL | Dania Beach 7 | 65978 | ST7 |  |  | Natural Gas Fired Combined Cycle | 463.3 | FL | Broward | 26.0686 | -80.1984 | 2022 | 5
FPL | Daytona International Speedway Solar | 60005 | 1 |  |  | Solar Photovoltaic | 1.6 | FL | Volusia | 29.1702 | -81.0641 | 2016 | 5
FPL | DeSoto Next Generation Solar Energy | 56929 | 1 |  |  | Solar Photovoltaic | 25 | FL | DeSoto | 27.3232 | -81.8019 | 2009 | 10
FPL | Discovery Solar Center | 63109 | 1 |  |  | Solar Photovoltaic | 74.5 | FL | Brevard | 28.5289 | -80.6789 | 2021 | 5
FPL | Echo River Solar | 62490 | 1 |  |  | Solar Photovoltaic | 74.5 | FL | Suwannee | 30.2962 | -82.8643 | 2020 | 4
FPL | Echo River Solar | 62490 | 2 |  |  | Batteries | 30 | FL | Suwannee | 30.2962 | -82.8643 | 2021 | 12
FPL | Egret Solar Center | 62925 | 1 |  |  | Solar Photovoltaic | 74.5 | FL | Baker | 30.2825 | -82.1838 | 2020 | 12
FPL | Elder Branch | 65041 | 1 |  |  | Solar Photovoltaic | 74.5 | FL | Manatee | 27.5966 | -82.2527 | 2022 | 1
FPL | Everglades Solar Energy Center | 65423 | 1 |  |  | Solar Photovoltaic | 74.5 | FL | Miami Dade | 25.5425 | -80.5543 | 2023 | 1
FPL | FIU Solar | 60006 | 1 |  |  | Solar Photovoltaic | 1.2 | FL | Miami Dade | 25.77 | -80.3677 | 2016 | 5
FPL | FPL Cavendish Solar Energy Center | 65438 | 1 |  |  | Solar Photovoltaic | 74.5 | FL | Okeechobee | 27.627 | -80.8042 | 2023 | 1
FPL | FPL Chipola River Solar Energy Center | 65422 | 1 |  |  | Solar Photovoltaic | 74.5 | FL | Calhoun | 30.4546 | -85.2785 | 2023 | 1
FPL | FPL Cypress Pond Solar | 65593 | 1 |  |  | Solar Photovoltaic | 74.5 | FL | Washington | 30.4213 | -85.441 | 2023 | 4
FPL | FPL Etonia Creek | 65594 | 1 |  |  | Solar Photovoltaic | 74.5 | FL | Putnam | 29.7672 | -81.7775 | 2023 | 4
FPL | FPL Flowers Creek Solar Energy Center | 65427 | 1 |  |  | Solar Photovoltaic | 74.5 | FL | Calhoun | 30.57 | -85.0402 | 2023 | 1
FPL | FPL Saw Palmetto Solar Energy Center | 65592 | 1 |  |  | Solar Photovoltaic | 74.5 | FL | Bay | 30.4198 | -85.4415 | 2023 | 4
FPL | FPL Shirer Branch Solar Energy Center | 65429 | 1 |  |  | Solar Photovoltaic | 74.5 | FL | Calhoun | 30.3962 | -85.2797 | 2023 | 2
FPL | Field Street | 7954 | 1 |  |  | Petroleum Liquids | 24 | FL | Volusia | 29.0213 | -80.9949 | 2001 | 5
FPL | Field Street | 7954 | 2 |  |  | Petroleum Liquids | 24 | FL | Volusia | 29.0213 | -80.9949 | 2001 | 5
FPL | First City Solar Energy Center | 65424 | 1 |  |  | Solar Photovoltaic | 74.5 | FL | Escambia | 30.9199 | -87.34 | 2023 | 1
FPL | Fort Drum Energy Center | 64300 | FORTD |  |  | Solar Photovoltaic | 74.5 | FL | Okeechobee | 27.6079 | -80.7581 | 2021 | 6
FPL | Fort Myers | 612 | 2A |  |  | Natural Gas Fired Combined Cycle | 188.2 | FL | Lee | 26.6967 | -81.7831 | 2000 | 12
FPL | Fort Myers | 612 | 2B |  |  | Natural Gas Fired Combined Cycle | 188.2 | FL | Lee | 26.6967 | -81.7831 | 2000 | 12
FPL | Fort Myers | 612 | 2C |  |  | Natural Gas Fired Combined Cycle | 188.2 | FL | Lee | 26.6967 | -81.7831 | 2000 | 12
FPL | Fort Myers | 612 | 2D |  |  | Natural Gas Fired Combined Cycle | 188.2 | FL | Lee | 26.6967 | -81.7831 | 2001 | 4
FPL | Fort Myers | 612 | 2E |  |  | Natural Gas Fired Combined Cycle | 188.2 | FL | Lee | 26.6967 | -81.7831 | 2001 | 5
FPL | Fort Myers | 612 | 2F |  |  | Natural Gas Fired Combined Cycle | 188.2 | FL | Lee | 26.6967 | -81.7831 | 2001 | 5
FPL | Fort Myers | 612 | 9 |  |  | Petroleum Liquids | 62 | FL | Lee | 26.6967 | -81.7831 | 1974 | 5
FPL | Fort Myers | 612 | CT1 |  |  | Natural Gas Fired Combustion Turbine | 188.2 | FL | Lee | 26.6967 | -81.7831 | 2003 | 6
FPL | Fort Myers | 612 | CT2 |  |  | Natural Gas Fired Combustion Turbine | 188.2 | FL | Lee | 26.6967 | -81.7831 | 2003 | 6
FPL | Fort Myers | 612 | GT1 |  |  | Petroleum Liquids | 62 | FL | Lee | 26.6967 | -81.7831 | 1974 | 5
FPL | Fort Myers | 612 | PFM3C |  |  | Natural Gas Fired Combustion Turbine | 229.5 | FL | Lee | 26.6967 | -81.7831 | 2016 | 12
FPL | Fort Myers | 612 | PFM3D |  |  | Natural Gas Fired Combustion Turbine | 229.5 | FL | Lee | 26.6967 | -81.7831 | 2016 | 12
FPL | Fort Myers | 612 | ST1 |  |  | Natural Gas Fired Combined Cycle | 156.2 | FL | Lee | 26.6967 | -81.7831 | 1958 | 11
FPL | Fort Myers | 612 | ST2 |  |  | Natural Gas Fired Combined Cycle | 436.1 | FL | Lee | 26.6967 | -81.7831 | 1969 | 7
FPL | Fourmile Creek | 65927 | 1 |  |  | Solar Photovoltaic | 74.5 | FL | Calhoun | 30.4399 | -85.2759 | 2024 | 3
FPL | Georges Lake | 65907 | 1 |  |  | Solar Photovoltaic | 74.5 | FL | Putnam | 29.757 | -81.7591 | 2024 | 11
FPL | Georgia-Pacific Palatka Operations | 10611 | GEN4 |  |  | Wood/Wood Waste Biomass | 47.8 | FL | Putnam | 29.6807 | -81.6809 | 1965 | 6
FPL | Georgia-Pacific Palatka Operations | 10611 | GEN8 |  |  | Wood/Wood Waste Biomass | 32 | FL | Putnam | 29.6807 | -81.6809 | 1993 | 5
FPL | Ghost Orchid Solar Energy Center | 65038 | 1 |  |  | Solar Photovoltaic | 74.5 | FL | Hendry | 26.4172 | -81.0353 | 2022 | 1
FPL | Grove | 65042 | 1 |  |  | Solar Photovoltaic | 74.5 | FL | Indian River | 27.5809 | -80.6527 | 2022 | 1
FPL | Gulf Power Blue Indigo Energy |  |  | 63754 | 1 | Solar Photovoltaic | [7 empty] | 74.5 | FL | Jackson
FPL | Hammock Solar | 61024 | 1 |  |  | Solar Photovoltaic | 74.5 | FL | Hendry | 26.6926 | -81.325 | 2018 | 3
FPL | Hawthorne Creek | 65926 | 1 |  |  | Solar Photovoltaic | 74.5 | FL | DeSoto | 27.0831 | -81.8412 | 2024 | 3
FPL | Hendry Isles | 65909 | 1 |  |  | Solar Photovoltaic | 74.5 | FL | Hendry | 26.7491 | -81.1921 | 2024 | 11
FPL | Hibiscus Solar Energy Center | 62206 | 1 |  |  | Solar Photovoltaic | 74.5 | FL | Palm Beach | 26.7601 | -80.3065 | 2020 | 4
FPL | Honeybell | 65921 | 1 |  |  | Solar Photovoltaic | 74.5 | FL | Okeechobee | 27.5081 | -80.7364 | 2024 | 11
FPL | Horizon Solar Energy Center | 61021 | 1 |  |  | Solar Photovoltaic | 74.5 | FL | Putnam | 29.6656 | -82.0583 | 2018 | 1
FPL | IKEA Miami 327 | 61173 | PV |  |  | Solar Photovoltaic | 1 | FL | Miami Dade | 25.7915 | -80.3838 | 2015 | 9
FPL | Ibis | 65877 | 1 |  |  | Solar Photovoltaic | 74.5 | FL | Brevard | 27.8481 | -80.6955 | 2024 | 1
FPL | Immokalee | 65040 | 1 |  |  | Solar Photovoltaic | 74.5 | FL | Collier | 26.4746 | -81.4335 | 2022 | 1
FPL | Indian River Solar Center | 61020 | 1 |  |  | Solar Photovoltaic | 74.5 | FL | Indian River | 27.5733 | -80.5782 | 2018 | 1
FPL | Interstate Solar Energy Center | 61768 | 1 |  |  | Solar Photovoltaic | 74.5 | FL | St Lucie | 27.5 | -80.44 | 2019 | 1
FPL | J Woodruff | 690 | 1A |  |  | Conventional Hydroelectric | 14.5 | FL | Gadsden | 30.7086 | -84.8639 | 2003 | 2
FPL | J Woodruff | 690 | 2A |  |  | Conventional Hydroelectric | 14.5 | FL | Gadsden | 30.7086 | -84.8639 | 2002 | 2
FPL | J Woodruff | 690 | 3A |  |  | Conventional Hydroelectric | 14.5 | FL | Gadsden | 30.7086 | -84.8639 | 2001 | 2
FPL | Kayak | 65888 | 1 |  |  | Solar Photovoltaic | 74.5 | FL | Okaloosa | 30.4151 | -86.4233 | 2024 | 12
FPL | Lakeside Solar Center | 62922 | 1 |  |  | Solar Photovoltaic | 74.5 | FL | Okeechobee | 27.2142 | -80.7446 | 2020 | 12
FPL | Lauderdale | 613 | 3 |  |  | Natural Gas Fired Combustion Turbine | 34.2 | FL | Broward | 26.0686 | -80.1984 | 1970 | 8
FPL | Lauderdale | 613 | 5 |  |  | Natural Gas Fired Combustion Turbine | 34.2 | FL | Broward | 26.0686 | -80.1984 | 1970 | 8
FPL | Lauderdale | 613 | 6A |  |  | Natural Gas Fired Combustion Turbine | 229.5 | FL | Broward | 26.0686 | -80.1984 | 2016 | 12
FPL | Lauderdale | 613 | 6B |  |  | Natural Gas Fired Combustion Turbine | 229.5 | FL | Broward | 26.0686 | -80.1984 | 2016 | 12
FPL | Lauderdale | 613 | 6C |  |  | Natural Gas Fired Combustion Turbine | 229.5 | FL | Broward | 26.0686 | -80.1984 | 2016 | 12
FPL | Lauderdale | 613 | 6D |  |  | Natural Gas Fired Combustion Turbine | 229.5 | FL | Broward | 26.0686 | -80.1984 | 2016 | 12
FPL | Lauderdale | 613 | 6E |  |  | Natural Gas Fired Combustion Turbine | 229.5 | FL | Broward | 26.0686 | -80.1984 | 2016 | 12
FPL | Lee County Solid Waste Energy | 52010 | GEN1 |  |  | Municipal Solid Waste | 39 | FL | Lee | 26.6315 | -81.7607 | 1994 | 9
FPL | Lee County Solid Waste Energy | 52010 | GEN2 |  |  | Municipal Solid Waste | 20 | FL | Lee | 26.6315 | -81.7607 | 2007 | 8
FPL | Loggerhead Solar Energy Center | 61052 | 1 |  |  | Solar Photovoltaic | 74.5 | FL | St Lucie | 27.2378 | -80.5414 | 2018 | 3
FPL | Magnolia Springs Solar Center | 62915 | 1 |  |  | Solar Photovoltaic | 74.5 | FL | Clay | 29.8986 | -81.6933 | 2021 | 3
FPL | Manatee | 6042 | 1 |  |  | Natural Gas Steam Turbine | 863.3 | FL | Manatee | 27.6058 | -82.3456 | 1976 | 10
FPL | Manatee | 6042 | 2 |  |  | Natural Gas Steam Turbine | 863.3 | FL | Manatee | 27.6058 | -82.3456 | 1977 | 12
FPL | Manatee | 6042 | 3 |  |  | Natural Gas Fired Combined Cycle | 471.8 | FL | Manatee | 27.6058 | -82.3456 | 2005 | 6
FPL | Manatee | 6042 | A |  |  | Natural Gas Fired Combined Cycle | 188.2 | FL | Manatee | 27.6058 | -82.3456 | 2005 | 6
FPL | Manatee | 6042 | B |  |  | Natural Gas Fired Combined Cycle | 188.2 | FL | Manatee | 27.6058 | -82.3456 | 2005 | 6
FPL | Manatee | 6042 | C |  |  | Natural Gas Fired Combined Cycle | 188.2 | FL | Manatee | 27.6058 | -82.3456 | 2005 | 6
FPL | Manatee | 6042 | D |  |  | Natural Gas Fired Combined Cycle | 188.2 | FL | Manatee | 27.6058 | -82.3456 | 2005 | 6
FPL | Manatee Solar Energy Center | 60014 | 1 |  |  | Solar Photovoltaic | 74.5 | FL | Manatee | 27.6075 | -82.3553 | 2016 | 12
FPL | Manatee Solar Energy Center | 60014 | BMS |  |  | Batteries | 409 | FL | Manatee | 27.6075 | -82.3553 | 2021 | 11
FPL | Marathon Generating Plant | 696 | 10 |  |  | Petroleum Liquids | 3.5 | FL | Monroe | 24.7108 | -81.0927 | 1998 | 1
FPL | Marathon Generating Plant | 696 | 11 |  |  | Petroleum Liquids | 3.5 | FL | Monroe | 24.7108 | -81.0927 | 2001 | 1
FPL | Marathon Generating Plant | 696 | 8 |  |  | Petroleum Liquids | 2 | FL | Monroe | 24.7108 | -81.0927 | 1989 | 5
FPL | Marathon Generating Plant | 696 | 9 |  |  | Petroleum Liquids | 2 | FL | Monroe | 24.7108 | -81.0927 | 1989 | 5
FPL | Martin | 6043 | 3GT1 |  |  | Natural Gas Fired Combined Cycle | 204 | FL | Martin | 27.0536 | -80.5628 | 1994 | 2
FPL | Martin | 6043 | 3GT2 |  |  | Natural Gas Fired Combined Cycle | 204 | FL | Martin | 27.0536 | -80.5628 | 1994 | 2
FPL | Martin | 6043 | 3ST |  |  | Natural Gas Fired Combined Cycle | 204 | FL | Martin | 27.0536 | -80.5628 | 1994 | 2
FPL | Martin | 6043 | 4GT1 |  |  | Natural Gas Fired Combined Cycle | 204 | FL | Martin | 27.0536 | -80.5628 | 1994 | 4
FPL | Martin | 6043 | 4GT2 |  |  | Natural Gas Fired Combined Cycle | 204 | FL | Martin | 27.0536 | -80.5628 | 1994 | 4
FPL | Martin | 6043 | 4ST |  |  | Natural Gas Fired Combined Cycle | 204 | FL | Martin | 27.0536 | -80.5628 | 1994 | 4
FPL | Martin | 6043 | 8 |  |  | Natural Gas Fired Combined Cycle | 471.7 | FL | Martin | 27.0536 | -80.5628 | 2005 | 6
FPL | Martin | 6043 | 8A |  |  | Natural Gas Fired Combined Cycle | 188.2 | FL | Martin | 27.0536 | -80.5628 | 2001 | 6
FPL | Martin | 6043 | 8B |  |  | Natural Gas Fired Combined Cycle | 188.2 | FL | Martin | 27.0536 | -80.5628 | 2001 | 6
FPL | Martin | 6043 | 8C |  |  | Natural Gas Fired Combined Cycle | 188.2 | FL | Martin | 27.0536 | -80.5628 | 2005 | 6
FPL | Martin | 6043 | 8D |  |  | Natural Gas Fired Combined Cycle | 188.2 | FL | Martin | 27.0536 | -80.5628 | 2005 | 6
FPL | Miami Dade Solar Energy Center | 61766 | 1 |  |  | Solar Photovoltaic | 74.5 | FL | Miami Dade | 25.64 | -80.49 | 2019 | 1
FPL | Mitchell Creek | 65911 | 1 |  |  | Solar Photovoltaic | 74.5 | FL | Escambia | 30.9285 | -87.2641 | 2024 | 11
FPL | Monarch | 65872 | 1 |  |  | Solar Photovoltaic | 74.5 | FL | Martin | 27.0307 | -80.5248 | 2024 | 1
FPL | Nassau Solar Center | 62914 | 1 |  |  | Solar Photovoltaic | 74.5 | FL | Nassau | 30.5039 | -81.8841 | 2020 | 12
FPL | Nature Trail | 65924 | 1 |  |  | Solar Photovoltaic | 74.5 | FL | Baker | 30.2723 | -82.1568 | 2024 | 3
FPL | Northern Preserve Solar | 62645 | 1 |  |  | Solar Photovoltaic | 74.5 | FL | Baker | 30.2473 | -82.2269 | 2020 | 1
FPL | Norton Creek | 65908 | 1 |  |  | Solar Photovoltaic | 74.5 | FL | Madison | 30.39 | -83.3439 | 2024 | 11
FPL | Okeechobee Clean Energy Center | 60345 | 1A |  |  | Natural Gas Fired Combined Cycle | 376.6 | FL | Okeechobee | 27.6342 | -80.7911 | 2019 | 3
FPL | Okeechobee Clean Energy Center | 60345 | 1B |  |  | Natural Gas Fired Combined Cycle | 376.6 | FL | Okeechobee | 27.6342 | -80.7911 | 2019 | 3
FPL | Okeechobee Clean Energy Center | 60345 | 1C |  |  | Natural Gas Fired Combined Cycle | 376.6 | FL | Okeechobee | 27.6342 | -80.7911 | 2019 | 3
FPL | Okeechobee Clean Energy Center | 60345 | 1ST |  |  | Natural Gas Fired Combined Cycle | 593.3 | FL | Okeechobee | 27.6342 | -80.7911 | 2019 | 3
FPL | Okeechobee Solar | 62491 | 1 |  |  | Solar Photovoltaic | 74.5 | FL | Okeechobee | 27.6304 | -80.7948 | 2020 | 4
FPL | Okeelanta Cogeneration | 54627 | GEN1 |  |  | Other Waste Biomass | 74.9 | FL | Palm Beach | 26.5769 | -80.7469 | 1996 | 1
FPL | Okeelanta Cogeneration | 54627 | GEN2 |  |  | Other Waste Biomass | 54 | FL | Palm Beach | 26.5769 | -80.7469 | 2006 | 8
FPL | Oleander Power Project LP | 55286 | OG1 |  |  | Natural Gas Fired Combustion Turbine | 198.9 | FL | Brevard | 28.3661 | -80.7947 | 2002 | 6
FPL | Oleander Power Project LP | 55286 | OG2 |  |  | Natural Gas Fired Combustion Turbine | 198.9 | FL | Brevard | 28.3661 | -80.7947 | 2002 | 6
FPL | Oleander Power Project LP | 55286 | OG3 |  |  | Natural Gas Fired Combustion Turbine | 198.9 | FL | Brevard | 28.3661 | -80.7947 | 2002 | 7
FPL | Oleander Power Project LP | 55286 | OG4 |  |  | Natural Gas Fired Combustion Turbine | 198.9 | FL | Brevard | 28.3661 | -80.7947 | 2002 | 8
FPL | Oleander Power Project LP | 55286 | OG5 |  |  | Natural Gas Fired Combustion Turbine | 198.8 | FL | Brevard | 28.3661 | -80.7947 | 2007 | 12
FPL | Orange Blossom Solar Center | 62919 | 1 |  |  | Solar Photovoltaic | 74.5 | FL | Indian River | 27.5969 | -80.5707 | 2021 | 5
FPL | Orchard | 65925 | 1 |  |  | Solar Photovoltaic | 74.5 | FL | St Lucie | 27.5578 | -80.5701 | 2024 | 1
FPL | Palm Bay Solar | 62921 | 1 |  |  | Solar Photovoltaic | 74.5 | FL | Brevard | 27.8421 | -80.6316 | 2021 | 3
FPL | Palm Beach Renewable Energy Facility 1 | 50071 | GEN1 |  |  | Municipal Solid Waste | 62.3 | FL | Palm Beach | 26.7714 | -80.1419 | 1989 | 5
FPL | Palm Beach Renewable Energy Facility 2 | 57898 | GEN2 |  |  | Municipal Solid Waste | 96 | FL | Palm Beach | 26.7724 | -80.1418 | 2015 | 7
FPL | Pecan Tree | 65879 | 1 |  |  | Solar Photovoltaic | 74.5 | FL | Walton | 30.9382 | -86.2401 | 2024 | 3
FPL | Pelican Solar Center | 62924 | 1 |  |  | Solar Photovoltaic | 74.5 | FL | St Lucie | 27.522 | -80.5473 | 2021 | 3
FPL | Pembroke Lakes Mall | 63256 | PLM |  |  | Solar Photovoltaic | 1.1 | FL | Broward | 26.0106 | -80.3046 | 2016 | 1
FPL | Pineapple | 65865 | 1 |  |  | Solar Photovoltaic | 74.5 | FL | St Lucie | 27.2551 | -80.5712 | 2024 | 1
FPL | Pink Trial Solar Energy Center | 65428 | 1 |  |  | Solar Photovoltaic | 74.5 | FL | St Lucie | 27.2978 | -80.5421 | 2023 | 1
FPL | Pioneer Trail Solar Energy Center | 61767 | 1 |  |  | Solar Photovoltaic | 74.5 | FL | Volusia | 29.08 | -81.1 | 2019 | 1
FPL | Port Charlotte Energy LLC | 59240 | G1 |  |  | Landfill Gas | 1.5 | FL | Charlotte | 26.7908 | -81.9653 | 2011 | 10
FPL | Port Charlotte Energy LLC | 59240 | G2 |  |  | Landfill Gas | 1.5 | FL | Charlotte | 26.7908 | -81.9653 | 2011 | 10
FPL | Port Everglades | 617 | 5A |  |  | Natural Gas Fired Combined Cycle | 296 | FL | Broward | 26.0856 | -80.1253 | 2016 | 4
FPL | Port Everglades | 617 | 5B |  |  | Natural Gas Fired Combined Cycle | 296 | FL | Broward | 26.0856 | -80.1253 | 2016 | 4
FPL | Port Everglades | 617 | 5C |  |  | Natural Gas Fired Combined Cycle | 296 | FL | Broward | 26.0856 | -80.1253 | 2016 | 4
FPL | Port Everglades | 617 | 5ST |  |  | Natural Gas Fired Combined Cycle | 464 | FL | Broward | 26.0856 | -80.1253 | 2016 | 4
FPL | Prairie Creek FL | 65868 | 1 |  |  | Solar Photovoltaic | 74.5 | FL | DeSoto | 27.0742 | -81.6966 | 2024 | 1
FPL | Riviera | 619 | 5A |  |  | Natural Gas Fired Combined Cycle | 265 | FL | Palm Beach | 26.7653 | -80.0525 | 2014 | 4
FPL | Riviera | 619 | 5B |  |  | Natural Gas Fired Combined Cycle | 265 | FL | Palm Beach | 26.7653 | -80.0525 | 2014 | 4
FPL | Riviera | 619 | 5C |  |  | Natural Gas Fired Combined Cycle | 265 | FL | Palm Beach | 26.7653 | -80.0525 | 2014 | 4
FPL | Riviera | 619 | 5ST |  |  | Natural Gas Fired Combined Cycle | 500 | FL | Palm Beach | 26.7653 | -80.0525 | 2014 | 4
FPL | Rodeo Solar Center | 62917 | 1 |  |  | Solar Photovoltaic | 74.5 | FL | DeSoto | 27.3206 | -81.8102 | 2021 | 3
FPL | Sabal Palm Solar Center | 63110 | 1 |  |  | Solar Photovoltaic | 74.5 | FL | Palm Beach | 26.7827 | -80.3526 | 2021 | 4
FPL | Sambucus | 65864 | 1 |  |  | Solar Photovoltaic | 74.5 | FL | Manatee | 27.4484 | -82.0638 | 2024 | 3
FPL | Sanford | 620 | 4 |  |  | Natural Gas Fired Combined Cycle | 436.1 | FL | Volusia | 28.8419 | -81.3256 | 1969 | 7
FPL | Sanford | 620 | 4A |  |  | Natural Gas Fired Combined Cycle | 188.2 | FL | Volusia | 28.8419 | -81.3256 | 2002 | 12
FPL | Sanford | 620 | 4B |  |  | Natural Gas Fired Combined Cycle | 188.2 | FL | Volusia | 28.8419 | -81.3256 | 2002 | 12
FPL | Sanford | 620 | 4C |  |  | Natural Gas Fired Combined Cycle | 188.2 | FL | Volusia | 28.8419 | -81.3256 | 2002 | 12
FPL | Sanford | 620 | 4D |  |  | Natural Gas Fired Combined Cycle | 188.2 | FL | Volusia | 28.8419 | -81.3256 | 2003 | 1
FPL | Sanford | 620 | 5 |  |  | Natural Gas Fired Combined Cycle | 436.1 | FL | Volusia | 28.8419 | -81.3256 | 1974 | 5
FPL | Sanford | 620 | 5A |  |  | Natural Gas Fired Combined Cycle | 188.2 | FL | Volusia | 28.8419 | -81.3256 | 2002 | 5
FPL | Sanford | 620 | 5B |  |  | Natural Gas Fired Combined Cycle | 188.2 | FL | Volusia | 28.8419 | -81.3256 | 2002 | 5
FPL | Sanford | 620 | 5C |  |  | Natural Gas Fired Combined Cycle | 188.2 | FL | Volusia | 28.8419 | -81.3256 | 2002 | 5
FPL | Sanford | 620 | 5D |  |  | Natural Gas Fired Combined Cycle | 188.2 | FL | Volusia | 28.8419 | -81.3256 | 2002 | 5
FPL | Santa Rosa Energy Center | 55242 | CT01 |  |  | Natural Gas Fired Combined Cycle | 200 | FL | Santa Rosa | 30.5664 | -87.115 | 2003 | 6
FPL | Santa Rosa Energy Center | 55242 | ST01 |  |  | Natural Gas Fired Combined Cycle | 74.5 | FL | Santa Rosa | 30.5664 | -87.115 | 2003 | 6
FPL | Sarasota County LFGTE Facility | 59686 | LESF1 |  |  | Landfill Gas | 1.6 | FL | Sarasota | 27.203 | -82.387 | 2015 | 2
FPL | Sarasota County LFGTE Facility | 59686 | LESF2 |  |  | Landfill Gas | 1.6 | FL | Sarasota | 27.203 | -82.387 | 2015 | 2
FPL | Sarasota County LFGTE Facility | 59686 | LESF3 |  |  | Landfill Gas | 1.6 | FL | Sarasota | 27.203 | -82.387 | 2015 | 2
FPL | Sarasota County LFGTE Facility | 59686 | LESF4 |  |  | Landfill Gas | 1.6 | FL | Sarasota | 27.203 | -82.387 | 2019 | 11
FPL | Sawgrass Solar Energy Center | 65037 | 1 |  |  | Solar Photovoltaic | 74.5 | FL | Hendry | 26.3814 | -81.0537 | 2022 | 1
FPL | Seminole Energy | 61780 | ENG1 |  |  | Landfill Gas | 1.6 | FL | Seminole | 28.7902 | -81.089 | 2007 | 11
FPL | Seminole Energy | 61780 | ENG2 |  |  | Landfill Gas | 1.6 | FL | Seminole | 28.7902 | -81.089 | 2007 | 11
FPL | Seminole Energy | 61780 | ENG3 |  |  | Landfill Gas | 1.6 | FL | Seminole | 28.7902 | -81.089 | 2007 | 11
FPL | Silver Palm | 65878 | 1 |  |  | Solar Photovoltaic | 74.5 | FL | Palm Beach | 26.7877 | -80.3519 | 2024 | 1
FPL | South District Wastewater Treatment Plt | 54624 | 1A |  |  | Natural Gas Internal Combustion Engine | 2 | FL | Miami Dade | 25.5498 | -80.3363 | 2014 | 3
FPL | South District Wastewater Treatment Plt | 54624 | 2A |  |  | Natural Gas Internal Combustion Engine | 2 | FL | Miami Dade | 25.5498 | -80.3363 | 2014 | 3
FPL | South District Wastewater Treatment Plt | 54624 | 3A |  |  | Natural Gas Internal Combustion Engine | 2 | FL | Miami Dade | 25.5498 | -80.3363 | 2014 | 11
FPL | South District Wastewater Treatment Plt | 54624 | 4A |  |  | Natural Gas Internal Combustion Engine | 2 | FL | Miami Dade | 25.5498 | -80.3363 | 2014 | 11
FPL | Southfork Solar | 62493 | 1 |  |  | Solar Photovoltaic | 74.5 | FL | Manatee | 27.5732 | -82.1914 | 2020 | 4
FPL | Space Coast Next Gen Solar Energy | 56930 | 1 |  |  | Solar Photovoltaic | 10 | FL | Brevard | 28.4586 | -80.6811 | 2010 | 4
FPL | Sparkleberry | 65867 | 1 |  |  | Solar Photovoltaic | 74.5 | FL | Escambia | 30.7631 | -87.4332 | 2024 | 3
FPL | St Lucie | 6045 | 1 |  |  | Nuclear | 1080 | FL | St Lucie | 27.3486 | -80.2464 | 1976 | 5
FPL | St Lucie | 6045 | 2 |  |  | Nuclear | 1080 | FL | St Lucie | 27.3486 | -80.2464 | 1983 | 6
FPL | Standby Generation Plant | 50310 | 1 |  |  | Natural Gas Internal Combustion Engine | 1.1 | FL | Escambia | 30.4736 | -87.2361 | 1988 | 4
FPL | Standby Generation Plant | 50310 | 1SB |  |  | Natural Gas Internal Combustion Engine | 1.3 | FL | Escambia | 30.4736 | -87.2361 | 2006 | 1
FPL | Standby Generation Plant | 50310 | 2 |  |  | Natural Gas Internal Combustion Engine | 1.1 | FL | Escambia | 30.4736 | -87.2361 | 1988 | 4
FPL | Standby Generation Plant | 50310 | 2SB |  |  | Natural Gas Internal Combustion Engine | 1.3 | FL | Escambia | 30.4736 | -87.2361 | 2006 | 1
FPL | Standby Generation Plant | 50310 | 3 |  |  | Natural Gas Internal Combustion Engine | 1.1 | FL | Escambia | 30.4736 | -87.2361 | 1988 | 10
FPL | Standby Generation Plant | 50310 | 3SB |  |  | Natural Gas Internal Combustion Engine | 1.3 | FL | Escambia | 30.4736 | -87.2361 | 2006 | 1
FPL | Standby Generation Plant | 50310 | 4SB |  |  | Natural Gas Internal Combustion Engine | 1.3 | FL | Escambia | 30.4736 | -87.2361 | 2006 | 1
FPL | Standby Generation Plant | 50310 | 5SB |  |  | Natural Gas Internal Combustion Engine | 1.3 | FL | Escambia | 30.4736 | -87.2361 | 2006 | 1
FPL | Standby Generation Plant | 50310 | 6SB |  |  | Natural Gas Internal Combustion Engine | 1.3 | FL | Escambia | 30.4736 | -87.2361 | 2006 | 1
FPL | Standby Generation Plant | 50310 | 7SB |  |  | Natural Gas Internal Combustion Engine | 1.3 | FL | Escambia | 30.4736 | -87.2361 | 2006 | 1
FPL | Standby Generation Plant | 50310 | 8SB |  |  | Natural Gas Internal Combustion Engine | 1.3 | FL | Escambia | 30.4736 | -87.2361 | 2006 | 1
FPL | Stock Island | 6584 | EP2 |  |  | Petroleum Liquids | 2.5 | FL | Monroe | 24.5633 | -81.7342 | 2012 | 6
FPL | Stock Island | 6584 | GT1 |  |  | Petroleum Liquids | 23.4 | FL | Monroe | 24.5633 | -81.7342 | 1978 | 11
FPL | Stock Island | 6584 | GT2 |  |  | Petroleum Liquids | 19.7 | FL | Monroe | 24.5633 | -81.7342 | 1999 | 9
FPL | Stock Island | 6584 | GT3 |  |  | Petroleum Liquids | 19.7 | FL | Monroe | 24.5633 | -81.7342 | 1999 | 9
FPL | Stock Island | 6584 | GT4 |  |  | Petroleum Liquids | 42 | FL | Monroe | 24.5633 | -81.7342 | 2006 | 6
FPL | Stock Island | 6584 | MSD1 |  |  | Petroleum Liquids | 9.6 | FL | Monroe | 24.5633 | -81.7342 | 1991 | 6
FPL | Stock Island | 6584 | MSD2 |  |  | Petroleum Liquids | 9.6 | FL | Monroe | 24.5633 | -81.7342 | 1991 | 6
FPL | Sundew | 65039 | 1 |  |  | Solar Photovoltaic | 74.5 | FL | St Lucie | 27.2641 | -80.5469 | 2022 | 1
FPL | Sunshine Gateway Solar Energy Center | 61763 | 1 |  |  | Solar Photovoltaic | 74.5 | FL | Columbia | 30.29 | -82.75 | 2019 | 1
FPL | Sunshine Gateway Solar Energy Center | 61763 | 2 |  |  | Batteries | 30 | FL | Columbia | 30.29 | -82.75 | 2021 | 12
FPL | Sweetbay Solar Center | 62394 | 1 |  |  | Solar Photovoltaic | 74.5 | FL | Martin | 27.0601 | -80.4745 | 2020 | 1
FPL | Terrill Creek | 65882 | 1 |  |  | Solar Photovoltaic | 74.5 | FL | Clay | 29.8814 | -81.7626 | 2024 | 1
FPL | Three Creeks | 65863 | 1 |  |  | Solar Photovoltaic | 74.5 | FL | Manatee | 27.5793 | -82.2606 | 2024 | 3
FPL | Trailside Solar Center | 62916 | 1 |  |  | Solar Photovoltaic | 74.5 | FL | St Johns | 29.775 | -81.4279 | 2020 | 12
FPL | Tropicana Products Bradenton | 50971 | GEN1 |  |  | Natural Gas Fired Combustion Turbine | 46.8 | FL | Manatee | 27.4834 | -82.5483 | 1990 | 2
FPL | Turkey Point | 621 | 3 |  |  | Nuclear | 877.2 | FL | Miami Dade | 25.4356 | -80.3308 | 1972 | 12
FPL | Turkey Point | 621 | 4 |  |  | Nuclear | 760 | FL | Miami Dade | 25.4356 | -80.3308 | 1973 | 9
FPL | Turkey Point | 621 | 5CA |  |  | Natural Gas Fired Combined Cycle | 472 | FL | Miami Dade | 25.4356 | -80.3308 | 2007 | 5
FPL | Turkey Point | 621 | 5CTA |  |  | Natural Gas Fired Combined Cycle | 188 | FL | Miami Dade | 25.4356 | -80.3308 | 2007 | 5
FPL | Turkey Point | 621 | 5CTB |  |  | Natural Gas Fired Combined Cycle | 188 | FL | Miami Dade | 25.4356 | -80.3308 | 2007 | 5
FPL | Turkey Point | 621 | 5CTC |  |  | Natural Gas Fired Combined Cycle | 188 | FL | Miami Dade | 25.4356 | -80.3308 | 2007 | 5
FPL | Turkey Point | 621 | 5CTD |  |  | Natural Gas Fired Combined Cycle | 188 | FL | Miami Dade | 25.4356 | -80.3308 | 2007 | 5
FPL | Turnpike | 65873 | 1 |  |  | Solar Photovoltaic | 74.5 | FL | Indian River | 27.567 | -80.645 | 2024 | 1
FPL | Twin Lakes | 62633 | 1 |  |  | Solar Photovoltaic | 74.5 | FL | Putnam | 29.6122 | -81.8445 | 2020 | 1
FPL | Union Springs Solar Center | 62923 | 1 |  |  | Solar Photovoltaic | 74.5 | FL | Union | 29.974 | -82.301 | 2020 | 12
FPL | Waste Management Naples LFGTE Project | 57168 | GEN1 |  |  | Landfill Gas | 0.8 | FL | Collier | 26.1558 | -81.6581 | 2011 | 5
FPL | Waste Management Naples LFGTE Project | 57168 | GEN2 |  |  | Landfill Gas | 0.8 | FL | Collier | 26.1558 | -81.6581 | 2011 | 5
FPL | Waste Management Naples LFGTE Project | 57168 | GEN3 |  |  | Landfill Gas | 0.8 | FL | Collier | 26.1558 | -81.6581 | 2011 | 5
FPL | Waste Management Naples LFGTE Project | 57168 | GEN4 |  |  | Landfill Gas | 0.8 | FL | Collier | 26.1558 | -81.6581 | 2011 | 5
FPL | Waste Management Naples LFGTE Project | 57168 | GEN5 |  |  | Landfill Gas | 0.8 | FL | Collier | 26.1558 | -81.6581 | 2011 | 5
FPL | West County Energy Center | 56407 | 1A |  |  | Natural Gas Fired Combined Cycle | 298 | FL | Palm Beach | 26.6986 | -80.3747 | 2009 | 8
FPL | West County Energy Center | 56407 | 1B |  |  | Natural Gas Fired Combined Cycle | 298 | FL | Palm Beach | 26.6986 | -80.3747 | 2009 | 8
FPL | West County Energy Center | 56407 | 1C |  |  | Natural Gas Fired Combined Cycle | 298 | FL | Palm Beach | 26.6986 | -80.3747 | 2009 | 8
FPL | West County Energy Center | 56407 | 1ST |  |  | Natural Gas Fired Combined Cycle | 527 | FL | Palm Beach | 26.6986 | -80.3747 | 2009 | 8
FPL | West County Energy Center | 56407 | 2A |  |  | Natural Gas Fired Combined Cycle | 298 | FL | Palm Beach | 26.6986 | -80.3747 | 2009 | 11
FPL | West County Energy Center | 56407 | 2B |  |  | Natural Gas Fired Combined Cycle | 298 | FL | Palm Beach | 26.6986 | -80.3747 | 2009 | 11
FPL | West County Energy Center | 56407 | 2C |  |  | Natural Gas Fired Combined Cycle | 298 | FL | Palm Beach | 26.6986 | -80.3747 | 2009 | 11
FPL | West County Energy Center | 56407 | 2ST |  |  | Natural Gas Fired Combined Cycle | 527 | FL | Palm Beach | 26.6986 | -80.3747 | 2009 | 11
FPL | West County Energy Center | 56407 | 3A |  |  | Natural Gas Fired Combined Cycle | 298 | FL | Palm Beach | 26.6986 | -80.3747 | 2011 | 5
FPL | West County Energy Center | 56407 | 3B |  |  | Natural Gas Fired Combined Cycle | 298 | FL | Palm Beach | 26.6986 | -80.3747 | 2011 | 5
FPL | West County Energy Center | 56407 | 3C |  |  | Natural Gas Fired Combined Cycle | 298 | FL | Palm Beach | 26.6986 | -80.3747 | 2011 | 5
FPL | West County Energy Center | 56407 | 3ST |  |  | Natural Gas Fired Combined Cycle | 527 | FL | Palm Beach | 26.6986 | -80.3747 | 2011 | 5
FPL | Wheelabrator South Broward | 50887 | GEN1 |  |  | Municipal Solid Waste | 66 | FL | Broward | 26.0687 | -80.1986 | 1991 | 4
FPL | White Tail | 65869 | 1 |  |  | Solar Photovoltaic | 74.5 | FL | Martin | 27.0779 | -80.3792 | 2024 | 1
FPL | Wild Azalea Solar Energy Center | 65430 | 1 |  |  | Solar Photovoltaic | 74.5 | FL | Gadsden | 30.6758 | -84.7403 | 2023 | 2
FPL | Wild Quail | 65910 | 1 |  |  | Solar Photovoltaic | 74.5 | FL | Walton | 30.898 | -86.2501 | 2024 | 3
FPL | Wildflower Solar Energy Center | 61050 | 1 |  |  | Solar Photovoltaic | 74.5 | FL | Desoto | 27.3162 | -81.7839 | 2018 | 1
FPL | Willow Solar Energy Center | 64301 | WILLO |  |  | Solar Photovoltaic | 74.5 | FL | Manatee | 27.4481 | -82.0807 | 2021 | 5
FPL | Woodyard | 65875 | 1 |  |  | Solar Photovoltaic | 74.5 | FL | Hendry | 26.4093 | -81.0485 | 2024 | 3
FPL | Wynwood Energy Storage | 64546 | 1 |  |  | Batteries | 10 | FL | Miami Dade | 25.799 | -80.1971 | 2019 | 12
GCPD | PEC Headworks | 7113 | 1 |  |  | Conventional Hydroelectric | 6.6 | WA | Grant | 47.1596 | -119.8963 | 1990 | 9
GCPD | Priest Rapids | 3887 | 1 |  |  | Conventional Hydroelectric | 95 | WA | Grant | 46.6451 | -119.908 | 1961 | 7
GCPD | Priest Rapids | 3887 | 10 |  |  | Conventional Hydroelectric | 95 | WA | Grant | 46.6451 | -119.908 | 1959 | 11
GCPD | Priest Rapids | 3887 | 2 |  |  | Conventional Hydroelectric | 95 | WA | Grant | 46.6451 | -119.908 | 1961 | 5
GCPD | Priest Rapids | 3887 | 3 |  |  | Conventional Hydroelectric | 95 | WA | Grant | 46.6451 | -119.908 | 1960 | 9
GCPD | Priest Rapids | 3887 | 4 |  |  | Conventional Hydroelectric | 95 | WA | Grant | 46.6451 | -119.908 | 1960 | 9
GCPD | Priest Rapids | 3887 | 5 |  |  | Conventional Hydroelectric | 95 | WA | Grant | 46.6451 | -119.908 | 1960 | 4
GCPD | Priest Rapids | 3887 | 6 |  |  | Conventional Hydroelectric | 95 | WA | Grant | 46.6451 | -119.908 | 1960 | 2
GCPD | Priest Rapids | 3887 | 7 |  |  | Conventional Hydroelectric | 95 | WA | Grant | 46.6451 | -119.908 | 1960 | 1
GCPD | Priest Rapids | 3887 | 8 |  |  | Conventional Hydroelectric | 95 | WA | Grant | 46.6451 | -119.908 | 1959 | 12
GCPD | Priest Rapids | 3887 | 9 |  |  | Conventional Hydroelectric | 95 | WA | Grant | 46.6451 | -119.908 | 1959 | 10
GCPD | Quincy Chute | 917 | 1 |  |  | Conventional Hydroelectric | 9.4 | WA | Grant | 46.9825 | -119.2578 | 1985 | 10
GCPD | Wanapum | 3888 | 10A |  |  | Conventional Hydroelectric | 122 | WA | Grant | 46.8731 | -119.9703 | 2014 | 6
GCPD | Wanapum | 3888 | 1A |  |  | Conventional Hydroelectric | 122 | WA | Grant | 46.8731 | -119.9703 | 2013 | 10
GCPD | Wanapum | 3888 | 2A |  |  | Conventional Hydroelectric | 122 | WA | Grant | 46.8731 | -119.9703 | 2012 | 12
GCPD | Wanapum | 3888 | 3A |  |  | Conventional Hydroelectric | 122 | WA | Grant | 46.8731 | -119.9703 | 2017 | 8
GCPD | Wanapum | 3888 | 4A |  |  | Conventional Hydroelectric | 122 | WA | Grant | 46.8731 | -119.9703 | 2020 | 9
GCPD | Wanapum | 3888 | 5A |  |  | Conventional Hydroelectric | 122 | WA | Grant | 46.8731 | -119.9703 | 2012 | 2
GCPD | Wanapum | 3888 | 6A |  |  | Conventional Hydroelectric | 122 | WA | Grant | 46.8731 | -119.9703 | 2016 | 7
GCPD | Wanapum | 3888 | 7A |  |  | Conventional Hydroelectric | 122 | WA | Grant | 46.8731 | -119.9703 | 2011 | 4
GCPD | Wanapum | 3888 | 8A |  |  | Conventional Hydroelectric | 122 | WA | Grant | 46.8731 | -119.9703 | 2018 | 11
GCPD | Wanapum | 3888 | 9A |  |  | Conventional Hydroelectric | 122 | WA | Grant | 46.8731 | -119.9703 | 2015 | 6
GRID | Broadview Energy JN, LLC | 60145 | 1 |  |  | Onshore Wind Turbine | 181.7 | NM | Curry | 34.7342 | -103.108 | 2017 | 3
GRID | Broadview Energy KW, LLC | 60152 | 1 |  |  | Onshore Wind Turbine | 142.6 | NM | Curry | 34.727 | -103.1668 | 2017 | 3
GRID | Grady Wind Energy Center, LLC | 60317 | 1 |  |  | Onshore Wind Turbine | 220.5 | NM | Curry | 34.7341 | -103.0922 | 2019 | 8
GRID | Griffith Energy LLC | 55124 | CTG1 |  |  | Natural Gas Fired Combined Cycle | 176.6 | AZ | Mohave | 35.054 | -114.1333 | 2002 | 1
GRID | Griffith Energy LLC | 55124 | CTG2 |  |  | Natural Gas Fired Combined Cycle | 176.6 | AZ | Mohave | 35.054 | -114.1333 | 2002 | 1
GRID | Griffith Energy LLC | 55124 | STG |  |  | Natural Gas Fired Combined Cycle | 301.8 | AZ | Mohave | 35.054 | -114.1333 | 2002 | 1
GRID | Hermiston Generating Plant | 54761 | GEN1 |  |  | Natural Gas Fired Combined Cycle | 106.1 | OR | Umatilla | 45.8042 | -119.37 | 1996 | 6
GRID | Hermiston Generating Plant | 54761 | GEN2 |  |  | Natural Gas Fired Combined Cycle | 204.5 | OR | Umatilla | 45.8042 | -119.37 | 1996 | 6
GRID | Hermiston Power Partnership | 55328 | CTG1 |  |  | Natural Gas Fired Combined Cycle | 212.5 | OR | Umatilla | 45.794 | -119.3133 | 2002 | 8
GRID | Hermiston Power Partnership | 55328 | CTG2 |  |  | Natural Gas Fired Combined Cycle | 212.5 | OR | Umatilla | 45.794 | -119.3133 | 2002 | 8
GRID | Hermiston Power Partnership | 55328 | STG1 |  |  | Natural Gas Fired Combined Cycle | 264.4 | OR | Umatilla | 45.794 | -119.3133 | 2002 | 8
GRID | Mesquite Generating Station Block 2 | 55481 | GT3 |  |  | Natural Gas Fired Combined Cycle | 185.3 | AZ | Maricopa | 33.345 | -112.8642 | 2003 | 12
GRID | Mesquite Generating Station Block 2 | 55481 | GT4 |  |  | Natural Gas Fired Combined Cycle | 185.3 | AZ | Maricopa | 33.345 | -112.8642 | 2003 | 12
GRID | Mesquite Generating Station Block 2 | 55481 | ST2 |  |  | Natural Gas Fired Combined Cycle | 321 | AZ | Maricopa | 33.345 | -112.8642 | 2003 | 12
GRID | Sun Streams, LLC | 60827 | GEN01 |  |  | Solar Photovoltaic | 160 | AZ | Maricopa | 33.3488 | -112.8348 | 2020 | 1
GRID | Transalta Centralia Generation | 3845 | 2 |  |  | Conventional Steam Coal | 729.9 | WA | Lewis | 46.7559 | -122.8598 | 1973 | 7
GVL | Deerhaven Generating Station | 663 | 1 |  |  | Natural Gas Steam Turbine | 75 | FL | Alachua | 29.7592 | -82.3878 | 1972 | 8
GVL | Deerhaven Generating Station | 663 | 2 |  |  | Natural Gas Steam Turbine | 250.7 | FL | Alachua | 29.7592 | -82.3878 | 1981 | 10
GVL | Deerhaven Generating Station | 663 | GT1 |  |  | Natural Gas Fired Combustion Turbine | 24.6 | FL | Alachua | 29.7592 | -82.3878 | 1976 | 7
GVL | Deerhaven Generating Station | 663 | GT2 |  |  | Natural Gas Fired Combustion Turbine | 24.6 | FL | Alachua | 29.7592 | -82.3878 | 1976 | 8
GVL | Deerhaven Generating Station | 663 | GT3 |  |  | Natural Gas Fired Combustion Turbine | 96.1 | FL | Alachua | 29.7592 | -82.3878 | 1996 | 1
GVL | Deerhaven Renewable | 57241 | 1 |  |  | Wood/Wood Waste Biomass | 116.1 | FL | Alachua | 29.7675 | -82.3964 | 2013 | 12
GVL | John R Kelly | 664 | 8.2 |  |  | Natural Gas Fired Combined Cycle | 45.5 | FL | Alachua | 29.6461 | -82.3208 | 2021 | 7
GVL | John R Kelly | 664 | CT04 |  |  | Natural Gas Fired Combined Cycle | 96.1 | FL | Alachua | 29.6461 | -82.3208 | 2001 | 5
GVL | South Energy Center | 56518 | GT1 |  |  | Natural Gas Fired Combustion Turbine | 4.1 | FL | Alachua | 29.6383 | -82.34 | 2009 | 5
GVL | South Energy Center | 56518 | REG1 |  |  | Natural Gas Internal Combustion Engine | 7.4 | FL | Alachua | 29.6383 | -82.34 | 2017 | 7
GWA | NaturEner Glacier Wind Energy 1 | 57049 | NGW1 |  |  | Onshore Wind Turbine | 106.5 | MT | Toole | 48.51 | -112.1097 | 2008 | 10
GWA | NaturEner Glacier Wind Energy 2 | 57050 | NGW2 |  |  | Onshore Wind Turbine | 103.5 | MT | Toole | 48.5333 | -112.1847 | 2009 | 11
HGMA | Harquahala Generating Project | 55372 | CTG1 |  |  | Natural Gas Fired Combined Cycle | 281.7 | AZ | Maricopa | 33.476 | -113.1134 | 2004 | 6
HGMA | Harquahala Generating Project | 55372 | CTG2 |  |  | Natural Gas Fired Combined Cycle | 281.7 | AZ | Maricopa | 33.476 | -113.1134 | 2004 | 9
HGMA | Harquahala Generating Project | 55372 | CTG3 |  |  | Natural Gas Fired Combined Cycle | 281.7 | AZ | Maricopa | 33.476 | -113.1134 | 2004 | 8
HGMA | Harquahala Generating Project | 55372 | STG1 |  |  | Natural Gas Fired Combined Cycle | 144 | AZ | Maricopa | 33.476 | -113.1134 | 2004 | 6
HGMA | Harquahala Generating Project | 55372 | STG2 |  |  | Natural Gas Fired Combined Cycle | 144 | AZ | Maricopa | 33.476 | -113.1134 | 2004 | 9
HGMA | Harquahala Generating Project | 55372 | STG3 |  |  | Natural Gas Fired Combined Cycle | 144 | AZ | Maricopa | 33.476 | -113.1134 | 2004 | 8
HST | G W Ivey | 665 | 13 |  |  | Natural Gas Internal Combustion Engine | 2 | FL | Miami Dade | 25.4756 | -80.47 | 1972 | 11
HST | G W Ivey | 665 | 14 |  |  | Natural Gas Internal Combustion Engine | 2 | FL | Miami Dade | 25.4756 | -80.47 | 1972 | 11
HST | G W Ivey | 665 | 15 |  |  | Natural Gas Internal Combustion Engine | 2 | FL | Miami Dade | 25.4756 | -80.47 | 1972 | 11
HST | G W Ivey | 665 | 16 |  |  | Natural Gas Internal Combustion Engine | 2 | FL | Miami Dade | 25.4756 | -80.47 | 1972 | 11
HST | G W Ivey | 665 | 17 |  |  | Natural Gas Internal Combustion Engine | 2 | FL | Miami Dade | 25.4756 | -80.47 | 1972 | 11
HST | G W Ivey | 665 | 19 |  |  | Natural Gas Internal Combustion Engine | 8.8 | FL | Miami Dade | 25.4756 | -80.47 | 1975 | 2
HST | G W Ivey | 665 | 2 |  |  | Natural Gas Internal Combustion Engine | 2 | FL | Miami Dade | 25.4756 | -80.47 | 1970 | 3
HST | G W Ivey | 665 | 20 |  |  | Natural Gas Internal Combustion Engine | 6.4 | FL | Miami Dade | 25.4756 | -80.47 | 1981 | 5
HST | G W Ivey | 665 | 21 |  |  | Natural Gas Internal Combustion Engine | 6.4 | FL | Miami Dade | 25.4756 | -80.47 | 1981 | 5
HST | G W Ivey | 665 | 3 |  |  | Petroleum Liquids | 2 | FL | Miami Dade | 25.4756 | -80.47 | 1970 | 3
IID | CE Leathers | 10631 | GEN1 |  |  | Geothermal | 45.5 | CA | Imperial | 33.1779 | -115.565 | 1989 | 11
IID | CE Turbo LLC | 55984 | TG21 |  |  | Geothermal | 11.5 | CA | Imperial | 33.1669 | -115.5114 | 2000 | 7
IID | Calipatria Solar Farm | 59088 | GEN 1 |  |  | Solar Photovoltaic | 20 | CA | Imperial | 33.1658 | -115.5322 | 2016 | 2
IID | Calipatria State Prison | 64521 | CALSP |  |  | Solar Photovoltaic | 6 | CA | Imperial | 33.1631 | -115.4848 | 2019 | 12
IID | Centinela State Prison | 64519 | CENSP |  |  | Solar Photovoltaic | 6 | CA | Imperial | 32.8258 | -115.7829 | 2019 | 12
IID | Citizens Imperial Solar | 62052 | CIS1 |  |  | Solar Photovoltaic | 30 | CA | Imperial | 33.1917 | -115.4338 | 2019 | 8
IID | Coachella | 6060 | 1 |  |  | Natural Gas Fired Combustion Turbine | 23.1 | CA | Riverside | 33.6758 | -116.1714 | 1973 | 6
IID | Coachella | 6060 | 2 |  |  | Natural Gas Fired Combustion Turbine | 23.1 | CA | Riverside | 33.6758 | -116.1714 | 1973 | 6
IID | Coachella | 6060 | 3 |  |  | Natural Gas Fired Combustion Turbine | 23.1 | CA | Riverside | 33.6758 | -116.1714 | 1974 | 4
IID | Coachella | 6060 | 4 |  |  | Natural Gas Fired Combustion Turbine | 23.1 | CA | Riverside | 33.6758 | -116.1714 | 1976 | 5
IID | Colgreen North Shore Solar Farm | 60825 | CNS1 |  |  | Solar Photovoltaic | 74.8 | CA | Riverside | 33.5401 | -115.9748 | 2018 | 12
IID | Community Solar 1 | 58545 | 1 |  |  | Solar Photovoltaic | 5.7 | CA | Imperial | 32.9828 | -115.4819 | 2014 | 6
IID | Crown Cooling Facility | 58527 | 1 |  |  | Solar Photovoltaic | 1 | CA | Imperial | 32.9672 | -115.5325 | 2011 | 12
IID | Del Ranch Company | 10632 | GEN1 |  |  | Geothermal | 45.5 | CA | Imperial | 33.1646 | -115.616 | 1988 | 10
IID | Desert View Power | 10300 | GEN1 |  |  | Wood/Wood Waste Biomass | 55.5 | CA | Riverside | 33.586 | -116.0873 | 1991 | 11
IID | Drop 1 | 585 | 1 |  |  | Conventional Hydroelectric | 1.9 | CA | Imperial | 32.7116 | -114.9427 | 1984 | 11
IID | Drop 1 | 585 | 2 |  |  | Conventional Hydroelectric | 1.9 | CA | Imperial | 32.7116 | -114.9427 | 1984 | 11
IID | Drop 1 | 585 | 3 |  |  | Conventional Hydroelectric | 1.9 | CA | Imperial | 32.7116 | -114.9427 | 1984 | 10
IID | Drop 2 (CA) | 385 | 1 |  |  | Conventional Hydroelectric | 5 | CA | Imperial | 32.7054 | -115.031 | 1953 | 12
IID | Drop 2 (CA) | 385 | 2 |  |  | Conventional Hydroelectric | 5 | CA | Imperial | 32.7054 | -115.031 | 1953 | 12
IID | Drop 3 (CA) | 386 | 1 |  |  | Conventional Hydroelectric | 4.8 | CA | Imperial | 32.7054 | -115.1261 | 1941 | 2
IID | Drop 3 (CA) | 386 | 2 |  |  | Conventional Hydroelectric | 4.4 | CA | Imperial | 32.7054 | -115.1261 | 1966 | 11
IID | Drop 4 | 387 | 1 |  |  | Conventional Hydroelectric | 10 | CA | Imperial | 32.7053 | -115.2191 | 1950 | 8
IID | Drop 4 | 387 | 2 |  |  | Conventional Hydroelectric | 9.6 | CA | Imperial | 32.7053 | -115.2191 | 1941 | 2
IID | Drop 5 (CA) | 314 | 1 |  |  | Conventional Hydroelectric | 2 | CA | Imperial | 32.6731 | -115.392 | 1982 | 3
IID | Drop 5 (CA) | 314 | 2 |  |  | Conventional Hydroelectric | 2 | CA | Imperial | 32.6731 | -115.392 | 1982 | 3
IID | East Highline | 586 | 1 |  |  | Conventional Hydroelectric | 2.4 | CA | Imperial | 32.6995 | -115.2824 | 1984 | 9
IID | El Centro Hybrid | 389 | 2 |  |  | Natural Gas Fired Combined Cycle | 34.5 | CA | Imperial | 32.8022 | -115.54 | 1952 | 8
IID | El Centro Hybrid | 389 | 2A |  |  | Natural Gas Fired Combined Cycle | 89.9 | CA | Imperial | 32.8022 | -115.54 | 1993 | 6
IID | El Centro Hybrid | 389 | 30 |  |  | Natural Gas Fired Combined Cycle | 65.9 | CA | Imperial | 32.8022 | -115.54 | 2012 | 10
IID | El Centro Hybrid | 389 | 31 |  |  | Natural Gas Fired Combined Cycle | 43.2 | CA | Imperial | 32.8022 | -115.54 | 2012 | 10
IID | El Centro Hybrid | 389 | 32 |  |  | Natural Gas Fired Combined Cycle | 43.2 | CA | Imperial | 32.8022 | -115.54 | 2012 | 10
IID | El Centro Hybrid | 389 | 4 |  |  | Natural Gas Steam Turbine | 81.6 | CA | Imperial | 32.8022 | -115.54 | 1968 | 8
IID | El Centro Hybrid | 389 | BESS |  |  | Batteries | 30 | CA | Imperial | 32.8022 | -115.54 | 2016 | 10
IID | Elmore Company | 10634 | GEN1 |  |  | Geothermal | 45.5 | CA | Imperial | 33.1777 | -115.6033 | 1988 | 11
IID | Geo East Mesa II | 54038 | GEN1 |  |  | Geothermal | 21.6 | CA | Imperial | 32.7757 | -115.2637 | 1989 | 4
IID | Heber Geothermal | 54689 | 3 |  |  | Geothermal | 3.5 | CA | Imperial | 32.7146 | -115.518 | 2006 | 6
IID | Heber Geothermal | 54689 | 4 |  |  | Geothermal | 19 | CA | Imperial | 32.7146 | -115.518 | 2018 | 1
IID | Heber Geothermal | 54689 | OEC1 |  |  | Geothermal | 26.5 | CA | Imperial | 32.7146 | -115.518 | 2023 | 4
IID | Heber Geothermal | 54689 | OEC11 |  |  | Geothermal | 16 | CA | Imperial | 32.7146 | -115.518 | 2023 | 9
IID | Heber Geothermal | 54689 | OEC2 |  |  | Geothermal | 26.5 | CA | Imperial | 32.7146 | -115.518 | 2023 | 4
IID | Heber Solar | 58398 | 1 |  |  | Solar Photovoltaic | 10.9 | CA | Imperial | 32.7125 | -115.5406 | 2014 | 5
IID | IVC Solar | 61692 | IVCS |  |  | Solar Photovoltaic | 3 | CA | Imperial | 32.8319 | -115.5066 | 2016 | 12
IID | Imperial Valley Solar Co (IVSC) 2, LLC | 59657 | IVSC2 |  |  | Solar Photovoltaic | 20 | CA | Imperial | 33.2522 | -115.4975 | 2015 | 6
IID | Imperial Valley Solar Company 1 LLC | 58062 | 0001 |  |  | Solar Photovoltaic | 23 | CA | Imperial | 33.2458 | -115.4967 | 2012 | 6
IID | John L. Featherstone Plant | 57475 | HRP1 |  |  | Geothermal | 55 | CA | Imperial | 33.2046 | -115.5733 | 2012 | 3
IID | Mesquite Lake Energy Park Plant 2 | 50363 | L313 |  |  | Wood/Wood Waste Biomass | 21 | CA | Imperial | 32.9038 | -115.5119 | 1987 | 11
IID | Midway Solar Farm 1 | 60336 | MSF1 |  |  | Solar Photovoltaic | 50 | CA | Imperial | 33.1766 | -115.5728 | 2018 | 1
IID | Midway Solar Farm II | 60237 | MSF2 |  |  | Solar Photovoltaic | 30 | CA | Imperial | 33.1621 | -115.5317 | 2017 | 5
IID | Midway Solar Farm III | 60315 | MSF3 |  |  | Solar Photovoltaic | 20 | CA | Imperial | 33.1548 | -115.5449 | 2018 | 9
IID | Niland Gas Turbine Plant | 56569 | 1 |  |  | Natural Gas Fired Combustion Turbine | 60.5 | CA | Imperial | 33.2388 | -115.5045 | 2008 | 6
IID | Niland Gas Turbine Plant | 56569 | 2 |  |  | Natural Gas Fired Combustion Turbine | 60.5 | CA | Imperial | 33.2388 | -115.5045 | 2008 | 6
IID | North Brawley Geothermal Plant | 56832 | GE1 |  |  | Geothermal | 16 | CA | Imperial | 33.0139 | -115.5439 | 2009 | 10
IID | North Brawley Geothermal Plant | 56832 | GE2 |  |  | Geothermal | 16 | CA | Imperial | 33.0139 | -115.5439 | 2009 | 10
IID | North Brawley Geothermal Plant | 56832 | GE3 |  |  | Geothermal | 16 | CA | Imperial | 33.0139 | -115.5439 | 2009 | 10
IID | North Brawley Geothermal Plant | 56832 | GE4 |  |  | Geothermal | 16 | CA | Imperial | 33.0139 | -115.5439 | 2009 | 10
IID | North Brawley Geothermal Plant | 56832 | GE5 |  |  | Geothermal | 16 | CA | Imperial | 33.0139 | -115.5439 | 2009 | 10
IID | Ormesa I | 50766 | ITLU1 |  |  | Geothermal | 12 | CA | Imperial | 32.8156 | -115.2568 | 2003 | 6
IID | Ormesa I | 50766 | ITLU2 |  |  | Geothermal | 12 | CA | Imperial | 32.8156 | -115.2568 | 2003 | 7
IID | Ormesa II | 54724 | OEC21 |  |  | Geothermal | 12 | CA | Imperial | 32.7881 | -115.2481 | 1989 | 5
IID | Ormesa II | 54724 | OEC22 |  |  | Geothermal | 12 | CA | Imperial | 32.7881 | -115.2481 | 2007 | 4
IID | Ormesa III | 10763 | GBU |  |  | Geothermal | 8 | CA | Imperial | 32.7757 | -115.2637 | 2007 | 4
IID | Ormesa III | 10763 | GEN1 |  |  | Geothermal | 21.6 | CA | Imperial | 32.7757 | -115.2637 | 1989 | 5
IID | Ormesa III | 10763 | OE301 |  |  | Geothermal | 16 | CA | Imperial | 32.7757 | -115.2637 | 2020 | 4
IID | Pilot Knob | 388 | 1 |  |  | Conventional Hydroelectric | 16.5 | CA | Imperial | 32.7366 | -114.7139 | 1957 | 1
IID | Pilot Knob | 388 | 2 |  |  | Conventional Hydroelectric | 16.5 | CA | Imperial | 32.7366 | -114.7139 | 1957 | 1
IID | Rockwood | 7824 | 1 |  |  | Natural Gas Fired Combustion Turbine | 24.9 | CA | Imperial | 32.9553 | -115.5364 | 1979 | 6
IID | Rockwood | 7824 | 2 |  |  | Petroleum Liquids | 24.9 | CA | Imperial | 32.9553 | -115.5364 | 1980 | 4
IID | SEPV Imperial Dixieland East | 60745 | SESI1 |  |  | Solar Photovoltaic | 2 | CA | Imperial | 32.792 | -115.7734 | 2016 | 12
IID | SEPV Imperial Dixieland West | 60744 | SESI2 |  |  | Solar Photovoltaic | 3 | CA | Imperial | 32.7941 | -115.7793 | 2016 | 12
IID | Salton Sea Power Gen Co - Unit 1 | 10878 | EE11 |  |  | Geothermal | 10 | CA | Imperial | 33.158 | -115.6475 | 1982 | 7
IID | Salton Sea Power Gen Co - Unit 2 | 10879 | GEN1 |  |  | Geothermal | 11.5 | CA | Imperial | 33.1589 | -115.6455 | 1990 | 3
IID | Salton Sea Power Gen Co - Unit 2 | 10879 | GEN2 |  |  | Geothermal | 5 | CA | Imperial | 33.1589 | -115.6455 | 1990 | 3
IID | Salton Sea Power Gen Co - Unit 2 | 10879 | GEN3 |  |  | Geothermal | 3.5 | CA | Imperial | 33.1589 | -115.6455 | 1990 | 3
IID | Salton Sea Power Gen Co - Unit 3 | 10759 | GEN1 |  |  | Geothermal | 53.9 | CA | Imperial | 33.1582 | -115.6387 | 1989 | 2
IID | Salton Sea Power Gen Co - Unit 4 | 54996 | 4100 |  |  | Geothermal | 47.5 | CA | Imperial | 33.157 | -115.6386 | 1996 | 5
IID | Salton Sea Power LLC - Unit 5 | 55983 | TG51 |  |  | Geothermal | 58.3 | CA | Imperial | 33.1533 | -115.6384 | 2000 | 4
IID | Second Imperial Geothermal | 54111 | GE13 |  |  | Geothermal | 16 | CA | Imperial | 32.7144 | -115.5356 | 2006 | 1
IID | Second Imperial Geothermal | 54111 | GEN14 |  |  | Geothermal | 16 | CA | Imperial | 32.7144 | -115.5356 | 2008 | 4
IID | Second Imperial Geothermal | 54111 | OEC1 |  |  | Geothermal | 26.5 | CA | Imperial | 32.7144 | -115.5356 | 2022 | 11
IID | Second Imperial Geothermal | 54111 | OEC2 |  |  | Geothermal | 16 | CA | Imperial | 32.7144 | -115.5356 | 2022 | 11
IID | Seville 1 | 59722 | SEV1 |  |  | Solar Photovoltaic | 20 | CA | Imperial | 33.1125 | -116.0139 | 2015 | 12
IID | Seville 2 | 59723 | SEV2 |  |  | Solar Photovoltaic | 30 | CA | Imperial | 33.1101 | -116.0059 | 2015 | 12
IID | Sol Orchard El Centro PV | 58621 | ECPV |  |  | Solar Photovoltaic | 20 | CA | Imperial | 32.8033 | -115.5464 | 2013 | 10
IID | Spreckels Sugar Company | 57916 | 1 |  |  | Natural Gas Steam Turbine | 8.9 | CA | Imperial | 32.9111 | -115.5681 | 1948 | 4
IID | USG 1 | 61682 | USG1 |  |  | Solar Photovoltaic | 1 | CA | Imperial | 32.7928 | -115.8573 | 2014 | 4
IID | USG 2 | 61683 | USG2 |  |  | Solar Photovoltaic | 1 | CA | Imperial | 32.7904 | -115.8632 | 2015 | 12
IID | Valencia 1 Solar CA | 61418 | VAL1 |  |  | Solar Photovoltaic | 3 | CA | Imperial | 33.0436 | -115.6278 | 2017 | 9
IID | Valencia 2 | 64267 | 265 |  |  | Solar Photovoltaic | 3 | CA | Imperial | 33.0218 | -115.5264 | 2020 | 12
IID | Valencia 3 | 64441 | 266 |  |  | Solar Photovoltaic | 3 | CA | Imperial | 32.8857 | -115.5376 | 2021 | 4
IID | Vulcan-BN Geothermal Power Company | 50210 | GEN1 |  |  | Geothermal | 30.1 | CA | Imperial | 33.1633 | -115.6167 | 1985 | 12
IID | Vulcan-BN Geothermal Power Company | 50210 | GEN2 |  |  | Geothermal | 9.5 | CA | Imperial | 33.1633 | -115.6167 | 1985 | 12
IID | Wister Solar | 63487 | WSOL |  |  | Solar Photovoltaic | 20 | CA | Imperial | 33.2694 | -115.503 | 2022 | 7
IPCO | American Falls | 809 | 1 |  |  | Conventional Hydroelectric | 30.8 | ID | Power | 42.7778 | -112.8764 | 1978 | 7
IPCO | American Falls | 809 | 2 |  |  | Conventional Hydroelectric | 30.8 | ID | Power | 42.7778 | -112.8764 | 1978 | 6
IPCO | American Falls | 809 | 3 |  |  | Conventional Hydroelectric | 30.8 | ID | Power | 42.7778 | -112.8764 | 1978 | 3
IPCO | American Falls Solar | 60011 | IPAF |  |  | Solar Photovoltaic | 20 | ID | Power | 42.824 | -112.752 | 2017 | 3
IPCO | American Falls Solar II | 60012 | IPAF2 |  |  | Solar Photovoltaic | 20 | ID | Power | 42.824 | -112.752 | 2017 | 3
IPCO | Anderson Ranch | 6395 | 1 |  |  | Conventional Hydroelectric | 20 | ID | Elmore | 43.3571 | -115.4515 | 1950 | 12
IPCO | Anderson Ranch | 6395 | 2 |  |  | Conventional Hydroelectric | 20 | ID | Elmore | 43.3571 | -115.4515 | 1951 | 7
IPCO | Arrowrock Hydroelectric Project | 56997 | 1 |  |  | Conventional Hydroelectric | 7.5 | ID | Elmore | 43.595 | -115.9233 | 2010 | 4
IPCO | Arrowrock Hydroelectric Project | 56997 | 2 |  |  | Conventional Hydroelectric | 7.5 | ID | Elmore | 43.595 | -115.9233 | 2010 | 4
IPCO | Baker City Solar | 61854 | BAKER |  |  | Solar Photovoltaic | 15 | OR | Baker | 44.7024 | -117.7635 | 2020 | 2
IPCO | Bannock County LFG to Energy | 59529 | GEN 2 |  |  | Landfill Gas | 1.6 | ID | Bannock | 42.7878 | -112.3656 | 2019 | 5
IPCO | Bannock County LFG to Energy | 59529 | GEN1 |  |  | Landfill Gas | 1.6 | ID | Bannock | 42.7878 | -112.3656 | 2014 | 5
IPCO | Barber Dam | 10735 | GEN1 |  |  | Conventional Hydroelectric | 4.1 | ID | Ada | 43.561 | -116.1213 | 1990 | 8
IPCO | Bennett Creek Windfarm LLC - Mountain Home | 56637 | 1 |  |  | Onshore Wind Turbine | 21 | ID | Elmore | 43.0536 | -115.4803 | 2008 | 7
IPCO | Bennett Mountain | 55733 | 1 |  |  | Natural Gas Fired Combustion Turbine | 172.8 | ID | Elmore | 43.1472 | -115.6666 | 2005 | 4
IPCO | Benson Creek Windfarm (Burnt River) | 59491 | BCW |  |  | Onshore Wind Turbine | 10 | OR | Baker | 44.3669 | -117.3439 | 2017 | 3
IPCO | Big Sky Dairy Digester | 57393 | GEN1 |  |  | Other Waste Biomass | 0.8 | ID | Gooding | 42.8656 | -114.7914 | 2009 | 1
IPCO | Big Sky Dairy Digester | 57393 | GEN2 |  |  | Other Waste Biomass | 0.8 | ID | Gooding | 42.8656 | -114.7914 | 2009 | 1
IPCO | Black Canyon | 6396 | 1 |  |  | Conventional Hydroelectric | 5.1 | ID | Gem | 43.9305 | -116.4372 | 1925 | 12
IPCO | Black Canyon | 6396 | 2 |  |  | Conventional Hydroelectric | 5.1 | ID | Gem | 43.9305 | -116.4372 | 1925 | 12
IPCO | Black Mesa BESS | 66326 | 1 |  |  | Batteries | 40 | ID | Elmore | 42.9084 | -115.1813 | 2024 | 9
IPCO | Black Mesa Solar, LLC | 66569 | BMSA |  |  | Solar Photovoltaic | 40 | ID | Elmore | 42.9074 | -115.1815 | 2023 | 6
IPCO | Bliss (ID) | 810 | 1 |  |  | Conventional Hydroelectric | 25 | ID | Gooding | 42.9138 | -115.071 | 1949 | 11
IPCO | Bliss (ID) | 810 | 2 |  |  | Conventional Hydroelectric | 25 | ID | Gooding | 42.9138 | -115.071 | 1950 | 1
IPCO | Bliss (ID) | 810 | 3 |  |  | Conventional Hydroelectric | 25 | ID | Gooding | 42.9138 | -115.071 | 1950 | 3
IPCO | Boise R Diversion | 6397 | 1A |  |  | Conventional Hydroelectric | 1.1 | ID | Ada | 43.5377 | -116.0938 | 2004 | 6
IPCO | Boise R Diversion | 6397 | 2A |  |  | Conventional Hydroelectric | 1.1 | ID | Ada | 43.5377 | -116.0938 | 2004 | 6
IPCO | Boise R Diversion | 6397 | 3A |  |  | Conventional Hydroelectric | 1.1 | ID | Ada | 43.5377 | -116.0938 | 2004 | 6
IPCO | Brownlee | 811 | 1 |  |  | Conventional Hydroelectric | 112.5 | ID | Washington | 44.8367 | -116.8975 | 1959 | 1
IPCO | Brownlee | 811 | 2 |  |  | Conventional Hydroelectric | 112.5 | ID | Washington | 44.8367 | -116.8975 | 1958 | 12
IPCO | Brownlee | 811 | 3 |  |  | Conventional Hydroelectric | 112.5 | ID | Washington | 44.8367 | -116.8975 | 1958 | 10
IPCO | Brownlee | 811 | 4 |  |  | Conventional Hydroelectric | 112.5 | ID | Washington | 44.8367 | -116.8975 | 1958 | 8
IPCO | Brownlee | 811 | 5 |  |  | Conventional Hydroelectric | 225 | ID | Washington | 44.8367 | -116.8975 | 1980 | 3
IPCO | Burley Butte Windpark | 56434 | BBWP |  |  | Onshore Wind Turbine | 21.3 | ID | Cassia | 42.4903 | -113.9266 | 2011 | 2
IPCO | Bypass | 50895 | GEN1 |  |  | Conventional Hydroelectric | 3.3 | ID | Jerome | 42.5609 | -114.0575 | 1987 | 3
IPCO | Bypass | 50895 | GEN2 |  |  | Conventional Hydroelectric | 3.3 | ID | Jerome | 42.5609 | -114.0575 | 1987 | 3
IPCO | Bypass | 50895 | GEN3 |  |  | Conventional Hydroelectric | 3.3 | ID | Jerome | 42.5609 | -114.0575 | 1987 | 3
IPCO | C J Strike | 812 | 1 |  |  | Conventional Hydroelectric | 27.6 | ID | Owyhee | 42.9449 | -115.9779 | 1952 | 3
IPCO | C J Strike | 812 | 2 |  |  | Conventional Hydroelectric | 27.6 | ID | Owyhee | 42.9449 | -115.9779 | 1952 | 3
IPCO | C J Strike | 812 | 3 |  |  | Conventional Hydroelectric | 27.6 | ID | Owyhee | 42.9449 | -115.9779 | 1952 | 3
IPCO | Camp Reed | 57125 | CRWP |  |  | Onshore Wind Turbine | 22.5 | ID | Elmore | 42.8119 | -115.0489 | 2010 | 12
IPCO | Cargill B6 Biofactory | 57343 | 1 |  |  | Other Waste Biomass | 1.1 | ID | Gooding | 42.7167 | -114.6167 | 2009 | 12
IPCO | Cargill B6 Biofactory | 57343 | 2 |  |  | Other Waste Biomass | 1.1 | ID | Gooding | 42.7167 | -114.6167 | 2009 | 12
IPCO | Cascade Dam (ID) | 813 | 1 |  |  | Conventional Hydroelectric | 6.2 | ID | Valley | 44.5256 | -116.0483 | 1984 | 5
IPCO | Cascade Dam (ID) | 813 | 2 |  |  | Conventional Hydroelectric | 6.2 | ID | Valley | 44.5256 | -116.0483 | 1983 | 12
IPCO | Cassia Gulch | 56935 | 1 |  |  | Onshore Wind Turbine | 18.9 | ID | Twin Falls | 42.8744 | -115.0172 | 2009 | 3
IPCO | Cassia Wind | 56934 | 1 |  |  | Onshore Wind Turbine | 8.4 | ID | Twin Falls | 42.8444 | -115.0369 | 2009 | 3
IPCO | Clear Lake | 814 | 1 |  |  | Conventional Hydroelectric | 2.5 | ID | Gooding | 42.667 | -114.7801 | 1937 | 12
IPCO | Cold Springs Windfarm | 57431 | 1 |  |  | Onshore Wind Turbine | 23 | ID | Elmore | 43.0281 | -115.4005 | 2012 | 12
IPCO | Desert Meadow Windfarm | 57430 | 1 |  |  | Onshore Wind Turbine | 23 | ID | Elmore | 43.0566 | -115.452 | 2012 | 12
IPCO | Durbin Creek Windfarm (Burnt River) | 59492 | DCW |  |  | Onshore Wind Turbine | 10 | OR | Baker | 44.3531 | -117.3231 | 2017 | 3
IPCO | Elkhorn Valley Wind Farm | 56623 | EH1 |  |  | Onshore Wind Turbine | 100.7 | OR | Union | 45.0852 | -117.8163 | 2007 | 12
IPCO | Elmore BESS | 66327 | 1 |  |  | Batteries | 4 | ID | Elmore | 43.1776 | -115.7167 | 2025 | 3
IPCO | Evander Andrews Power Complex | 7953 | 1 |  |  | Natural Gas Fired Combustion Turbine | 179.1 | ID | Elmore | 43.1792 | -115.7343 | 2008 | 2
IPCO | Evander Andrews Power Complex | 7953 | 2 |  |  | Natural Gas Fired Combustion Turbine | 45.9 | ID | Elmore | 43.1792 | -115.7343 | 2001 | 9
IPCO | Evander Andrews Power Complex | 7953 | 3 |  |  | Natural Gas Fired Combustion Turbine | 45.9 | ID | Elmore | 43.1792 | -115.7343 | 2001 | 9
IPCO | Fargo Drop | 58384 | GEN1 |  |  | Conventional Hydroelectric | 1.1 | ID | Canyon | 43.625 | -116.8997 | 2013 | 4
IPCO | Filer BESS | 66328 | 1 |  |  | Batteries | 2 | ID | Twin Falls | 42.5716 | -114.5951 | 2025 | 3
IPCO | Fossil Gulch | 56308 | 1 |  |  | Onshore Wind Turbine | 10.5 | ID | Gooding | 42.8581 | -114.9494 | 2005 | 2
IPCO | Franklin Battery Storage | 67183 | FRBS |  |  | Batteries | 60 | ID | Twin Falls | 42.193 | -114.6101 | 2025 | 2
IPCO | Franklin Solar Hybrid | 67190 | FRKLN |  |  | Solar Photovoltaic | 100 | ID | Twin Falls | 42.2042 | -114.6099 | 2024 | 5
IPCO | Golden Valley Wind Park LLC | 56435 | GVWP |  |  | Onshore Wind Turbine | 12 | ID | Cassia | 42.4368 | -113.9255 | 2011 | 1
IPCO | Grand View Solar Two | 60068 | GVS2 |  |  | Solar Photovoltaic | 60 | ID | Elmore | 42.9896 | -116.0934 | 2016 | 12
IPCO | Grand View Solar Two | 60068 | GVS5 |  |  | Solar Photovoltaic | 20 | ID | Elmore | 42.9896 | -116.0934 | 2016 | 12
IPCO | Grove Solar Center, LLC | 60330 | GSC1 |  |  | Solar Photovoltaic | 6 | OR | Malheur | 43.9367 | -117.3812 | 2016 | 9
IPCO | Hammett Hill Windfarm | 57428 | 1 |  |  | Onshore Wind Turbine | 23 | ID | Elmore | 43.0061 | -115.4633 | 2012 | 12
IPCO | Hazelton B Hydro | 54558 | U1 |  |  | Conventional Hydroelectric | 3.8 | ID | Jerome | 42.6051 | -114.093 | 1993 | 4
IPCO | Hazelton B Hydro | 54558 | U2 |  |  | Conventional Hydroelectric | 3.8 | ID | Jerome | 42.6051 | -114.093 | 1993 | 4
IPCO | Hells Canyon | 3013 | 1 |  |  | Conventional Hydroelectric | 130.5 | OR | Wallowa | 45.2439 | -116.7008 | 1967 | 12
IPCO | Hells Canyon | 3013 | 2 |  |  | Conventional Hydroelectric | 130.5 | OR | Wallowa | 45.2439 | -116.7008 | 1967 | 12
IPCO | Hells Canyon | 3013 | 3 |  |  | Conventional Hydroelectric | 150.1 | OR | Wallowa | 45.2439 | -116.7008 | 1967 | 10
IPCO | Hemmingway BESS | 66325 | 1 |  |  | Batteries | 80 | ID | Owyhee | 43.3515 | -116.6621 | 2025 | 3
IPCO | Hemmingway BESS | 66325 | HGWP2 |  |  | Batteries | 36 | ID | Owyhee | 43.3515 | -116.6621 | 2025 | 3
IPCO | Hidden Hollow Energy | 57861 | UNT1 |  |  | Landfill Gas | 1.6 | ID | Ada | 43.6972 | -116.2714 | 2007 | 1
IPCO | Hidden Hollow Energy | 57861 | UNT2 |  |  | Landfill Gas | 1.6 | ID | Ada | 43.6972 | -116.2714 | 2007 | 1
IPCO | High Mesa | 58019 | 1 |  |  | Onshore Wind Turbine | 40 | ID | Twin Falls | 42.88 | -115.0367 | 2012 | 12
IPCO | Horseshoe Bend Hydroelectric Co | 54524 | GEN1 |  |  | Conventional Hydroelectric | 4.7 | ID | Boise | 43.9041 | -116.2442 | 1995 | 4
IPCO | Horseshoe Bend Hydroelectric Co | 54524 | GEN2 |  |  | Conventional Hydroelectric | 4.7 | ID | Boise | 43.9041 | -116.2442 | 1995 | 4
IPCO | Hyline Solar Center, LLC | 60331 | HSC1 |  |  | Solar Photovoltaic | 9 | OR | Malheur | 44.1513 | -117.0001 | 2016 | 10
IPCO | ID Solar | 60445 | INV1 |  |  | Solar Photovoltaic | 40 | ID | Ada | 43.444 | -116.333 | 2016 | 8
IPCO | Jackpot Solar, LLC | 65778 | JKPT |  |  | Solar Photovoltaic | 120 | ID | Twin Falls | 42.189 | -114.6218 | 2022 | 12
IPCO | Jett Creek Windfarm (Burnt River) | 59490 | JCW |  |  | Onshore Wind Turbine | 10 | OR | Baker | 44.425 | -117.2739 | 2017 | 3
IPCO | Langley Gulch Power Plant | 57028 | GTG |  |  | Natural Gas Fired Combined Cycle | 187 | ID | Payette | 43.9044 | -116.8197 | 2012 | 6
IPCO | Langley Gulch Power Plant | 57028 | STG |  |  | Natural Gas Fired Combined Cycle | 131.5 | ID | Payette | 43.9044 | -116.8197 | 2012 | 6
IPCO | Lime Wind | 57803 | T1-6 |  |  | Onshore Wind Turbine | 3 | OR | Baker | 44.3969 | -117.2719 | 2011 | 12
IPCO | Low Line Rapids | 10808 | GEN1 |  |  | Conventional Hydroelectric | 2.8 | ID | Twin Falls | 42.4771 | -114.3801 | 1990 | 8
IPCO | Lower Malad | 815 | 1 |  |  | Conventional Hydroelectric | 13.5 | ID | Gooding | 42.8658 | -114.9062 | 1948 | 10
IPCO | Lower Salmon | 816 | 1 |  |  | Conventional Hydroelectric | 15 | ID | Gooding | 42.8416 | -114.9036 | 1949 | 7
IPCO | Lower Salmon | 816 | 2 |  |  | Conventional Hydroelectric | 15 | ID | Gooding | 42.8416 | -114.9036 | 1949 | 9
IPCO | Lower Salmon | 816 | 3 |  |  | Conventional Hydroelectric | 15 | ID | Gooding | 42.8416 | -114.9036 | 1949 | 2
IPCO | Lower Salmon | 816 | 4 |  |  | Conventional Hydroelectric | 15 | ID | Gooding | 42.8416 | -114.9036 | 1949 | 3
IPCO | Lucky Peak Power Plant Project | 10014 | U131 |  |  | Conventional Hydroelectric | 45 | ID | Ada | 43.528 | -116.0583 | 1988 | 10
IPCO | Lucky Peak Power Plant Project | 10014 | U132 |  |  | Conventional Hydroelectric | 45 | ID | Ada | 43.528 | -116.0583 | 1988 | 10
IPCO | Lucky Peak Power Plant Project | 10014 | U133 |  |  | Conventional Hydroelectric | 11.2 | ID | Ada | 43.528 | -116.0583 | 1988 | 10
IPCO | Mainline Windfarm | 57429 | 1 |  |  | Onshore Wind Turbine | 23 | ID | Elmore | 43.0483 | -115.4129 | 2012 | 12
IPCO | Matrix Pleasant Valley | 67211 | MRPV |  |  | Solar Photovoltaic | 200 | ID | Ada | 43.3036 | -115.9893 | 2025 | 3
IPCO | Melba BESS | 66329 | 1 |  |  | Batteries | 2 | ID | Canyon | 43.3723 | -116.5609 | 2025 | 3
IPCO | Michell Butte Power Project | 50360 | GEN1 |  |  | Conventional Hydroelectric | 1 | OR | Malheur | 43.7719 | -117.155 | 1989 | 5
IPCO | Milner Butte LFGE | 63755 | E1 |  |  | Landfill Gas | 1.3 | ID | Cassia | 42.4669 | -114.0046 | 2023 | 6
IPCO | Milner Butte LFGE | 63755 | E2 |  |  | Landfill Gas | 1.3 | ID | Cassia | 42.4669 | -114.0046 | 2018 | 10
IPCO | Milner Butte LFGE | 63755 | E3 |  |  | Landfill Gas | 1.3 | ID | Cassia | 42.4669 | -114.0046 | 2018 | 10
IPCO | Milner Dam Wind Park LLC | 56437 | MDWP |  |  | Onshore Wind Turbine | 19.5 | ID | Cassia | 42.4606 | -114.0173 | 2011 | 2
IPCO | Milner Hydro | 7190 | 1 |  |  | Conventional Hydroelectric | 46.6 | ID | Cassia | 42.5268 | -114.0369 | 1992 | 12
IPCO | Milner Hydro | 7190 | 2 |  |  | Conventional Hydroelectric | 12.1 | ID | Cassia | 42.5268 | -114.0369 | 1992 | 9
IPCO | Milner Hydro | 7190 | 3 |  |  | Conventional Hydroelectric | 0.8 | ID | Cassia | 42.5268 | -114.0369 | 1992 | 9
IPCO | Minidoka | 6398 | 6 |  |  | Conventional Hydroelectric | 2.7 | ID | Minidoka | 42.6699 | -113.4832 | 1927 | 6
IPCO | Minidoka | 6398 | 7 |  |  | Conventional Hydroelectric | 5 | ID | Minidoka | 42.6699 | -113.4832 | 1942 | 5
IPCO | Minidoka | 6398 | 8 |  |  | Conventional Hydroelectric | 10 | ID | Minidoka | 42.6699 | -113.4832 | 1997 | 6
IPCO | Minidoka | 6398 | 9 |  |  | Conventional Hydroelectric | 10 | ID | Minidoka | 42.6699 | -113.4832 | 1997 | 6
IPCO | Mora Drop Hydroelectric Project | 56498 | 1 |  |  | Conventional Hydroelectric | 1.7 | ID | Ada | 43.46 | -116.4725 | 2006 | 6
IPCO | Morgan Solar Center | 61855 | MORGN |  |  | Solar Photovoltaic | 3 | OR | Malheur | 43.9514 | -117.0748 | 2020 | 5
IPCO | Mountain Home | 56636 | 1 |  |  | Onshore Wind Turbine | 21 | ID | Elmore | 43.0272 | -115.4656 | 2008 | 5
IPCO | Mt. Home Solar 1, LLC | 59695 | MHPV1 |  |  | Solar Photovoltaic | 20 | ID | Elmore | 43.129 | -115.752 | 2017 | 3
IPCO | Murphy Flat Solar | 60009 | IPMF |  |  | Solar Photovoltaic | 20 | ID | Owyhee | 43.213 | -116.439 | 2017 | 4
IPCO | Neal Hot Springs Geothermal Project | 58022 | NHS1 |  |  | Geothermal | 11 | OR | Malheur | 44.0231 | -117.4681 | 2012 | 11
IPCO | Neal Hot Springs Geothermal Project | 58022 | NHS2 |  |  | Geothermal | 11 | OR | Malheur | 44.0231 | -117.4681 | 2012 | 11
IPCO | Neal Hot Springs Geothermal Project | 58022 | NHS3 |  |  | Geothermal | 11 | OR | Malheur | 44.0231 | -117.4681 | 2012 | 12
IPCO | Ontario Solar Center | 61860 | ONTRO |  |  | Solar Photovoltaic | 3 | OR | Malheur | 44.1128 | -117.0281 | 2020 | 5
IPCO | Open Range Solar Center, LLC | 60332 | ORSC1 |  |  | Solar Photovoltaic | 10 | OR | Malheur | 43.7968 | -117.0653 | 2016 | 9
IPCO | Orchard Ranch Solar | 60010 | IPOR |  |  | Solar Photovoltaic | 20 | ID | Ada | 43.467 | -116.285 | 2017 | 3
IPCO | Oregon Trail Wind Park | 56439 | OTWP |  |  | Onshore Wind Turbine | 13.5 | ID | Twin Falls | 42.8406 | -114.9897 | 2011 | 1
IPCO | Owyhee Dam Power Project | 50361 | GEN1 |  |  | Conventional Hydroelectric | 5 | OR | Malheur | 43.6416 | -117.2437 | 1985 | 8
IPCO | Oxbow (OR) | 3014 | 1 |  |  | Conventional Hydroelectric | 47.5 | OR | Baker | 44.9716 | -116.835 | 1961 | 7
IPCO | Oxbow (OR) | 3014 | 2 |  |  | Conventional Hydroelectric | 47.5 | OR | Baker | 44.9716 | -116.835 | 1961 | 7
IPCO | Oxbow (OR) | 3014 | 3 |  |  | Conventional Hydroelectric | 47.5 | OR | Baker | 44.9716 | -116.835 | 1961 | 9
IPCO | Oxbow (OR) | 3014 | 4 |  |  | Conventional Hydroelectric | 47.5 | OR | Baker | 44.9716 | -116.835 | 1961 | 11
IPCO | Payne's Ferry | 57124 | PFWP |  |  | Onshore Wind Turbine | 21 | ID | Twin Falls | 42.8253 | -115.0108 | 2010 | 12
IPCO | Pilgrim Stage Wind Park | 56440 | PSWP |  |  | Onshore Wind Turbine | 10.5 | ID | Twin Falls | 42.7975 | -114.9986 | 2011 | 1
IPCO | Prospector Windfarm (Burnt River) | 59493 | PW |  |  | Onshore Wind Turbine | 10 | OR | Baker | 44.4181 | -117.255 | 2017 | 3
IPCO | Raft River Geothermal Power Plant | 56317 | 1 |  |  | Geothermal | 18 | ID | Cassia | 42.0994 | -113.3825 | 2008 | 4
IPCO | Railroad Solar Center, LLC | 60333 | RSC1 |  |  | Solar Photovoltaic | 4.5 | OR | Malheur | 43.998 | -117.1012 | 2016 | 11
IPCO | Rockland Wind Farm | 57766 | RLWF |  |  | Onshore Wind Turbine | 79.2 | ID | Power | 42.6747 | -112.9019 | 2011 | 12
IPCO | Ryegrass Windfarm | 57427 | 1 |  |  | Onshore Wind Turbine | 23 | ID | Elmore | 43.0371 | -115.4397 | 2012 | 12
IPCO | S E Hazelton A | 50896 | GEN1 |  |  | Conventional Hydroelectric | 2.9 | ID | Jerome | 42.5867 | -114.0675 | 1990 | 6
IPCO | S E Hazelton A | 50896 | GEN2 |  |  | Conventional Hydroelectric | 2.9 | ID | Jerome | 42.5867 | -114.0675 | 1990 | 6
IPCO | S E Hazelton A | 50896 | GEN3 |  |  | Conventional Hydroelectric | 2.9 | ID | Jerome | 42.5867 | -114.0675 | 1990 | 6
IPCO | Salmon Diesel | 817 | 1 |  |  | Petroleum Liquids | 2.5 | ID | Lemhi | 45.1834 | -113.8853 | 1967 | 12
IPCO | Salmon Diesel | 817 | 2 |  |  | Petroleum Liquids | 2.5 | ID | Lemhi | 45.1834 | -113.8853 | 1967 | 12
IPCO | Salmon Falls Wind Park | 56441 | SFWP |  |  | Onshore Wind Turbine | 21 | ID | Twin Falls | 42.6819 | -114.9892 | 2011 | 4
IPCO | Sawtooth Wind Project | 57749 | ST |  |  | Onshore Wind Turbine | 22.4 | ID | Elmore | 42.9822 | -115.3933 | 2011 | 10
IPCO | Shoshone Falls | 818 | 3 |  |  | Conventional Hydroelectric | 11.5 | ID | Jerome | 42.5975 | -114.4033 | 1921 | 8
IPCO | Shoshone Falls | 818 | 4 |  |  | Conventional Hydroelectric | 3.2 | ID | Jerome | 42.5975 | -114.4033 | 2020 | 9
IPCO | Simcoe Solar | 60748 | IDSS |  |  | Solar Photovoltaic | 20 | ID | Elmore | 43.2884 | -115.9554 | 2017 | 3
IPCO | Simplot Leasing Don Plant | 50274 | GEN1 |  |  | All Other | 15.9 | ID | Bannock | 42.9084 | -112.5294 | 1986 | 2
IPCO | Swan Falls | 819 | 1 |  |  | Conventional Hydroelectric | 13.6 | ID | Ada | 43.2435 | -116.3791 | 1994 | 3
IPCO | Swan Falls | 819 | 2 |  |  | Conventional Hydroelectric | 13.6 | ID | Ada | 43.2435 | -116.3791 | 1994 | 5
IPCO | Tamarack Energy | 50099 | GEN1 |  |  | Wood/Wood Waste Biomass | 6.2 | ID | Adams | 44.9549 | -116.3871 | 1983 | 6
IPCO | Thousand Springs | 820 | 3 |  |  | Conventional Hydroelectric | 6.8 | ID | Gooding | 42.7405 | -114.8367 | 1920 | 5
IPCO | Thousand Springs Wind Park | 56442 | TSWP |  |  | Onshore Wind Turbine | 12 | ID | Twin Falls | 42.8703 | -114.9678 | 2011 | 1
IPCO | Thunderegg Solar Center, LLC | 60334 | TSC1 |  |  | Solar Photovoltaic | 10 | OR | Malheur | 43.931 | -116.9876 | 2016 | 11
IPCO | Tuana Gulch Wind Park | 56443 | TGWP |  |  | Onshore Wind Turbine | 10.5 | ID | Twin Falls | 42.8369 | -114.9693 | 2011 | 1
IPCO | Tuana Springs | 57136 | 1 |  |  | Onshore Wind Turbine | 16.8 | ID | Twin Falls | 42.8925 | -115.0164 | 2010 | 5
IPCO | Tunnel 1 Power Project | 50362 | GEN1 |  |  | Conventional Hydroelectric | 8.5 | OR | Malheur | 43.642 | -117.2327 | 1993 | 6
IPCO | Twin Falls (ID) | 821 | 1 |  |  | Conventional Hydroelectric | 8.4 | ID | Twin Falls | 42.5892 | -114.3553 | 1935 | 3
IPCO | Twin Falls (ID) | 821 | 2 |  |  | Conventional Hydroelectric | 44.3 | ID | Twin Falls | 42.5892 | -114.3553 | 1995 | 7
IPCO | Two Ponds Windfarm | 57444 | 1 |  |  | Onshore Wind Turbine | 23 | ID | Elmore | 43.0338 | -115.4826 | 2012 | 12
IPCO | Upper Malad | 823 | 1 |  |  | Conventional Hydroelectric | 8.3 | ID | Gooding | 42.8643 | -114.8855 | 1948 | 6
IPCO | Upper Salmon A | 822 | 1 |  |  | Conventional Hydroelectric | 9 | ID | Twin Falls | 42.7674 | -114.9247 | 1937 | 9
IPCO | Upper Salmon A | 822 | 2 |  |  | Conventional Hydroelectric | 9 | ID | Twin Falls | 42.7674 | -114.9247 | 1937 | 9
IPCO | Upper Salmon B | 7079 | 1 |  |  | Conventional Hydroelectric | 8.2 | ID | Twin Falls | 42.7664 | -114.9082 | 1947 | 9
IPCO | Upper Salmon B | 7079 | 2 |  |  | Conventional Hydroelectric | 8.3 | ID | Twin Falls | 42.7664 | -114.9082 | 1947 | 9
IPCO | Vale Air Solar Center, LLC | 60335 | VASC1 |  |  | Solar Photovoltaic | 10 | OR | Malheur | 43.965 | -117.2581 | 2016 | 11
IPCO | Vale Solar Center | 61856 | VALE |  |  | Solar Photovoltaic | 3 | OR | Malheur | 44.1579 | -117.4443 | 2020 | 8
IPCO | Weiser BESS | 66330 | 1 |  |  | Batteries | 3 | ID | Washington | 44.2475 | -116.9853 | 2025 | 3
IPCO | West Point RNG | 67436 | WPRG |  |  | Other Waste Biomass | 1.6 | ID | Gooding | 42.75 | -114.646 | 2024 | 8
IPCO | Willow Spring Windfarm (Burnt River) | 59494 | WSW |  |  | Onshore Wind Turbine | 10 | OR | Baker | 44.3819 | -117.2731 | 2017 | 3
IPCO | Wilson Lake Hydroelectric Project | 54306 | 1 |  |  | Conventional Hydroelectric | 4.2 | ID | Jerome | 42.6289 | -114.1747 | 1993 | 5
IPCO | Wilson Lake Hydroelectric Project | 54306 | 2 |  |  | Conventional Hydroelectric | 4.2 | ID | Jerome | 42.6289 | -114.1747 | 1993 | 5
IPCO | Yahoo Creek | 57126 | YCWP |  |  | Onshore Wind Turbine | 21 | ID | Twin Falls | 42.7708 | -114.9886 | 2010 | 12
ISNE | A L Pierce | 6635 | 4 |  |  | Natural Gas Fired Combustion Turbine | 84 | CT | New Haven | 41.4482 | -72.8349 | 2007 | 10
ISNE | AGILITAS AUBURN CSF_GEN |  |  |  |  | Batteries | [7 empty] | 4.875 | MA | Worcester
ISNE | AGILITAS ROCHESTER CSF_GEN |  |  |  |  | Batteries | [7 empty] | 4.975 | MA | Plymouth
ISNE | AMERESCO SPRINGBOOK RD SOLAR |  |  |  |  | Solar Photovoltaic | [7 empty] | 6.474 | RI | Washington
ISNE | ANP Bellingham Energy Project | 55211 | U1 |  |  | Natural Gas Fired Combined Cycle | 289 | MA | Norfolk | 42.1106 | -71.4535 | 2002 | 11
ISNE | ANP Bellingham Energy Project | 55211 | U2 |  |  | Natural Gas Fired Combined Cycle | 289 | MA | Norfolk | 42.1106 | -71.4535 | 2002 | 12
ISNE | ANP Blackstone Energy Project | 55212 | U1 |  |  | Natural Gas Fired Combined Cycle | 289 | MA | Worcester | 42.0599 | -71.5158 | 2001 | 6
ISNE | ANP Blackstone Energy Project | 55212 | U2 |  |  | Natural Gas Fired Combined Cycle | 289 | MA | Worcester | 42.0599 | -71.5158 | 2001 | 7
ISNE | Algonquin Windsor Locks | 10567 | GTG |  |  | Natural Gas Fired Combined Cycle | 40 | CT | Hartford | 41.9227 | -72.6255 | 1990 | 1
ISNE | Algonquin Windsor Locks | 10567 | GTG2 |  |  | Natural Gas Fired Combined Cycle | 15 | CT | Hartford | 41.9227 | -72.6255 | 2012 | 7
ISNE | Algonquin Windsor Locks | 10567 | STG |  |  | Natural Gas Fired Combined Cycle | 16 | CT | Hartford | 41.9227 | -72.6255 | 1990 | 1
ISNE | Alton Road Solar | 64723 | 50835 |  |  | Solar Photovoltaic | 13.9 | RI | Washington | 41.4075 | -71.7483 | 2019 | 12
ISNE | Amoskeag | 2354 | 1 |  |  | Conventional Hydroelectric | 6 | NH | Hillsborough | 43.0022 | -71.4721 | 1924 | 8
ISNE | Amoskeag | 2354 | 2 |  |  | Conventional Hydroelectric | 5 | NH | Hillsborough | 43.0022 | -71.4721 | 1922 | 8
ISNE | Amoskeag | 2354 | 3 |  |  | Conventional Hydroelectric | 5 | NH | Hillsborough | 43.0022 | -71.4721 | 1922 | 8
ISNE | Androscoggin Energy Center | 55031 | CT01 |  |  | Natural Gas Fired Combustion Turbine | 54.5 | ME | Franklin | 44.5063 | -70.2423 | 1999 | 10
ISNE | Androscoggin Energy Center | 55031 | CT02 |  |  | Natural Gas Fired Combustion Turbine | 54.5 | ME | Franklin | 44.5063 | -70.2423 | 1999 | 11
ISNE | Androscoggin Energy Center | 55031 | CT03 |  |  | Natural Gas Fired Combustion Turbine | 54.5 | ME | Franklin | 44.5063 | -70.2423 | 2000 | 7
ISNE | Antrim Wind | 59953 | AWND1 |  |  | Onshore Wind Turbine | 28.8 | NH | Hillsborough | 43.0643 | -72.0063 | 2019 | 12
ISNE | Ascutney | 3708 | GT4 |  |  | Petroleum Liquids | 13.2 | VT | Windsor | 43.4011 | -72.4203 | 1961 | 8
ISNE | Athens Energy | 60457 | 1 |  |  | Wood/Wood Waste Biomass | 8.5 | ME | Somerset | 44.9455 | -69.6607 | 2016 | 10
ISNE | Ayers Island | 2355 | 1 |  |  | Conventional Hydroelectric | 2.8 | NH | Grafton | 43.5978 | -71.7177 | 1925 | 8
ISNE | Ayers Island | 2355 | 2 |  |  | Conventional Hydroelectric | 2.8 | NH | Grafton | 43.5978 | -71.7177 | 1925 | 8
ISNE | Ayers Island | 2355 | 3 |  |  | Conventional Hydroelectric | 2.8 | NH | Grafton | 43.5978 | -71.7177 | 1925 | 8
ISNE | Aziscohos Hydroelectric Project | 50999 | GEN1 |  |  | Conventional Hydroelectric | 6.7 | ME | Oxford | 44.9439 | -70.9975 | 1988 | 6
ISNE | BD SOLAR 1 LCC |  |  |  |  | Solar Photovoltaic | [7 empty] | 20 | ME | Piscataquis
ISNE | BD SOLAR 2 (WINSLOW) |  |  |  |  | Solar Photovoltaic | [7 empty] | 6.999 | ME | Kennebec
ISNE | BD SOLAR AUGUSTA |  |  |  |  | Solar Photovoltaic | [7 empty] | 7.2 | ME | Kennebec
ISNE | BD SOLAR HANCOCK |  |  |  |  | Solar Photovoltaic | [7 empty] | 7 | ME | Hancock
ISNE | BD SOLAR HANCOCK NORTH |  |  |  |  | Solar Photovoltaic | [7 empty] | 7 | ME | Hancock
ISNE | BERKSHIRE WIND PHASE 2 |  |  |  |  | Onshore Wind Turbine | [7 empty] | 4.6 | MA | Berkshire
ISNE | BERLIN RENEWABLE CSF_GEN |  |  |  |  | Batteries | [7 empty] | 14 | NH | Coos
ISNE | BINGHAM WIND |  |  |  |  | Onshore Wind Turbine | [7 empty] | 184.8 | ME | Somerset
ISNE | BLANDFORD_GEN |  |  |  |  | Batteries | [7 empty] | 3.9 | MA | Hampden
ISNE | BLOOM ENERGY FUEL CELL |  |  |  |  | Other Natural Gas | [7 empty] | 10 | CT | New London
ISNE | BRAYTON ROAD SOLAR |  |  |  |  | Solar Photovoltaic | [7 empty] | 11.8 | RI | Bristol
ISNE | BRIDGEPORT FUEL CELL |  |  |  |  | Other Natural Gas | [7 empty] | 15.39 | CT | Fairfield
ISNE | BUCKSPORT |  |  |  |  | Petroleum Liquids | [7 empty] | 190.7 | ME | Hancock
ISNE | BURGESS BIOPOWER |  |  |  |  | Wood/Wood Waste Biomass | [7 empty] | 67.5 | NH | Coos
ISNE | BWC Gibbs Brook | 62369 | 62595 |  |  | Solar Photovoltaic | 4 | MA | Plymouth | 41.7749 | -70.6959 | 2018 | 12
ISNE | BWC Harlow Brook | 62371 | 62592 |  |  | Solar Photovoltaic | 1.5 | MA | Plymouth | 41.7829 | -70.6907 | 2018 | 12
ISNE | BWC Pocasset River | 62372 | 62594 |  |  | Solar Photovoltaic | 1.5 | MA | Plymouth | 41.7822 | -70.6877 | 2018 | 12
ISNE | BWC Wareham River | 62370 | 62593 |  |  | Solar Photovoltaic | 1 | MA | Plymouth | 41.7837 | -70.6932 | 2018 | 12
ISNE | Barrett PV | 61342 | MSBW2 |  |  | Solar Photovoltaic | 11.9 | MA | Worcester | 42.1622 | -71.8645 | 2016 | 11
ISNE | Bear Swamp | 8005 | GEN1 |  |  | Hydroelectric Pumped Storage | 333 | MA | Berkshire | 42.6839 | -72.9599 | 1974 | 9
ISNE | Bear Swamp | 8005 | GEN2 |  |  | Hydroelectric Pumped Storage | 333 | MA | Berkshire | 42.6839 | -72.9599 | 1974 | 10
ISNE | Bellingham Cogeneration Facility | 10307 | CT1 |  |  | Natural Gas Fired Combined Cycle | 128.7 | MA | Norfolk | 42.0925 | -71.4833 | 1991 | 9
ISNE | Bellingham Cogeneration Facility | 10307 | CT2 |  |  | Natural Gas Fired Combined Cycle | 128.7 | MA | Norfolk | 42.0925 | -71.4833 | 1991 | 9
ISNE | Bellingham Cogeneration Facility | 10307 | ST1 |  |  | Natural Gas Fired Combined Cycle | 128.7 | MA | Norfolk | 42.0925 | -71.4833 | 1991 | 9
ISNE | Bellows Falls | 3745 | GEN1 |  |  | Conventional Hydroelectric | 13.6 | VT | Windham | 43.1375 | -72.4464 | 1928 | 3
ISNE | Bellows Falls | 3745 | GEN2 |  |  | Conventional Hydroelectric | 13.6 | VT | Windham | 43.1375 | -72.4464 | 1928 | 3
ISNE | Bellows Falls | 3745 | GEN3 |  |  | Conventional Hydroelectric | 13.6 | VT | Windham | 43.1375 | -72.4464 | 1928 | 4
ISNE | Berkshire Power | 55041 | GEN2 |  |  | Natural Gas Fired Combined Cycle | 289 | MA | Hampden | 42.0476 | -72.6478 | 1999 | 9
ISNE | Berkshire Wind Power Project | 57721 | BWP |  |  | Onshore Wind Turbine | 15 | MA | Berkshire | 42.5867 | -73.275 | 2011 | 5
ISNE | Berkshire Wind Power Project | 57721 | HN-8 |  |  | Onshore Wind Turbine | 2.3 | MA | Berkshire | 42.5867 | -73.275 | 2019 | 9
ISNE | Berkshire Wind Power Project | 57721 | HN-9 |  |  | Onshore Wind Turbine | 2.3 | MA | Berkshire | 42.5867 | -73.275 | 2019 | 9
ISNE | Berlin 5 | 3734 | GT1 |  |  | Petroleum Liquids | 41.8 | VT | Washington | 44.251 | -72.6027 | 1972 | 6
ISNE | Berlin Gorham | 54639 | CAS1 |  |  | Conventional Hydroelectric | 2.4 | NH | Coos | 44.3889 | -71.1645 | 1914 | 1
ISNE | Berlin Gorham | 54639 | CAS2 |  |  | Conventional Hydroelectric | 2.4 | NH | Coos | 44.3889 | -71.1645 | 1916 | 1
ISNE | Berlin Gorham | 54639 | CAS3 |  |  | Conventional Hydroelectric | 3.1 | NH | Coos | 44.3889 | -71.1645 | 1918 | 1
ISNE | Berlin Gorham | 54639 | GOR1 |  |  | Conventional Hydroelectric | 1.2 | NH | Coos | 44.3889 | -71.1645 | 1920 | 1
ISNE | Berlin Gorham | 54639 | GOR2 |  |  | Conventional Hydroelectric | 1.2 | NH | Coos | 44.3889 | -71.1645 | 1920 | 1
ISNE | Berlin Gorham | 54639 | GOR3 |  |  | Conventional Hydroelectric | 1.2 | NH | Coos | 44.3889 | -71.1645 | 1920 | 1
ISNE | Berlin Gorham | 54639 | GOR4 |  |  | Conventional Hydroelectric | 1.2 | NH | Coos | 44.3889 | -71.1645 | 1920 | 1
ISNE | Berlin Gorham | 54639 | RS1 |  |  | Conventional Hydroelectric | 3.8 | NH | Coos | 44.3889 | -71.1645 | 1920 | 1
ISNE | Berlin Gorham | 54639 | RS3 |  |  | Conventional Hydroelectric | 4.1 | NH | Coos | 44.3889 | -71.1645 | 1920 | 1
ISNE | Berlin Gorham | 54639 | SH2 |  |  | Conventional Hydroelectric | 0.9 | NH | Coos | 44.3889 | -71.1645 | 1916 | 1
ISNE | Berlin Gorham | 54639 | SHL1 |  |  | Conventional Hydroelectric | 0.9 | NH | Coos | 44.3889 | -71.1645 | 1916 | 1
ISNE | Berlin Gorham | 54639 | SHL3 |  |  | Conventional Hydroelectric | 1.8 | NH | Coos | 44.3889 | -71.1645 | 1929 | 1
ISNE | Berlin Gorham | 54639 | SM1 |  |  | Conventional Hydroelectric | 0.8 | NH | Coos | 44.3889 | -71.1645 | 1980 | 10
ISNE | Berlin Gorham | 54639 | SM2 |  |  | Conventional Hydroelectric | 0.8 | NH | Coos | 44.3889 | -71.1645 | 1980 | 10
ISNE | Berlin Gorham | 54639 | SM3 |  |  | Conventional Hydroelectric | 0.7 | NH | Coos | 44.3889 | -71.1645 | 1980 | 10
ISNE | Berlin Gorham | 54639 | SM4 |  |  | Conventional Hydroelectric | 0.8 | NH | Coos | 44.3889 | -71.1645 | 1980 | 10
ISNE | Berlin Gorham | 54639 | XP1 |  |  | Conventional Hydroelectric | 0.6 | NH | Coos | 44.3889 | -71.1645 | 1921 | 1
ISNE | Berlin Gorham | 54639 | XP2 |  |  | Conventional Hydroelectric | 0.6 | NH | Coos | 44.3889 | -71.1645 | 1921 | 1
ISNE | Berlin Gorham | 54639 | XP3 |  |  | Conventional Hydroelectric | 0.6 | NH | Coos | 44.3889 | -71.1645 | 1921 | 1
ISNE | Berlin Gorham | 54639 | XP4 |  |  | Conventional Hydroelectric | 0.5 | NH | Coos | 44.3889 | -71.1645 | 1921 | 1
ISNE | Berlin Gorham | 54639 | XP5 |  |  | Conventional Hydroelectric | 0.7 | NH | Coos | 44.3889 | -71.1645 | 1924 | 1
ISNE | Block Island Wind Farm | 58035 | BIWF |  |  | Offshore Wind Turbine | 30 | RI | Washington | 41.1147 | -71.5211 | 2016 | 12
ISNE | Bolton Falls | 7056 | 1 |  |  | Conventional Hydroelectric | 4.4 | VT | Washington | 44.3594 | -72.8167 | 1986 | 11
ISNE | Bolton Falls | 7056 | 2 |  |  | Conventional Hydroelectric | 4.4 | VT | Washington | 44.3594 | -72.8167 | 1986 | 11
ISNE | Bonny Eagle | 1482 | 1 |  |  | Conventional Hydroelectric | 1.2 | ME | York | 43.6877 | -70.6116 | 1910 | 1
ISNE | Bonny Eagle | 1482 | 2 |  |  | Conventional Hydroelectric | 1.2 | ME | York | 43.6877 | -70.6116 | 1910 | 1
ISNE | Bonny Eagle | 1482 | 3 |  |  | Conventional Hydroelectric | 1.2 | ME | York | 43.6877 | -70.6116 | 1910 | 1
ISNE | Bonny Eagle | 1482 | 4 |  |  | Conventional Hydroelectric | 1.2 | ME | York | 43.6877 | -70.6116 | 1910 | 1
ISNE | Bonny Eagle | 1482 | 5 |  |  | Conventional Hydroelectric | 1.2 | ME | York | 43.6877 | -70.6116 | 1910 | 1
ISNE | Bonny Eagle | 1482 | 6 |  |  | Conventional Hydroelectric | 1.2 | ME | York | 43.6877 | -70.6116 | 1910 | 1
ISNE | Boott Hydropower | 10556 | GEN1 |  |  | Conventional Hydroelectric | 7.5 | MA | Middlesex | 42.6525 | -71.3224 | 1985 | 10
ISNE | Boott Hydropower | 10556 | GEN2 |  |  | Conventional Hydroelectric | 7.5 | MA | Middlesex | 42.6525 | -71.3224 | 1985 | 10
ISNE | Boott Hydropower | 10556 | GEN3 |  |  | Conventional Hydroelectric | 7.9 | MA | Middlesex | 42.6525 | -71.3224 | 1985 | 10
ISNE | Branford | 540 | UN10 |  |  | Petroleum Liquids | 21.8 | CT | New Haven | 41.2925 | -72.7942 | 1967 | 11
ISNE | Bridgeport Energy Project | 55042 | GEN1 |  |  | Natural Gas Fired Combined Cycle | 170 | CT | Fairfield | 41.1692 | -73.1844 | 1998 | 6
ISNE | Bridgeport Energy Project | 55042 | GEN2 |  |  | Natural Gas Fired Combined Cycle | 170 | CT | Fairfield | 41.1692 | -73.1844 | 1998 | 6
ISNE | Bridgeport Energy Project | 55042 | GEN3 |  |  | Natural Gas Fired Combined Cycle | 180 | CT | Fairfield | 41.1692 | -73.1844 | 1999 | 5
ISNE | Bridgewater Power LP | 10290 | GEN1 |  |  | Wood/Wood Waste Biomass | 20 | NH | Grafton | 43.7155 | -71.6585 | 1987 | 8
ISNE | Brunswick Hydro | 1483 | B1 |  |  | Conventional Hydroelectric | 12.6 | ME | Cumberland | 43.9205 | -69.9678 | 1982 | 3
ISNE | Brunswick Hydro | 1483 | B2 |  |  | Conventional Hydroelectric | 3.5 | ME | Cumberland | 43.9205 | -69.9678 | 1983 | 4
ISNE | Brunswick Hydro | 1483 | B3 |  |  | Conventional Hydroelectric | 3.5 | ME | Cumberland | 43.9205 | -69.9678 | 1983 | 4
ISNE | Bull Hill Wind Project | 57083 | 1 |  |  | Onshore Wind Turbine | 34.5 | ME | Hancock | 44.7231 | -68.2425 | 2012 | 10
ISNE | Bulls Bridge | 541 | 1 |  |  | Conventional Hydroelectric | 1.2 | CT | Litchfield | 41.659 | -73.492 | 1903 | 1
ISNE | Bulls Bridge | 541 | 2 |  |  | Conventional Hydroelectric | 1.2 | CT | Litchfield | 41.659 | -73.492 | 1903 | 1
ISNE | Bulls Bridge | 541 | 3 |  |  | Conventional Hydroelectric | 1.2 | CT | Litchfield | 41.659 | -73.492 | 1903 | 1
ISNE | Bulls Bridge | 541 | 4 |  |  | Conventional Hydroelectric | 1.2 | CT | Litchfield | 41.659 | -73.492 | 1903 | 1
ISNE | Bulls Bridge | 541 | 5 |  |  | Conventional Hydroelectric | 1.2 | CT | Litchfield | 41.659 | -73.492 | 1903 | 1
ISNE | Bulls Bridge | 541 | 6 |  |  | Conventional Hydroelectric | 1.2 | CT | Litchfield | 41.659 | -73.492 | 1903 | 1
ISNE | Burlington GT | 3754 | GT1 |  |  | Petroleum Liquids | 25.5 | VT | Chittenden | 44.4814 | -73.2239 | 1971 | 9
ISNE | CANTON MOUNTAIN WIND |  |  |  |  | Onshore Wind Turbine | [7 empty] | 22.8 | ME | Oxford
ISNE | CASCO BAY ENERGY STORAGE_GEN |  |  |  |  | Batteries | [7 empty] | 16.2 | ME | Cumberland
ISNE | CATALYZE BLACKSTONE SOLAR |  |  |  |  | Solar Photovoltaic | [7 empty] | 4.2 | MA | Worcester
ISNE | CF WATERFORD LLC |  |  |  |  | Solar Photovoltaic | [7 empty] | 16 | CT | New London
ISNE | CHERRY |  |  |  |  | Natural Gas Fired Combustion Engine | [7 empty] | 3.6 | MA | Middlesex
ISNE | CHERRY |  |  |  |  | Petroleum Liquids | [7 empty] | 3.2 | MA | Middlesex
ISNE | CHERRY |  |  |  |  | Petroleum Liquids | [7 empty] | 5.6 | MA | Middlesex
ISNE | COOLIDGE SOLAR |  |  |  |  | Solar Photovoltaic | [7 empty] | 19.9 | VT | Windsor
ISNE | CPV Towantic Energy Center | 56047 | CTG1 |  |  | Natural Gas Fired Combined Cycle | 280.5 | CT | New Haven | 41.4812 | -73.1231 | 2018 | 5
ISNE | CPV Towantic Energy Center | 56047 | CTG2 |  |  | Natural Gas Fired Combined Cycle | 280.5 | CT | New Haven | 41.4812 | -73.1231 | 2018 | 5
ISNE | CPV Towantic Energy Center | 56047 | STG |  |  | Natural Gas Fired Combined Cycle | 280.5 | CT | New Haven | 41.4812 | -73.1231 | 2018 | 5
ISNE | CRANBERRY HIGHWAY_GEN |  |  |  |  | Batteries | [7 empty] | 2 | MA | Plymouth
ISNE | CRANSTON SOLAR |  |  |  |  | Solar Photovoltaic | [7 empty] | 7.75 | RI | Providence
ISNE | CRANSTON SOLAR |  |  |  |  | Solar Photovoltaic | [7 empty] | 8.5 | RI | Providence
ISNE | CVE WING LANE APOLLO_CSF_GEN |  |  |  |  | Batteries | [7 empty] | 1.12 | MA | Bristol
ISNE | Cabot | 1629 | 1 |  |  | Conventional Hydroelectric | 10.3 | MA | Franklin | 42.5875 | -72.5793 | 1915 | 1
ISNE | Cabot | 1629 | 2 |  |  | Conventional Hydroelectric | 10.3 | MA | Franklin | 42.5875 | -72.5793 | 1915 | 1
ISNE | Cabot | 1629 | 3 |  |  | Conventional Hydroelectric | 10.3 | MA | Franklin | 42.5875 | -72.5793 | 1916 | 1
ISNE | Cabot | 1629 | 4 |  |  | Conventional Hydroelectric | 10.3 | MA | Franklin | 42.5875 | -72.5793 | 1916 | 1
ISNE | Cabot | 1629 | 5 |  |  | Conventional Hydroelectric | 10.3 | MA | Franklin | 42.5875 | -72.5793 | 1917 | 1
ISNE | Cabot | 1629 | 6 |  |  | Conventional Hydroelectric | 10.3 | MA | Franklin | 42.5875 | -72.5793 | 1917 | 1
ISNE | Canal | 1599 | 1 |  |  | Petroleum Liquids | 585 | MA | Barnstable | 41.7694 | -70.5097 | 1968 | 6
ISNE | Canal | 1599 | 2 |  |  | Petroleum Liquids | 580 | MA | Barnstable | 41.7694 | -70.5097 | 1976 | 1
ISNE | Canal | 1599 | 3 |  |  | Petroleum Liquids | 330 | MA | Barnstable | 41.7694 | -70.5097 | 2019 | 6
ISNE | Cape Gas Turbine | 1484 | GT4 |  |  | Petroleum Liquids | 17.5 | ME | Cumberland | 43.6436 | -70.2544 | 1970 | 1
ISNE | Cape Gas Turbine | 1484 | GT5 |  |  | Petroleum Liquids | 17.5 | ME | Cumberland | 43.6436 | -70.2544 | 1970 | 1
ISNE | Cataract Hydro | 1486 | 1 |  |  | Conventional Hydroelectric | 6.6 | ME | York | 43.4956 | -70.4472 | 1937 | 1
ISNE | Chace Mill Winooski One | 54355 | GEN1 |  |  | Conventional Hydroelectric | 2.5 | VT | Chittenden | 44.49 | -73.1875 | 1993 | 4
ISNE | Chace Mill Winooski One | 54355 | GEN2 |  |  | Conventional Hydroelectric | 2.5 | VT | Chittenden | 44.49 | -73.1875 | 1993 | 4
ISNE | Chace Mill Winooski One | 54355 | GEN3 |  |  | Conventional Hydroelectric | 2.5 | VT | Chittenden | 44.49 | -73.1875 | 1993 | 4
ISNE | Charles E Monty | 805 | M-1 |  |  | Conventional Hydroelectric | 14.2 | ME | Androscoggin | 44.0995 | -70.2209 | 1990 | 1
ISNE | Charles E Monty | 805 | M2 |  |  | Conventional Hydroelectric | 14.2 | ME | Androscoggin | 44.0995 | -70.2209 | 1990 | 1
ISNE | Clark Falls | 3711 | 1 |  |  | Conventional Hydroelectric | 3 | VT | Chittenden | 44.6356 | -73.12 | 1937 | 2
ISNE | Cleary Flood Hybrid | 1682 | 9A |  |  | Natural Gas Fired Combined Cycle | 23 | MA | Bristol | 41.8653 | -71.1061 | 1976 | 10
ISNE | Cleary Flood Hybrid | 1682 | BS1 |  |  | Batteries | 3 | MA | Bristol | 41.8653 | -71.1061 | 2020 | 3
ISNE | Cleary Flood Hybrid | 1682 | CA9 |  |  | Natural Gas Fired Combined Cycle | 95 | MA | Bristol | 41.8653 | -71.1061 | 1975 | 12
ISNE | Cobble Mountain | 1630 | 1 |  |  | Conventional Hydroelectric | 13 | MA | Hampden | 42.1171 | -72.8647 | 1930 | 1
ISNE | Cobble Mountain | 1630 | 2 |  |  | Conventional Hydroelectric | 7 | MA | Hampden | 42.1171 | -72.8647 | 1930 | 1
ISNE | Cobble Mountain | 1630 | 3 |  |  | Conventional Hydroelectric | 13 | MA | Hampden | 42.1171 | -72.8647 | 1930 | 1
ISNE | Colchester 16 | 3735 | GT1 |  |  | Petroleum Liquids | 18 | VT | Chittenden | 44.4906 | -73.1703 | 1965 | 10
ISNE | Comerford | 2349 | GEN1 |  |  | Conventional Hydroelectric | 22 | NH | Grafton | 44.3251 | -72.001 | 1930 | 9
ISNE | Comerford | 2349 | GEN2 |  |  | Conventional Hydroelectric | 48.6 | NH | Grafton | 44.3251 | -72.001 | 1930 | 9
ISNE | Comerford | 2349 | GEN3 |  |  | Conventional Hydroelectric | 48.6 | NH | Grafton | 44.3251 | -72.001 | 1930 | 9
ISNE | Comerford | 2349 | GEN4 |  |  | Conventional Hydroelectric | 48.6 | NH | Grafton | 44.3251 | -72.001 | 1930 | 9
ISNE | Cos Cob | 542 | UN10 |  |  | Petroleum Liquids | 25 | CT | Fairfield | 41.0289 | -73.5989 | 1969 | 9
ISNE | Cos Cob | 542 | UN11 |  |  | Petroleum Liquids | 25 | CT | Fairfield | 41.0289 | -73.5989 | 1969 | 9
ISNE | Cos Cob | 542 | UN12 |  |  | Petroleum Liquids | 25 | CT | Fairfield | 41.0289 | -73.5989 | 1969 | 10
ISNE | Cos Cob | 542 | UN13 |  |  | Petroleum Liquids | 20 | CT | Fairfield | 41.0289 | -73.5989 | 2008 | 6
ISNE | Cos Cob | 542 | un14 |  |  | Petroleum Liquids | 20 | CT | Fairfield | 41.0289 | -73.5989 | 2008 | 6
ISNE | Covanta Bristol Energy | 50648 | GEN1 |  |  | Municipal Solid Waste | 16.3 | CT | Hartford | 41.6492 | -72.9153 | 1987 | 12
ISNE | Covanta Haverhill | 50661 | GEN1 |  |  | Municipal Solid Waste | 46 | MA | Essex | 42.765 | -71.1242 | 1989 | 5
ISNE | Covanta Southeastern Connecticut Company | 10646 | GEN1 |  |  | Municipal Solid Waste | 18.3 | CT | New London | 41.475 | -72.0688 | 1991 | 12
ISNE | DEERFIELD WIND |  |  |  |  | Onshore Wind Turbine | [7 empty] | 30 | VT | Bennington
ISNE | DERBY PARK FUEL CELL PLANT |  |  |  |  | FUEL CELL | [7 empty] | 13.88 | CT | New Haven
ISNE | DOREEN |  |  |  |  | Petroleum Liquids | [7 empty] | 19.4 | MA | Hampden
ISNE | DRESSER HILL PV 1 |  |  |  |  | Solar Photovoltaic | [7 empty] | 2 | MA | Worcester
ISNE | DRESSER HILL PV 2 |  |  |  |  | Solar Photovoltaic | [7 empty] | 2.5 | MA | Worcester
ISNE | DRESSER HILL PV 3 |  |  |  |  | Solar Photovoltaic | [7 empty] | 2.8 | MA | Worcester
ISNE | DRESSER HILL PV 4 |  |  |  |  | Solar Photovoltaic | [7 empty] | 4.3 | MA | Worcester
ISNE | DWW Solar ll | 62657 | DWWS |  |  | Solar Photovoltaic | 36.9 | CT | Hartford | 41.5416 | -72.475 | 2019 | 12
ISNE | Dartmouth Power Associates LP | 52026 | GEN1 |  |  | Natural Gas Fired Combined Cycle | 41.9 | MA | Bristol | 41.6731 | -70.9994 | 1992 | 3
ISNE | Dartmouth Power Associates LP | 52026 | GEN2 |  |  | Natural Gas Fired Combined Cycle | 32.2 | MA | Bristol | 41.6731 | -70.9994 | 1992 | 3
ISNE | Dartmouth Power Associates LP | 52026 | GEN3 |  |  | Natural Gas Fired Combustion Turbine | 23.3 | MA | Bristol | 41.6731 | -70.9994 | 2009 | 9
ISNE | Deerfield 2 | 6047 | GEN1 |  |  | Conventional Hydroelectric | 1.6 | MA | Franklin | 42.5731 | -72.7073 | 1913 | 8
ISNE | Deerfield 2 | 6047 | GEN2 |  |  | Conventional Hydroelectric | 1.6 | MA | Franklin | 42.5731 | -72.7073 | 1913 | 8
ISNE | Deerfield 2 | 6047 | GEN3 |  |  | Conventional Hydroelectric | 1.6 | MA | Franklin | 42.5731 | -72.7073 | 1913 | 8
ISNE | Deerfield 3 | 6083 | GEN1 |  |  | Conventional Hydroelectric | 1.6 | MA | Franklin | 42.5995 | -72.7335 | 1912 | 8
ISNE | Deerfield 3 | 6083 | GEN2 |  |  | Conventional Hydroelectric | 1.6 | MA | Franklin | 42.5995 | -72.7335 | 1912 | 8
ISNE | Deerfield 3 | 6083 | GEN3 |  |  | Conventional Hydroelectric | 1.6 | MA | Franklin | 42.5995 | -72.7335 | 1912 | 8
ISNE | Deerfield 4 | 6119 | GEN1 |  |  | Conventional Hydroelectric | 1.6 | MA | Franklin | 42.6198 | -72.7376 | 1912 | 8
ISNE | Deerfield 4 | 6119 | GEN2 |  |  | Conventional Hydroelectric | 1.6 | MA | Franklin | 42.6198 | -72.7376 | 1912 | 8
ISNE | Deerfield 4 | 6119 | GEN3 |  |  | Conventional Hydroelectric | 1.6 | MA | Franklin | 42.6198 | -72.7376 | 1912 | 8
ISNE | Deerfield 5 | 1620 | GEN1 |  |  | Conventional Hydroelectric | 17.5 | MA | Berkshire | 42.6912 | -72.9561 | 1974 | 10
ISNE | Derby Hydro | 10063 | GEN1 |  |  | Conventional Hydroelectric | 4 | CT | Fairfield | 41.3243 | -73.1021 | 1989 | 1
ISNE | Derby Hydro | 10063 | GEN2 |  |  | Conventional Hydroelectric | 4 | CT | Fairfield | 41.3243 | -73.1021 | 1989 | 1
ISNE | Derby Hydro | 10063 | GEN3 |  |  | Conventional Hydroelectric | 0.3 | CT | Fairfield | 41.3243 | -73.1021 | 1989 | 1
ISNE | Derby Hydro | 10063 | GEN4 |  |  | Conventional Hydroelectric | 0.3 | CT | Fairfield | 41.3243 | -73.1021 | 1989 | 1
ISNE | Devon Station | 544 | 10 |  |  | Petroleum Liquids | 18.6 | CT | New Haven | 41.2098 | -73.109 | 1985 | 1
ISNE | Devon Station | 544 | 11 |  |  | Petroleum Liquids | 51 | CT | New Haven | 41.2098 | -73.109 | 1996 | 7
ISNE | Devon Station | 544 | 12 |  |  | Petroleum Liquids | 51 | CT | New Haven | 41.2098 | -73.109 | 1996 | 7
ISNE | Devon Station | 544 | 13 |  |  | Petroleum Liquids | 51 | CT | New Haven | 41.2098 | -73.109 | 1996 | 7
ISNE | Devon Station | 544 | 14 |  |  | Petroleum Liquids | 51 | CT | New Haven | 41.2098 | -73.109 | 1996 | 7
ISNE | Dighton Power Plant | 55026 | UNT1 |  |  | Natural Gas Fired Combined Cycle | 200 | MA | Bristol | 41.8312 | -71.1239 | 1999 | 5
ISNE | Dodge Falls Associates | 10526 | 1UNI |  |  | Conventional Hydroelectric | 5 | NH | Grafton | 44.2081 | -72.0581 | 1990 | 12
ISNE | EAST WINCHENDON SOLAR UN2 |  |  |  |  | Solar Photovoltaic | [7 empty] | 3.15 | MA | Worcester
ISNE | EAST WINCHENDON SOLAR UN3 |  |  |  |  | Solar Photovoltaic | [7 empty] | 4.89 | MA | Worcester
ISNE | Eagle Point Energy Center | 50051 | GEN1 |  |  | Municipal Solid Waste | 25.3 | ME | Penobscot | 44.7383 | -68.8258 | 1987 | 11
ISNE | Eastman Falls | 2356 | 1 |  |  | Conventional Hydroelectric | 1.8 | NH | Merrimack | 43.4472 | -71.6579 | 1937 | 8
ISNE | Eastman Falls | 2356 | 2 |  |  | Conventional Hydroelectric | 4.6 | NH | Merrimack | 43.4472 | -71.6579 | 1983 | 11
ISNE | Ellsworth Hydro Station | 1469 | EL01 |  |  | Conventional Hydroelectric | 2.5 | ME | Hancock | 44.5442 | -68.4306 | 1924 | 7
ISNE | Ellsworth Hydro Station | 1469 | EL02 |  |  | Conventional Hydroelectric | 2 | ME | Hancock | 44.5442 | -68.4306 | 1938 | 7
ISNE | Ellsworth Hydro Station | 1469 | EL03 |  |  | Conventional Hydroelectric | 2 | ME | Hancock | 44.5442 | -68.4306 | 1938 | 7
ISNE | Ellsworth Hydro Station | 1469 | EL04 |  |  | Conventional Hydroelectric | 2.4 | ME | Hancock | 44.5442 | -68.4306 | 1924 | 7
ISNE | Essex Junction 19 | 3737 | H1 |  |  | Conventional Hydroelectric | 1.8 | VT | Chittenden | 44.4821 | -73.1164 | 1917 | 1
ISNE | Essex Junction 19 | 3737 | H2 |  |  | Conventional Hydroelectric | 1.8 | VT | Chittenden | 44.4821 | -73.1164 | 1917 | 1
ISNE | Essex Junction 19 | 3737 | H3 |  |  | Conventional Hydroelectric | 1.8 | VT | Chittenden | 44.4821 | -73.1164 | 1917 | 1
ISNE | Essex Junction 19 | 3737 | H4 |  |  | Conventional Hydroelectric | 1.8 | VT | Chittenden | 44.4821 | -73.1164 | 1917 | 1
ISNE | Essex Junction 19 | 3737 | H9 |  |  | Conventional Hydroelectric | 0.8 | VT | Chittenden | 44.4821 | -73.1164 | 2008 | 3
ISNE | Essex Junction 19 | 3737 | IC-5 |  |  | Petroleum Liquids | 2 | VT | Chittenden | 44.4821 | -73.1164 | 2007 | 10
ISNE | Essex Junction 19 | 3737 | IC-6 |  |  | Petroleum Liquids | 2 | VT | Chittenden | 44.4821 | -73.1164 | 2007 | 10
ISNE | Essex Junction 19 | 3737 | IC-7 |  |  | Petroleum Liquids | 2 | VT | Chittenden | 44.4821 | -73.1164 | 2007 | 10
ISNE | Essex Junction 19 | 3737 | IC-8 |  |  | Petroleum Liquids | 2 | VT | Chittenden | 44.4821 | -73.1164 | 2007 | 10
ISNE | Exelon Framingham LLC | 1586 | GT1 |  |  | Petroleum Liquids | 14.2 | MA | Norfolk | 42.2672 | -71.3983 | 1970 | 3
ISNE | Exelon Framingham LLC | 1586 | GT2 |  |  | Petroleum Liquids | 14.2 | MA | Norfolk | 42.2672 | -71.3983 | 1969 | 9
ISNE | Exelon Framingham LLC | 1586 | GT3 |  |  | Petroleum Liquids | 14.2 | MA | Norfolk | 42.2672 | -71.3983 | 1969 | 9
ISNE | Exelon Medway LLC | 1592 | GT1 |  |  | Petroleum Liquids | 45 | MA | Norfolk | 42.14 | -71.4464 | 1970 | 7
ISNE | Exelon Medway LLC | 1592 | GT2 |  |  | Petroleum Liquids | 45 | MA | Norfolk | 42.14 | -71.4464 | 1971 | 3
ISNE | Exelon Medway LLC | 1592 | GT3 |  |  | Petroleum Liquids | 45 | MA | Norfolk | 42.14 | -71.4464 | 1970 | 7
ISNE | Exelon West Medway II LLC | 59882 | 4 |  |  | Natural Gas Fired Combustion Turbine | 131.8 | MA | Norfolk | 42.1372 | -71.4447 | 2019 | 3
ISNE | Exelon West Medway II LLC | 59882 | 5 |  |  | Natural Gas Fired Combustion Turbine | 131.8 | MA | Norfolk | 42.1372 | -71.4447 | 2019 | 5
ISNE | FARMINGTON MAINE SOLAR |  |  |  |  | Solar Photovoltaic | [7 empty] | 78.4 | ME | Franklin
ISNE | FORT POND CSF_GEN |  |  |  |  | Batteries | [7 empty] | 3.003 | MA | Middlesex
ISNE | FUSION SOLAR CENTER |  |  |  |  | Solar Photovoltaic | [7 empty] | 20 | CT | New London
ISNE | Falls Village | 560 | 1 |  |  | Conventional Hydroelectric | 3 | CT | Litchfield | 41.9573 | -73.3693 | 1914 | 1
ISNE | Falls Village | 560 | 2 |  |  | Conventional Hydroelectric | 3 | CT | Litchfield | 41.9573 | -73.3693 | 1914 | 1
ISNE | Falls Village | 560 | 3 |  |  | Conventional Hydroelectric | 3 | CT | Litchfield | 41.9573 | -73.3693 | 1914 | 1
ISNE | Fife Brook | 8004 | GEN1 |  |  | Conventional Hydroelectric | 11.2 | MA | Berkshire | 42.6857 | -72.9776 | 1974 | 10
ISNE | Fore River Generating Station | 55317 | GT11 |  |  | Natural Gas Fired Combined Cycle | 278.6 | MA | Norfolk | 42.2422 | -70.9661 | 2003 | 8
ISNE | Fore River Generating Station | 55317 | GT12 |  |  | Natural Gas Fired Combined Cycle | 278.6 | MA | Norfolk | 42.2422 | -70.9661 | 2003 | 8
ISNE | Fore River Generating Station | 55317 | ST15 |  |  | Natural Gas Fired Combined Cycle | 315 | MA | Norfolk | 42.2422 | -70.9661 | 2003 | 8
ISNE | Franklin Drive | 561 | UN19 |  |  | Petroleum Liquids | 21.8 | CT | Litchfield | 41.7989 | -73.1163 | 1968 | 11
ISNE | Front Street | 7396 | 1 |  |  | Petroleum Liquids | 2.7 | MA | Hampden | 42.1483 | -72.5911 | 1978 | 1
ISNE | Front Street | 7396 | 2 |  |  | Petroleum Liquids | 2.7 | MA | Hampden | 42.1483 | -72.5911 | 1978 | 1
ISNE | Front Street | 7396 | 3 |  |  | Petroleum Liquids | 2.7 | MA | Hampden | 42.1483 | -72.5911 | 1978 | 1
ISNE | Future Generation Wind | 59622 | FGMA |  |  | Onshore Wind Turbine | 8 | MA | Plymouth | 41.7744 | -70.6158 | 2016 | 8
ISNE | GEORGES RIVER ENERGY |  |  |  |  | Wood/Wood Waste Biomass | [7 empty] | 8.5 | ME | Waldo
ISNE | GREAT LAKES - MILLINOCKET |  |  |  |  | Conventional Hydroelectric | [7 empty] | 106 | ME | Penobscot
ISNE | GREEN HILL WIND |  |  |  |  | Onshore Wind Turbine | [7 empty] | 3 | RI | Providence
ISNE | GULF ISLAND COMPOSITE |  |  |  |  | Conventional Hydroelectric | [7 empty] | 38.915 | ME | Androscoggin
ISNE | Garvins Falls | 2357 | 1 |  |  | Conventional Hydroelectric | 3.4 | NH | Merrimack | 43.1655 | -71.5094 | 1981 | 12
ISNE | Garvins Falls | 2357 | 2 |  |  | Conventional Hydroelectric | 3.4 | NH | Merrimack | 43.1655 | -71.5094 | 1981 | 12
ISNE | Garvins Falls | 2357 | 3 |  |  | Conventional Hydroelectric | 2.4 | NH | Merrimack | 43.1655 | -71.5094 | 1925 | 8
ISNE | Garvins Falls | 2357 | 4 |  |  | Conventional Hydroelectric | 3.2 | NH | Merrimack | 43.1655 | -71.5094 | 1925 | 8
ISNE | GenConn Devon LLC | 57070 | 15 |  |  | Petroleum Liquids | 60.5 | CT | New Haven | 41.2108 | -73.1075 | 2010 | 7
ISNE | GenConn Devon LLC | 57070 | 16 |  |  | Petroleum Liquids | 60.5 | CT | New Haven | 41.2108 | -73.1075 | 2010 | 6
ISNE | GenConn Devon LLC | 57070 | 17 |  |  | Petroleum Liquids | 60.5 | CT | New Haven | 41.2108 | -73.1075 | 2010 | 6
ISNE | GenConn Devon LLC | 57070 | 18 |  |  | Petroleum Liquids | 60.5 | CT | New Haven | 41.2108 | -73.1075 | 2010 | 6
ISNE | GenConn Middletown LLC | 57068 | 12 |  |  | Petroleum Liquids | 60.5 | CT | Middlesex | 41.5544 | -72.5767 | 2011 | 6
ISNE | GenConn Middletown LLC | 57068 | 13 |  |  | Petroleum Liquids | 60.5 | CT | Middlesex | 41.5544 | -72.5767 | 2011 | 6
ISNE | GenConn Middletown LLC | 57068 | 14 |  |  | Petroleum Liquids | 60.5 | CT | Middlesex | 41.5544 | -72.5767 | 2011 | 6
ISNE | GenConn Middletown LLC | 57068 | 15 |  |  | Petroleum Liquids | 60.5 | CT | Middlesex | 41.5544 | -72.5767 | 2011 | 6
ISNE | Georgia Mountain Community Wind Farm | 58238 | GMCW |  |  | Onshore Wind Turbine | 10 | VT | Chittenden | 44.6617 | -73.07 | 2012 | 12
ISNE | Gorham | 2358 | 1 |  |  | Conventional Hydroelectric | 0.4 | NH | Coos | 44.4083 | -71.1954 | 1917 | 8
ISNE | Gorham | 2358 | 2 |  |  | Conventional Hydroelectric | 0.4 | NH | Coos | 44.4083 | -71.1954 | 1917 | 8
ISNE | Gorham | 2358 | 3 |  |  | Conventional Hydroelectric | 0.7 | NH | Coos | 44.4083 | -71.1954 | 1923 | 8
ISNE | Gorham | 2358 | 4 |  |  | Conventional Hydroelectric | 0.7 | NH | Coos | 44.4083 | -71.1954 | 1923 | 8
ISNE | Granite Reliable Power | 58004 | 1 |  |  | Onshore Wind Turbine | 99 | NH | Coos | 44.7044 | -71.2925 | 2012 | 2
ISNE | Granite Ridge | 55170 | CT11 |  |  | Natural Gas Fired Combined Cycle | 260 | NH | Rockingham | 42.9042 | -71.4261 | 2003 | 3
ISNE | Granite Ridge | 55170 | CT12 |  |  | Natural Gas Fired Combined Cycle | 260 | NH | Rockingham | 42.9042 | -71.4261 | 2003 | 3
ISNE | Granite Ridge | 55170 | STG |  |  | Natural Gas Fired Combined Cycle | 270 | NH | Rockingham | 42.9042 | -71.4261 | 2003 | 3
ISNE | Groton Wind LLC | 58141 | 1 |  |  | Onshore Wind Turbine | 48 | NH | Grafton | 43.7681 | -71.8189 | 2012 | 12
ISNE | HAPPY HOLLOW_GEN |  |  |  |  | Batteries | [7 empty] | 3.3 | MA | Worcester
ISNE | HARRINGTON STREET PV |  |  |  |  | Solar Photovoltaic | [7 empty] | 9.75 | MA | Worcester
ISNE | HOPE FARM SOLAR |  |  |  |  | Solar Photovoltaic | [7 empty] | 10.4 | RI | Providence
ISNE | Hadley Falls | 1605 | 1 |  |  | Conventional Hydroelectric | 17.6 | MA | Hampden | 42.2119 | -72.6036 | 1952 | 1
ISNE | Hadley Falls | 1605 | 2 |  |  | Conventional Hydroelectric | 15.8 | MA | Hampden | 42.2119 | -72.6036 | 1983 | 11
ISNE | Hancock Wind Plant | 58686 | HANC1 |  |  | Onshore Wind Turbine | 51 | ME | Hancock | 44.7608 | -68.1469 | 2016 | 12
ISNE | Harriman | 3746 | GEN1 |  |  | Conventional Hydroelectric | 11.2 | VT | Windham | 42.7936 | -72.9144 | 1924 | 5
ISNE | Harriman | 3746 | GEN2 |  |  | Conventional Hydroelectric | 11.2 | VT | Windham | 42.7936 | -72.9144 | 1924 | 6
ISNE | Harriman | 3746 | GEN3 |  |  | Conventional Hydroelectric | 11.2 | VT | Windham | 42.7936 | -72.9144 | 1924 | 11
ISNE | Harris Hydro | 1492 | HA1 |  |  | Conventional Hydroelectric | 15 | ME | Somerset | 45.4592 | -69.8658 | 1954 | 1
ISNE | Harris Hydro | 1492 | HA2 |  |  | Conventional Hydroelectric | 30 | ME | Somerset | 45.4592 | -69.8658 | 1954 | 1
ISNE | Harris Hydro | 1492 | HA3 |  |  | Conventional Hydroelectric | 30 | ME | Somerset | 45.4592 | -69.8658 | 1955 | 1
ISNE | Harris Hydro | 1492 | HA4 |  |  | Conventional Hydroelectric | 1.4 | ME | Somerset | 45.4592 | -69.8658 | 1955 | 1
ISNE | Hiram | 1493 | 1 |  |  | Conventional Hydroelectric | 2.4 | ME | Cumberland | 43.8525 | -70.7969 | 1917 | 1
ISNE | Hiram | 1493 | 2 |  |  | Conventional Hydroelectric | 8.1 | ME | Cumberland | 43.8525 | -70.7969 | 1985 | 1
ISNE | Hooksett | 2359 | 1 |  |  | Conventional Hydroelectric | 1.6 | NH | Merrimack | 43.1017 | -71.4657 | 1927 | 8
ISNE | Huntington Falls | 50713 | GEN1 |  |  | Conventional Hydroelectric | 0.8 | VT | Addison | 44.0703 | -73.1961 | 1988 | 10
ISNE | Huntington Falls | 50713 | GEN2 |  |  | Conventional Hydroelectric | 0.8 | VT | Addison | 44.0703 | -73.1961 | 1988 | 10
ISNE | Huntington Falls | 50713 | GEN3 |  |  | Conventional Hydroelectric | 4.1 | VT | Addison | 44.0703 | -73.1961 | 1988 | 10
ISNE | Hydro Kennebec Project | 54148 | GEN1 |  |  | Conventional Hydroelectric | 7.7 | ME | Kennebec | 44.563 | -69.6192 | 1989 | 1
ISNE | Hydro Kennebec Project | 54148 | GEN2 |  |  | Conventional Hydroelectric | 7.7 | ME | Kennebec | 44.563 | -69.6192 | 1989 | 1
ISNE | IRON MINE SOLAR |  |  |  |  | Solar Photovoltaic | [7 empty] | 9.601 | RI | Providence
ISNE | Indeck Jonesboro Energy Center | 10765 | GEN1 |  |  | Wood/Wood Waste Biomass | 27.5 | ME | Washington | 44.6781 | -67.5477 | 1987 | 12
ISNE | Indeck West Enfield Energy Center | 10766 | GEN1 |  |  | Wood/Wood Waste Biomass | 27.5 | ME | Penobscot | 45.2537 | -68.6279 | 1987 | 12
ISNE | J C McNeil | 589 | 1 |  |  | Wood/Wood Waste Biomass | 59.5 | VT | Chittenden | 44.4917 | -73.2081 | 1984 | 6
ISNE | JOHNSTON LFG TURBINE PLANT |  |  |  |  | Landfill Gas | [7 empty] | 36.785 | RI | Providence
ISNE | Jackman | 2360 | 1 |  |  | Conventional Hydroelectric | 3.2 | NH | Hillsborough | 43.1105 | -71.9489 | 1926 | 2
ISNE | Jericho Power | 59070 | WT 1 |  |  | Onshore Wind Turbine | 14.3 | NH | Coos | 44.4669 | -71.225 | 2016 | 1
ISNE | KEARSARGE - FRANKLIN_GEN |  |  |  |  | Batteries | [7 empty] | 0.8 | MA | Franklin
ISNE | KEARSARGE - HAVERHILL_GEN |  |  |  |  | Batteries | [7 empty] | 2 | MA | Essex
ISNE | KEARSARGE - MONTAGUE_GEN |  |  |  |  | Batteries | [7 empty] | 1.27 | MA | Franklin
ISNE | KEARSARGE AMESBURY_GEN |  |  |  |  | Batteries | [7 empty] | 1.6 | MA | Essex
ISNE | KEARSARGE BEVERLY HS_GEN |  |  |  |  | Batteries | [7 empty] | 1.76 | MA | Essex
ISNE | KEARSARGE SMITHFIELD PV |  |  |  |  | Solar Photovoltaic | [7 empty] | 8 | RI | Providence
ISNE | KEARSARGE WILLIAM WAY CSF_GEN |  |  |  |  | Batteries | [7 empty] | 2.64 | MA | Norfolk
ISNE | Kendall Square Station | 1595 | 3 |  |  | Natural Gas Fired Combined Cycle | 27.2 | MA | Middlesex | 42.3633 | -71.0792 | 1958 | 8
ISNE | Kendall Square Station | 1595 | GEN4 |  |  | Natural Gas Fired Combined Cycle | 186.2 | MA | Middlesex | 42.3633 | -71.0792 | 2002 | 12
ISNE | Kendall Square Station | 1595 | JET1 |  |  | Petroleum Liquids | 21.3 | MA | Middlesex | 42.3633 | -71.0792 | 1970 | 9
ISNE | Kibby Wind Facility | 56829 | 1 |  |  | Onshore Wind Turbine | 66 | ME | Franklin | 45.3853 | -70.5258 | 2009 | 10
ISNE | Kibby Wind Facility | 56829 | 2 |  |  | Onshore Wind Turbine | 66 | ME | Franklin | 45.3853 | -70.5258 | 2010 | 10
ISNE | Kimberly Clark-Unit 1,2,3 | 58084 | GT100 |  |  | Natural Gas Fired Combined Cycle | 16.1 | CT | Litchfield | 41.5583 | -73.4136 | 2008 | 4
ISNE | Kimberly Clark-Unit 1,2,3 | 58084 | GT200 |  |  | Natural Gas Fired Combustion Turbine | 16.1 | CT | Litchfield | 41.5583 | -73.4136 | 2008 | 6
ISNE | Kimberly Clark-Unit 1,2,3 | 58084 | GT300 |  |  | Natural Gas Fired Combined Cycle | 4.1 | CT | Litchfield | 41.5583 | -73.4136 | 2008 | 12
ISNE | Kingdom Community Wind | 57979 | KCW |  |  | Onshore Wind Turbine | 65 | VT | Orleans | 44.7483 | -72.4253 | 2012 | 11
ISNE | Kleen Energy Systems Project | 56798 | ST |  |  | Natural Gas Fired Combined Cycle | 295 | CT | Middlesex | 41.5532 | -72.5969 | 2011 | 7
ISNE | Kleen Energy Systems Project | 56798 | U1 |  |  | Natural Gas Fired Combined Cycle | 199 | CT | Middlesex | 41.5532 | -72.5969 | 2011 | 7
ISNE | Kleen Energy Systems Project | 56798 | U2 |  |  | Natural Gas Fired Combined Cycle | 199 | CT | Middlesex | 41.5532 | -72.5969 | 2011 | 7
ISNE | Lake Road Generating Plant | 55149 | U1 |  |  | Natural Gas Fired Combined Cycle | 280 | CT | Windham | 41.872 | -71.8958 | 2002 | 3
ISNE | Lake Road Generating Plant | 55149 | U2 |  |  | Natural Gas Fired Combined Cycle | 280 | CT | Windham | 41.872 | -71.8958 | 2002 | 3
ISNE | Lake Road Generating Plant | 55149 | U3 |  |  | Natural Gas Fired Combined Cycle | 280 | CT | Windham | 41.872 | -71.8958 | 2002 | 5
ISNE | Lawrence Hydroelectric Associates | 50545 | GEN1 |  |  | Conventional Hydroelectric | 7.4 | MA | Essex | 42.6994 | -71.1653 | 1981 | 7
ISNE | Lawrence Hydroelectric Associates | 50545 | GEN2 |  |  | Conventional Hydroelectric | 7.4 | MA | Essex | 42.6994 | -71.1653 | 1981 | 7
ISNE | Lempster Wind LLC | 56399 | 1 |  |  | Onshore Wind Turbine | 24 | NH | Sullivan | 43.233 | -72.1455 | 2008 | 12
ISNE | Lockwood Hydroelectric Facility | 10066 | GEN1 |  |  | Conventional Hydroelectric | 0.8 | ME | Kennebec | 44.5467 | -69.6292 | 1985 | 10
ISNE | Lockwood Hydroelectric Facility | 10066 | GEN2 |  |  | Conventional Hydroelectric | 0.8 | ME | Kennebec | 44.5467 | -69.6292 | 1985 | 10
ISNE | Lockwood Hydroelectric Facility | 10066 | GEN3 |  |  | Conventional Hydroelectric | 0.8 | ME | Kennebec | 44.5467 | -69.6292 | 1985 | 10
ISNE | Lockwood Hydroelectric Facility | 10066 | GEN4 |  |  | Conventional Hydroelectric | 0.8 | ME | Kennebec | 44.5467 | -69.6292 | 1985 | 10
ISNE | Lockwood Hydroelectric Facility | 10066 | GEN5 |  |  | Conventional Hydroelectric | 0.8 | ME | Kennebec | 44.5467 | -69.6292 | 1985 | 10
ISNE | Lockwood Hydroelectric Facility | 10066 | GEN6 |  |  | Conventional Hydroelectric | 0.8 | ME | Kennebec | 44.5467 | -69.6292 | 1985 | 10
ISNE | Lockwood Hydroelectric Facility | 10066 | GEN7 |  |  | Conventional Hydroelectric | 2.4 | ME | Kennebec | 44.5467 | -69.6292 | 1988 | 10
ISNE | Lost Nation | 2362 | GT1 |  |  | Petroleum Liquids | 18 | NH | Coos | 44.5951 | -71.4944 | 1969 | 9
ISNE | M Street Jet | 10176 | NO.6 |  |  | Petroleum Liquids | 69 | MA | Suffolk | 42.3394 | -71.0314 | 1979 | 5
ISNE | MADISON_GEN |  |  |  |  | Batteries | [7 empty] | 4.99 | ME | Somerset
ISNE | MADISON_GEN |  |  |  |  | Conventional Hydroelectric | [7 empty] | 22 | ME | Somerset
ISNE | MILLINOCKET RENEWABLE BES_GEN |  |  |  |  | Batteries | [7 empty] | 20 | ME | Penobscot
ISNE | MOORE 5 |  |  |  |  | Conventional Hydroelectric | [7 empty] | 4.5 | NH | Grafton
ISNE | MSGT ALEXANDER COTTON SOLAR |  |  |  |  | PHOTOVOLTAIC | [7 empty] | 6.13 | MA | Hampden
ISNE | Maine Independence Station | 55068 | GEN1 |  |  | Natural Gas Fired Combined Cycle | 177.8 | ME | Penobscot | 44.8242 | -68.7094 | 2000 | 5
ISNE | Maine Independence Station | 55068 | GEN2 |  |  | Natural Gas Fired Combined Cycle | 177.8 | ME | Penobscot | 44.8242 | -68.7094 | 2000 | 5
ISNE | Maine Independence Station | 55068 | GEN3 |  |  | Natural Gas Fired Combined Cycle | 194.6 | ME | Penobscot | 44.8242 | -68.7094 | 2000 | 5
ISNE | Manchester Street | 3236 | G10A |  |  | Natural Gas Fired Combined Cycle | 125 | RI | Providence | 41.8167 | -71.4042 | 1995 | 11
ISNE | Manchester Street | 3236 | G11A |  |  | Natural Gas Fired Combined Cycle | 125 | RI | Providence | 41.8167 | -71.4042 | 1995 | 9
ISNE | Manchester Street | 3236 | GE10 |  |  | Natural Gas Fired Combined Cycle | 48 | RI | Providence | 41.8167 | -71.4042 | 1995 | 11
ISNE | Manchester Street | 3236 | GE11 |  |  | Natural Gas Fired Combined Cycle | 46 | RI | Providence | 41.8167 | -71.4042 | 1995 | 9
ISNE | Manchester Street | 3236 | GE9A |  |  | Natural Gas Fired Combined Cycle | 125 | RI | Providence | 41.8167 | -71.4042 | 1995 | 11
ISNE | Manchester Street | 3236 | GEN9 |  |  | Natural Gas Fired Combined Cycle | 46 | RI | Providence | 41.8167 | -71.4042 | 1995 | 11
ISNE | Marshfield 6 | 3739 | 1 |  |  | Conventional Hydroelectric | 5 | VT | Washington | 44.3606 | -72.3356 | 1927 | 1
ISNE | Masspower | 10726 | GEN1 |  |  | Natural Gas Fired Combined Cycle | 90 | MA | Hampden | 42.1575 | -72.5225 | 1993 | 7
ISNE | Masspower | 10726 | GEN2 |  |  | Natural Gas Fired Combined Cycle | 90 | MA | Hampden | 42.1575 | -72.5225 | 1993 | 7
ISNE | Masspower | 10726 | GEN3 |  |  | Natural Gas Fired Combined Cycle | 80.9 | MA | Hampden | 42.1575 | -72.5225 | 1993 | 7
ISNE | Mcindoes | 6483 | GEN1 |  |  | Conventional Hydroelectric | 2.6 | VT | Caledonia | 44.2603 | -72.0592 | 1931 | 1
ISNE | Mcindoes | 6483 | GEN2 |  |  | Conventional Hydroelectric | 2.6 | VT | Caledonia | 44.2603 | -72.0592 | 1931 | 1
ISNE | Mcindoes | 6483 | GEN3 |  |  | Conventional Hydroelectric | 2.6 | VT | Caledonia | 44.2603 | -72.0592 | 1931 | 1
ISNE | Mcindoes | 6483 | GEN4 |  |  | Conventional Hydroelectric | 2.6 | VT | Caledonia | 44.2603 | -72.0592 | 1931 | 1
ISNE | Medical Area Total Energy Plant | 10883 | CT1 |  |  | Natural Gas Fired Combustion Turbine | 12.5 | MA | Suffolk | 42.3368 | -71.1081 | 2003 | 12
ISNE | Medical Area Total Energy Plant | 10883 | CT2 |  |  | Natural Gas Fired Combustion Turbine | 12.5 | MA | Suffolk | 42.3368 | -71.1081 | 2003 | 12
ISNE | Medical Area Total Energy Plant | 10883 | CT3 |  |  | Natural Gas Fired Combustion Turbine | 13.8 | MA | Suffolk | 42.3368 | -71.1081 | 2017 | 7
ISNE | Medical Area Total Energy Plant | 10883 | DEG1 |  |  | Petroleum Liquids | 6.8 | MA | Suffolk | 42.3368 | -71.1081 | 1985 | 6
ISNE | Medical Area Total Energy Plant | 10883 | DEG2 |  |  | Petroleum Liquids | 6.8 | MA | Suffolk | 42.3368 | -71.1081 | 1985 | 7
ISNE | Medical Area Total Energy Plant | 10883 | DEG3 |  |  | Petroleum Liquids | 6.8 | MA | Suffolk | 42.3368 | -71.1081 | 1985 | 10
ISNE | Medical Area Total Energy Plant | 10883 | DEG4 |  |  | Petroleum Liquids | 6.8 | MA | Suffolk | 42.3368 | -71.1081 | 1985 | 10
ISNE | Medical Area Total Energy Plant | 10883 | DEG5 |  |  | Petroleum Liquids | 6.8 | MA | Suffolk | 42.3368 | -71.1081 | 1985 | 11
ISNE | Medical Area Total Energy Plant | 10883 | STG2 |  |  | Natural Gas Steam Turbine | 11 | MA | Suffolk | 42.3368 | -71.1081 | 1980 | 1
ISNE | Medical Area Total Energy Plant | 10883 | STG3 |  |  | Natural Gas Steam Turbine | 11 | MA | Suffolk | 42.3368 | -71.1081 | 1980 | 1
ISNE | Merrimack | 2364 | 1 |  |  | Conventional Steam Coal | 113.6 | NH | Merrimack | 43.1411 | -71.4692 | 1960 | 12
ISNE | Merrimack | 2364 | 2 |  |  | Conventional Steam Coal | 345.6 | NH | Merrimack | 43.1411 | -71.4692 | 1968 | 5
ISNE | Merrimack | 2364 | GT1 |  |  | Petroleum Liquids | 18.6 | NH | Merrimack | 43.1411 | -71.4692 | 1968 | 8
ISNE | Merrimack | 2364 | GT2 |  |  | Petroleum Liquids | 18.6 | NH | Merrimack | 43.1411 | -71.4692 | 1969 | 8
ISNE | Middletown | 562 | 10 |  |  | Petroleum Liquids | 18.5 | CT | Middlesex | 41.5549 | -72.5791 | 1966 | 8
ISNE | Middletown | 562 | 2 |  |  | Natural Gas Steam Turbine | 113.6 | CT | Middlesex | 41.5549 | -72.5791 | 1958 | 10
ISNE | Middletown | 562 | 3 |  |  | Natural Gas Steam Turbine | 239.4 | CT | Middlesex | 41.5549 | -72.5791 | 1964 | 1
ISNE | Middletown | 562 | 4 |  |  | Petroleum Liquids | 414.9 | CT | Middlesex | 41.5549 | -72.5791 | 1973 | 5
ISNE | Milford Hydro Station | 1475 | MF01 |  |  | Conventional Hydroelectric | 0.7 | ME | Penobscot | 44.9421 | -68.645 | 2011 | 11
ISNE | Milford Hydro Station | 1475 | MF02 |  |  | Conventional Hydroelectric | 0.7 | ME | Penobscot | 44.9421 | -68.645 | 2011 | 11
ISNE | Milford Hydro Station | 1475 | MF03 |  |  | Conventional Hydroelectric | 1.6 | ME | Penobscot | 44.9421 | -68.645 | 1956 | 7
ISNE | Milford Hydro Station | 1475 | MF04 |  |  | Conventional Hydroelectric | 1.6 | ME | Penobscot | 44.9421 | -68.645 | 1946 | 7
ISNE | Milford Hydro Station | 1475 | MF05 |  |  | Conventional Hydroelectric | 1.6 | ME | Penobscot | 44.9421 | -68.645 | 1941 | 7
ISNE | Milford Hydro Station | 1475 | MF06 |  |  | Conventional Hydroelectric | 1.6 | ME | Penobscot | 44.9421 | -68.645 | 1942 | 7
ISNE | Milford Power LP | 54805 | GT-1 |  |  | Natural Gas Fired Combined Cycle | 128.9 | MA | Worcester | 42.1294 | -71.5115 | 1993 | 3
ISNE | Milford Power LP | 54805 | ST-1 |  |  | Natural Gas Fired Combined Cycle | 120.4 | MA | Worcester | 42.1294 | -71.5115 | 1993 | 3
ISNE | Milford Power Project | 55126 | CA01 |  |  | Natural Gas Fired Combined Cycle | 289 | CT | New Haven | 41.2244 | -73.0997 | 2004 | 2
ISNE | Milford Power Project | 55126 | CA02 |  |  | Natural Gas Fired Combined Cycle | 289 | CT | New Haven | 41.2244 | -73.0997 | 2004 | 5
ISNE | Millennium Power | 55079 | CT01 |  |  | Natural Gas Fired Combined Cycle | 295.2 | MA | Worcester | 42.1123 | -72.0151 | 2001 | 4
ISNE | Millennium Power | 55079 | ST01 |  |  | Natural Gas Fired Combined Cycle | 132.3 | MA | Worcester | 42.1123 | -72.0151 | 2001 | 4
ISNE | Millstone | 566 | 2 |  |  | Nuclear | 909.9 | CT | New London | 41.3107 | -72.1677 | 1975 | 12
ISNE | Millstone | 566 | 3 |  |  | Nuclear | 1350 | CT | New London | 41.3107 | -72.1677 | 1986 | 4
ISNE | Montville Station | 546 | 10 |  |  | Petroleum Liquids | 2.7 | CT | New London | 41.4281 | -72.1019 | 1967 | 1
ISNE | Montville Station | 546 | 11 |  |  | Petroleum Liquids | 2.7 | CT | New London | 41.4281 | -72.1019 | 1967 | 1
ISNE | Montville Station | 546 | 5 |  |  | Natural Gas Steam Turbine | 75 | CT | New London | 41.4281 | -72.1019 | 1954 | 1
ISNE | Montville Station | 546 | 6 |  |  | Petroleum Liquids | 414.9 | CT | New London | 41.4281 | -72.1019 | 1971 | 1
ISNE | N. BROOKFIELD SOLAR - LANE AVE |  |  |  |  | Solar Photovoltaic | [7 empty] | 1.455 | MA | Worcester
ISNE | N. BROOKFIELD SOLAR - RYAN RD |  |  |  |  | Solar Photovoltaic | [7 empty] | 4.171 | MA | Worcester
ISNE | N. STONINGTON SOLAR |  |  |  |  | Solar Photovoltaic | [7 empty] | 15.3 | CT | New London
ISNE | NB FUEL CELL |  |  |  |  | FUEL CELL | [7 empty] | 20 | CT | Hartford
ISNE | NBC COV WIND |  |  |  |  | Onshore Wind Turbine | [7 empty] | 4.5 | RI | Kent
ISNE | ND PAPER OLD TOWN MAINE |  |  |  |  | Wood/Wood Waste Biomass | [7 empty] | 8 | ME | Penobscot
ISNE | NE Renewable Fitchburg, LLC | 54620 | NO-1 |  |  | Wood/Wood Waste Biomass | 18 | MA | Worcester | 42.5428 | -71.8528 | 1992 | 8
ISNE | NE Renewable Springfield, LLC | 10838 | GEN1 |  |  | Wood/Wood Waste Biomass | 20 | NH | Sullivan | 43.4429 | -72.056 | 1987 | 12
ISNE | NE Renewable Tamworth, LLC | 50739 | GEN1 |  |  | Wood/Wood Waste Biomass | 25 | NH | Carroll | 43.8358 | -71.1967 | 1987 | 12
ISNE | NE Renewable Whitefield, LLC | 10839 | GEN1 |  |  | Wood/Wood Waste Biomass | 19.9 | NH | Coos | 44.358 | -71.5449 | 1988 | 3
ISNE | NEBS - RUMFORD_GEN |  |  |  |  | Batteries | [7 empty] | 4.999 | ME | Oxford
ISNE | NORTHEAST RELIABILITY CENTER |  |  |  |  | GAS TURBINE | [7 empty] | 69.257 | MA | Essex
ISNE | NUTMEG SOLAR |  |  |  |  | Solar Photovoltaic | [7 empty] | 19.6 | CT | Hartford
ISNE | New England Wind LLC | 57380 | 1 |  |  | Onshore Wind Turbine | 28.5 | MA | Berkshire | 42.7297 | -73.0236 | 2012 | 12
ISNE | New Haven Harbor | 6156 | 1 |  |  | Petroleum Liquids | 460 | CT | New Haven | 41.284 | -72.9043 | 1975 | 7
ISNE | New Haven Harbor | 6156 | 2 |  |  | Petroleum Liquids | 60.5 | CT | New Haven | 41.284 | -72.9043 | 2012 | 6
ISNE | New Haven Harbor | 6156 | 3 |  |  | Petroleum Liquids | 60.5 | CT | New Haven | 41.284 | -72.9043 | 2012 | 6
ISNE | New Haven Harbor | 6156 | 4 |  |  | Petroleum Liquids | 60.5 | CT | New Haven | 41.284 | -72.9043 | 2012 | 6
ISNE | Newington | 8002 | 1 |  |  | Natural Gas Steam Turbine | 414 | NH | Rockingham | 43.1 | -70.7908 | 1974 | 6
ISNE | Newington Energy Center | 55661 | GT-1 |  |  | Natural Gas Fired Combined Cycle | 185.6 | NH | Rockingham | 43.1047 | -70.8061 | 2002 | 10
ISNE | Newington Energy Center | 55661 | GT-2 |  |  | Natural Gas Fired Combined Cycle | 185.6 | NH | Rockingham | 43.1047 | -70.8061 | 2002 | 10
ISNE | Newington Energy Center | 55661 | ST |  |  | Natural Gas Fired Combined Cycle | 234.3 | NH | Rockingham | 43.1047 | -70.8061 | 2002 | 10
ISNE | Northfield Mountain | 547 | 1 |  |  | Hydroelectric Pumped Storage | 292 | MA | Franklin | 42.6107 | -72.4716 | 1973 | 2
ISNE | Northfield Mountain | 547 | 2 |  |  | Hydroelectric Pumped Storage | 292 | MA | Franklin | 42.6107 | -72.4716 | 1973 | 10
ISNE | Northfield Mountain | 547 | 3 |  |  | Hydroelectric Pumped Storage | 292 | MA | Franklin | 42.6107 | -72.4716 | 1973 | 7
ISNE | Northfield Mountain | 547 | 4 |  |  | Hydroelectric Pumped Storage | 292 | MA | Franklin | 42.6107 | -72.4716 | 1972 | 11
ISNE | Norwich WWTP | 57624 | 1 |  |  | Petroleum Liquids | 2 | CT | New London | 41.5256 | -72.0833 | 2006 | 5
ISNE | OLD FALMOUTH RD CSF_GEN |  |  |  |  | Batteries | [7 empty] | 3 | MA | Barnstable
ISNE | ORANGE SOLAR |  |  |  |  | Solar Photovoltaic | [7 empty] | 4.995 | MA | Franklin
ISNE | ORONO A |  |  |  |  | Conventional Hydroelectric | [7 empty] | 2.78 | ME | Penobscot
ISNE | ORONO B |  |  |  |  | Conventional Hydroelectric | [7 empty] | 4 | ME | Penobscot
ISNE | Oak Bluffs Diesel Generating Facility | 1597 | UN1 |  |  | Petroleum Liquids | 2.7 | MA | Dukes | 41.4258 | -70.6083 | 1969 | 1
ISNE | Oak Bluffs Diesel Generating Facility | 1597 | UN2 |  |  | Petroleum Liquids | 2.7 | MA | Dukes | 41.4258 | -70.6083 | 1969 | 1
ISNE | Oak Bluffs Diesel Generating Facility | 1597 | UN3 |  |  | Petroleum Liquids | 2.7 | MA | Dukes | 41.4258 | -70.6083 | 1972 | 1
ISNE | Oakfield Wind Project | 57002 | 1 |  |  | Onshore Wind Turbine | 148 | ME | Aroostook | 46.0581 | -68.1472 | 2015 | 10
ISNE | Ocean State Power | 51030 | GEN1 |  |  | Natural Gas Fired Combined Cycle | 82.8 | RI | Providence | 42.0097 | -71.6689 | 1990 | 12
ISNE | Ocean State Power | 51030 | GEN2 |  |  | Natural Gas Fired Combined Cycle | 82.8 | RI | Providence | 42.0097 | -71.6689 | 1990 | 12
ISNE | Ocean State Power | 51030 | GEN3 |  |  | Natural Gas Fired Combined Cycle | 88.6 | RI | Providence | 42.0097 | -71.6689 | 1990 | 12
ISNE | Ocean State Power II | 54324 | GEN1 |  |  | Natural Gas Fired Combined Cycle | 82.8 | RI | Providence | 42.0099 | -71.6701 | 1991 | 10
ISNE | Ocean State Power II | 54324 | GEN2 |  |  | Natural Gas Fired Combined Cycle | 82.8 | RI | Providence | 42.0099 | -71.6701 | 1991 | 10
ISNE | Ocean State Power II | 54324 | GEN3 |  |  | Natural Gas Fired Combined Cycle | 88.6 | RI | Providence | 42.0099 | -71.6701 | 1991 | 10
ISNE | PASSADUMKEAG WIND PROJECT |  |  |  |  | Onshore Wind Turbine | [7 empty] | 39.975 | ME | Penobscot
ISNE | PITTSFIELD SOLAR |  |  |  |  | Solar Photovoltaic | [7 empty] | 9.9 | ME | Somerset
ISNE | PLAINFIELD I WIND |  |  |  |  | Onshore Wind Turbine | [7 empty] | 3 | RI | Providence
ISNE | PLAINFIELD II WIND |  |  |  |  | Onshore Wind Turbine | [7 empty] | 3 | RI | Providence
ISNE | PLAINFIELD III WIND |  |  |  |  | Onshore Wind Turbine | [7 empty] | 3 | RI | Providence
ISNE | PLAINFIELD RENEWABLE ENERGY |  |  |  |  | Wood/Wood Waste Biomass | [7 empty] | 38.5 | CT | Windham
ISNE | PSEG BRIDGEPORT HARBOR CCGT EX |  |  |  |  | Natural Gas Fired Combined Cycle | [7 empty] | 532.6 | CT | Fairfield
ISNE | PUDDON STREET I SOLAR |  |  |  |  | Solar Photovoltaic | [7 empty] | 4.947 | MA | Worcester
ISNE | PUDDON STREET II SOLAR |  |  |  |  | Solar Photovoltaic | [7 empty] | 4.947 | MA | Worcester
ISNE | PUDDON STREET II_GEN |  |  |  |  | Batteries | [7 empty] | 4 | MA | Worcester
ISNE | PUDDON STREET I_GEN |  |  |  |  | Batteries | [7 empty] | 4 | MA | Worcester
ISNE | Pejepscot Hydroelectric Project | 50758 | GEN1 |  |  | Conventional Hydroelectric | 12.3 | ME | Sagadahoc | 43.9574 | -70.0242 | 1987 | 11
ISNE | Pejepscot Hydroelectric Project | 50758 | GEN2 |  |  | Conventional Hydroelectric | 0.4 | ME | Sagadahoc | 43.9574 | -70.0242 | 1987 | 11
ISNE | Pejepscot Hydroelectric Project | 50758 | GEN3 |  |  | Conventional Hydroelectric | 0.3 | ME | Sagadahoc | 43.9574 | -70.0242 | 1987 | 11
ISNE | Pejepscot Hydroelectric Project | 50758 | GEN4 |  |  | Conventional Hydroelectric | 0.5 | ME | Sagadahoc | 43.9574 | -70.0242 | 1987 | 11
ISNE | Pisgah Mountain Wind | 60404 | PISGA |  |  | Onshore Wind Turbine | 9.1 | ME | Penobscot | 44.7773 | -68.5234 | 2016 | 12
ISNE | Pittsfield Generating LP | 50002 | GEN1 |  |  | Natural Gas Fired Combined Cycle | 40.7 | MA | Berkshire | 42.4564 | -73.2181 | 1990 | 7
ISNE | Pittsfield Generating LP | 50002 | GEN2 |  |  | Natural Gas Fired Combined Cycle | 40.7 | MA | Berkshire | 42.4564 | -73.2181 | 1990 | 7
ISNE | Pittsfield Generating LP | 50002 | GEN3 |  |  | Natural Gas Fired Combined Cycle | 40.7 | MA | Berkshire | 42.4564 | -73.2181 | 1990 | 7
ISNE | Pittsfield Generating LP | 50002 | GEN4 |  |  | Natural Gas Fired Combined Cycle | 53.4 | MA | Berkshire | 42.4564 | -73.2181 | 1990 | 7
ISNE | Pontook Hydro Facility | 50741 | GEN1 |  |  | Conventional Hydroelectric | 3.5 | NH | Coos | 44.6328 | -71.2474 | 1986 | 12
ISNE | Pontook Hydro Facility | 50741 | GEN2 |  |  | Conventional Hydroelectric | 3.5 | NH | Coos | 44.6328 | -71.2474 | 1986 | 12
ISNE | Pontook Hydro Facility | 50741 | GEN3 |  |  | Conventional Hydroelectric | 3.5 | NH | Coos | 44.6328 | -71.2474 | 1986 | 12
ISNE | Potter Station 2 | 1660 | WAT1 |  |  | Natural Gas Fired Combustion Turbine | 58 | MA | Norfolk | 42.235 | -70.9672 | 2009 | 7
ISNE | Potter Station 2 | 1660 | WAT2 |  |  | Natural Gas Fired Combustion Turbine | 58 | MA | Norfolk | 42.235 | -70.9672 | 2009 | 7
ISNE | Proctor | 6450 | 1 |  |  | Conventional Hydroelectric | 1.6 | VT | Rutland | 43.6628 | -73.034 | 1927 | 8
ISNE | Proctor | 6450 | 2 |  |  | Conventional Hydroelectric | 0.8 | VT | Rutland | 43.6628 | -73.034 | 1905 | 8
ISNE | Proctor | 6450 | 3 |  |  | Conventional Hydroelectric | 0.8 | VT | Rutland | 43.6628 | -73.034 | 1905 | 8
ISNE | Proctor | 6450 | 4 |  |  | Conventional Hydroelectric | 0.8 | VT | Rutland | 43.6628 | -73.034 | 1905 | 8
ISNE | Proctor | 6450 | 5 |  |  | Conventional Hydroelectric | 2.9 | VT | Rutland | 43.6628 | -73.034 | 1984 | 10
ISNE | QUINEBAUG SOLAR |  |  |  |  | Solar Photovoltaic | [7 empty] | 49.9 | CT | Windham
ISNE | RAINBOW 1 HYDRO |  |  |  |  | Conventional Hydroelectric | [7 empty] | 4.1 | CT | Hartford
ISNE | RAINBOW 2 HYDRO |  |  |  |  | Conventional Hydroelectric | [7 empty] | 4.1 | CT | Hartford
ISNE | RJOL HYDRO |  |  |  |  | HYDRO: RUN OF RIVER | [7 empty] | 26.63 | ME | Oxford
ISNE | ROBIN HOLLOW SOLAR |  |  |  |  | Solar Photovoltaic | [7 empty] | 40.7 | RI | Providence
ISNE | ROXWIND |  |  |  |  | Onshore Wind Turbine | [7 empty] | 15.3 | ME | Oxford
ISNE | RUMFORD RENEWABLE CSF_GEN |  |  |  |  | Batteries | [7 empty] | 8 | ME | Oxford
ISNE | ReEnergy Livermore Falls | 10354 | GEN1 |  |  | Wood/Wood Waste Biomass | 39.6 | ME | Androscoggin | 44.4317 | -70.1619 | 1992 | 8
ISNE | ReEnergy Stratton LLC | 50650 | UNI1 |  |  | Wood/Wood Waste Biomass | 47 | ME | Franklin | 45.1406 | -70.4256 | 1989 | 11
ISNE | Record Hill Wind | 57568 | RHW |  |  | Onshore Wind Turbine | 50.6 | ME | Oxford | 44.6336 | -70.6278 | 2012 | 1
ISNE | Regional Waste Systems | 50225 | TG1 |  |  | Municipal Solid Waste | 13.3 | ME | Cumberland | 43.6556 | -70.3347 | 1988 | 6
ISNE | Rhode Island State Energy Center | 55107 | CTG1 |  |  | Natural Gas Fired Combined Cycle | 196 | RI | Providence | 41.8017 | -71.5186 | 2002 | 10
ISNE | Rhode Island State Energy Center | 55107 | CTG2 |  |  | Natural Gas Fired Combined Cycle | 196 | RI | Providence | 41.8017 | -71.5186 | 2002 | 10
ISNE | Rhode Island State Energy Center | 55107 | STG1 |  |  | Natural Gas Fired Combined Cycle | 204 | RI | Providence | 41.8017 | -71.5186 | 2002 | 10
ISNE | Ridgewood Providence Power | 50365 | PH21 |  |  | Landfill Gas | 1.6 | RI | Providence | 41.8069 | -71.53 | 2005 | 8
ISNE | Ridgewood Providence Power | 50365 | PH22 |  |  | Landfill Gas | 1.6 | RI | Providence | 41.8069 | -71.53 | 2005 | 8
ISNE | Ridgewood Providence Power | 50365 | PH23 |  |  | Landfill Gas | 1.6 | RI | Providence | 41.8069 | -71.53 | 2005 | 8
ISNE | Ridgewood Providence Power | 50365 | PH24 |  |  | Landfill Gas | 1.6 | RI | Providence | 41.8069 | -71.53 | 2005 | 8
ISNE | Rocky River (CT) | 539 | 1 |  |  | Hydroelectric Pumped Storage | 3.5 | CT | Litchfield | 41.5826 | -73.4349 | 1929 | 1
ISNE | Rocky River (CT) | 539 | 2 |  |  | Hydroelectric Pumped Storage | 3.5 | CT | Litchfield | 41.5826 | -73.4349 | 1928 | 1
ISNE | Rocky River (CT) | 539 | 3 |  |  | Hydroelectric Pumped Storage | 24 | CT | Litchfield | 41.5826 | -73.4349 | 1928 | 1
ISNE | Rollins Wind Project | 56990 | 1 |  |  | Onshore Wind Turbine | 60 | ME | Penobscot | 45.346 | -68.3802 | 2011 | 7
ISNE | Rumford Cogeneration | 10495 | GEN1 |  |  | Wood/Wood Waste Biomass | 102.6 | ME | Oxford | 44.5513 | -70.5414 | 1990 | 1
ISNE | Rumford Falls Hydro Facility | 10493 | GEN1 |  |  | Conventional Hydroelectric | 8.1 | ME | Oxford | 44.5486 | -70.6283 | 1918 | 1
ISNE | Rumford Falls Hydro Facility | 10493 | GEN2 |  |  | Conventional Hydroelectric | 8.1 | ME | Oxford | 44.5486 | -70.6283 | 1918 | 1
ISNE | Rumford Falls Hydro Facility | 10493 | GEN3 |  |  | Conventional Hydroelectric | 8.8 | ME | Oxford | 44.5486 | -70.6283 | 1926 | 1
ISNE | Rumford Falls Hydro Facility | 10493 | GEN4 |  |  | Conventional Hydroelectric | 4.3 | ME | Oxford | 44.5486 | -70.6283 | 1950 | 1
ISNE | Rumford Falls Hydro Facility | 10493 | GEN5 |  |  | Conventional Hydroelectric | 7.6 | ME | Oxford | 44.5486 | -70.6283 | 1954 | 10
ISNE | Rumford Falls Hydro Facility | 10493 | GEN6 |  |  | Conventional Hydroelectric | 7.6 | ME | Oxford | 44.5486 | -70.6283 | 1954 | 10
ISNE | Rumford Power LLC | 55100 | UNT1 |  |  | Natural Gas Fired Combined Cycle | 179.4 | ME | Oxford | 44.5303 | -70.5219 | 2000 | 7
ISNE | Rumford Power LLC | 55100 | UNT2 |  |  | Natural Gas Fired Combined Cycle | 95.1 | ME | Oxford | 44.5303 | -70.5219 | 2000 | 7
ISNE | Rutland | 3723 | GT5 |  |  | Petroleum Liquids | 13.2 | VT | Rutland | 43.603 | -72.9923 | 1962 | 12
ISNE | Ryegate Associates, LLC | 51026 | GEN1 |  |  | Wood/Wood Waste Biomass | 21.5 | VT | Caledonia | 44.2131 | -72.0572 | 1992 | 9
ISNE | S C Moore | 2351 | GEN1 |  |  | Conventional Hydroelectric | 47.7 | NH | Grafton | 44.3356 | -71.8742 | 1957 | 1
ISNE | S C Moore | 2351 | GEN2 |  |  | Conventional Hydroelectric | 47.7 | NH | Grafton | 44.3356 | -71.8742 | 1957 | 1
ISNE | S C Moore | 2351 | GEN3 |  |  | Conventional Hydroelectric | 47.7 | NH | Grafton | 44.3356 | -71.8742 | 1957 | 1
ISNE | S C Moore | 2351 | GEN4 |  |  | Conventional Hydroelectric | 47.7 | NH | Grafton | 44.3356 | -71.8742 | 1957 | 1
ISNE | S D Warren Westbrook | 50447 | GEN1 |  |  | Conventional Hydroelectric | 0.6 | ME | Cumberland | 43.6849 | -70.3532 | 1903 | 1
ISNE | S D Warren Westbrook | 50447 | GEN2 |  |  | Conventional Hydroelectric | 0.6 | ME | Cumberland | 43.6849 | -70.3532 | 1903 | 1
ISNE | S D Warren Westbrook | 50447 | GEN3 |  |  | Conventional Hydroelectric | 0.6 | ME | Cumberland | 43.6849 | -70.3532 | 1903 | 1
ISNE | S D Warren Westbrook | 50447 | GEN4 |  |  | Conventional Hydroelectric | 0.8 | ME | Cumberland | 43.6849 | -70.3532 | 1913 | 1
ISNE | S D Warren Westbrook | 50447 | GEN5 |  |  | Conventional Hydroelectric | 0.8 | ME | Cumberland | 43.6849 | -70.3532 | 1913 | 1
ISNE | S D Warren Westbrook | 50447 | GEN6 |  |  | Conventional Hydroelectric | 0.8 | ME | Cumberland | 43.6849 | -70.3532 | 1913 | 1
ISNE | S D Warren Westbrook | 50447 | GEN7 |  |  | Conventional Hydroelectric | 0.6 | ME | Cumberland | 43.6849 | -70.3532 | 1940 | 1
ISNE | S D Warren Westbrook | 50447 | GEN9 |  |  | Wood/Wood Waste Biomass | 47.5 | ME | Cumberland | 43.6849 | -70.3532 | 1982 | 1
ISNE | S D Warren Westbrook | 50447 | GN10 |  |  | Wood/Wood Waste Biomass | 15 | ME | Cumberland | 43.6849 | -70.3532 | 1985 | 10
ISNE | S D Warren Westbrook | 50447 | GN11 |  |  | Conventional Hydroelectric | 0.6 | ME | Cumberland | 43.6849 | -70.3532 | 1940 | 1
ISNE | S D Warren Westbrook | 50447 | GN12 |  |  | Conventional Hydroelectric | 0.2 | ME | Cumberland | 43.6849 | -70.3532 | 1940 | 1
ISNE | S D Warren Westbrook | 50447 | GN13 |  |  | Conventional Hydroelectric | 0.2 | ME | Cumberland | 43.6849 | -70.3532 | 1940 | 1
ISNE | S D Warren Westbrook | 50447 | GN14 |  |  | Conventional Hydroelectric | 0.2 | ME | Cumberland | 43.6849 | -70.3532 | 1940 | 1
ISNE | S D Warren Westbrook | 50447 | GN15 |  |  | Conventional Hydroelectric | 0.2 | ME | Cumberland | 43.6849 | -70.3532 | 1940 | 1
ISNE | S D Warren Westbrook | 50447 | GN16 |  |  | Conventional Hydroelectric | 0.5 | ME | Cumberland | 43.6849 | -70.3532 | 1940 | 1
ISNE | S D Warren Westbrook | 50447 | GN17 |  |  | Conventional Hydroelectric | 0.5 | ME | Cumberland | 43.6849 | -70.3532 | 1940 | 1
ISNE | SADDLEBACK RIDGE WIND |  |  |  |  | Onshore Wind Turbine | [7 empty] | 34.2 | ME | Franklin
ISNE | SANFORD SOLAR |  |  |  |  | Solar Photovoltaic | [7 empty] | 50 | ME | York
ISNE | SAPPI SOMERSET / HINCKLEY 2 |  |  |  |  | Wood/Wood Waste Biomass | [7 empty] | 10.604 | ME | Somerset
ISNE | SEMASS Resource Recovery | 50290 | GEN1 |  |  | Municipal Solid Waste | 64.5 | MA | Plymouth | 41.8022 | -70.7875 | 1988 | 7
ISNE | SEMASS Resource Recovery | 50290 | GEN2 |  |  | Municipal Solid Waste | 34 | MA | Plymouth | 41.8022 | -70.7875 | 1993 | 4
ISNE | SHUN I WIND |  |  |  |  | Onshore Wind Turbine | [7 empty] | 3 | RI | Providence
ISNE | SHUN II WIND |  |  |  |  | Onshore Wind Turbine | [7 empty] | 3 | RI | Providence
ISNE | SHUN III WIND |  |  |  |  | Onshore Wind Turbine | [7 empty] | 3 | RI | Providence
ISNE | SILVER MAPLE WIND |  |  |  |  | Onshore Wind Turbine | [7 empty] | 20 | ME | Penobscot
ISNE | SJA Solar LLC-Solterra Monastery CSG | 60391 | SJAPV |  |  | Solar Photovoltaic | 14.7 | MA | Worcester | 42.2834 | -72.0085 | 2016 | 12
ISNE | SR NORTH STONINGTON SOLAR |  |  |  |  | Solar Photovoltaic | [7 empty] | 8.35 | CT | Washington
ISNE | ST. JOSEPH SOLAR 1 |  |  |  |  | Solar Photovoltaic | [7 empty] | 9.996 | RI | Kent
ISNE | ST. JOSEPH SOLAR 2 |  |  |  |  | Solar Photovoltaic | [7 empty] | 9.996 | RI | Kent
ISNE | STANDARD LAWSBROOK CSF_GEN |  |  |  |  | Batteries | [7 empty] | 2 | MA | Middlesex
ISNE | SYNCARPHA - MILLBURY_GEN |  |  |  |  | Batteries | [7 empty] | 4 | MA | Worcester
ISNE | SYNCARPHA - NORTHBRIDGE II_GEN |  |  |  |  | Batteries | [7 empty] | 3 | MA | Worcester
ISNE | SYNCARPHA - NORTHBRIDGE I_GEN |  |  |  |  | Batteries | [7 empty] | 4 | MA | Worcester
ISNE | SYNCARPHA - NORTHHAMPTON_GEN |  |  |  |  | Batteries | [7 empty] | 2 | MA | Hampshire
ISNE | SYNCARPHA - TEWKSBURY CSF_GEN |  |  |  |  | Batteries | [7 empty] | 2 | MA | Middlesex
ISNE | SYNCARPHA - WESTMINSTER_GEN |  |  |  |  | Batteries | [7 empty] | 3 | MA | Worcester
ISNE | SYNCARPHA HALIFAX_GEN |  |  |  |  | Batteries | [7 empty] | 1.58 | MA | Plymouth
ISNE | Salem Harbor Power Development LP | 60903 | 1 |  |  | Natural Gas Fired Combined Cycle | 158.4 | MA | Essex | 42.5255 | -70.8782 | 2018 | 5
ISNE | Salem Harbor Power Development LP | 60903 | 2 |  |  | Natural Gas Fired Combined Cycle | 158.4 | MA | Essex | 42.5255 | -70.8782 | 2018 | 5
ISNE | Salem Harbor Power Development LP | 60903 | 3 |  |  | Natural Gas Fired Combined Cycle | 240.7 | MA | Essex | 42.5255 | -70.8782 | 2018 | 5
ISNE | Salem Harbor Power Development LP | 60903 | 4 |  |  | Natural Gas Fired Combined Cycle | 240.7 | MA | Essex | 42.5255 | -70.8782 | 2018 | 5
ISNE | Schiller | 2367 | 4 |  |  | Conventional Steam Coal | 50 | NH | Rockingham | 43.0978 | -70.7842 | 1952 | 10
ISNE | Schiller | 2367 | 5 |  |  | Wood/Wood Waste Biomass | 50 | NH | Rockingham | 43.0978 | -70.7842 | 1955 | 5
ISNE | Schiller | 2367 | 6 |  |  | Conventional Steam Coal | 50 | NH | Rockingham | 43.0978 | -70.7842 | 1957 | 7
ISNE | Schiller | 2367 | GT1 |  |  | Petroleum Liquids | 21.2 | NH | Rockingham | 43.0978 | -70.7842 | 1970 | 11
ISNE | Seabrook | 6115 | 1 |  |  | Nuclear | 1242 | NH | Rockingham | 42.8992 | -70.8489 | 1990 | 8
ISNE | Searsburg | 6529 | GEN1 |  |  | Conventional Hydroelectric | 4 | VT | Bennington | 42.8708 | -72.9273 | 1922 | 3
ISNE | Shawmut | 1504 | SH1 |  |  | Conventional Hydroelectric | 0.7 | ME | Somerset | 44.6295 | -69.5835 | 1913 | 1
ISNE | Shawmut | 1504 | SH2 |  |  | Conventional Hydroelectric | 0.7 | ME | Somerset | 44.6295 | -69.5835 | 1913 | 1
ISNE | Shawmut | 1504 | SH3 |  |  | Conventional Hydroelectric | 0.7 | ME | Somerset | 44.6295 | -69.5835 | 1913 | 1
ISNE | Shawmut | 1504 | SH4 |  |  | Conventional Hydroelectric | 0.7 | ME | Somerset | 44.6295 | -69.5835 | 1913 | 1
ISNE | Shawmut | 1504 | SH5 |  |  | Conventional Hydroelectric | 0.7 | ME | Somerset | 44.6295 | -69.5835 | 1913 | 1
ISNE | Shawmut | 1504 | SH6 |  |  | Conventional Hydroelectric | 0.9 | ME | Somerset | 44.6295 | -69.5835 | 1921 | 1
ISNE | Shawmut | 1504 | SH7 |  |  | Conventional Hydroelectric | 2.2 | ME | Somerset | 44.6295 | -69.5835 | 1982 | 1
ISNE | Shawmut | 1504 | SH8 |  |  | Conventional Hydroelectric | 2.2 | ME | Somerset | 44.6295 | -69.5835 | 1982 | 1
ISNE | Sheffield Wind | 57080 | 1 |  |  | Onshore Wind Turbine | 40 | VT | Caledonia | 44.676 | -72.1013 | 2011 | 10
ISNE | Sheldon Springs Hydroelectric | 10494 | IG-1 |  |  | Conventional Hydroelectric | 1.8 | VT | Franklin | 44.9108 | -72.9736 | 1988 | 7
ISNE | Sheldon Springs Hydroelectric | 10494 | IG-2 |  |  | Conventional Hydroelectric | 1.8 | VT | Franklin | 44.9108 | -72.9736 | 1988 | 7
ISNE | Sheldon Springs Hydroelectric | 10494 | IG-3 |  |  | Conventional Hydroelectric | 0.2 | VT | Franklin | 44.9108 | -72.9736 | 1988 | 7
ISNE | Sheldon Springs Hydroelectric | 10494 | SG-1 |  |  | Conventional Hydroelectric | 10.2 | VT | Franklin | 44.9108 | -72.9736 | 1988 | 7
ISNE | Sheldon Springs Hydroelectric | 10494 | SG-2 |  |  | Conventional Hydroelectric | 10.2 | VT | Franklin | 44.9108 | -72.9736 | 1988 | 7
ISNE | Sheldon Springs Hydroelectric | 10494 | SG-3 |  |  | Conventional Hydroelectric | 1 | VT | Franklin | 44.9108 | -72.9736 | 1988 | 7
ISNE | Shepaug | 552 | 1 |  |  | Conventional Hydroelectric | 37.2 | CT | New Haven | 41.4484 | -73.2953 | 1955 | 1
ISNE | Sherman | 6012 | GEN1 |  |  | Conventional Hydroelectric | 7.2 | MA | Franklin | 42.7297 | -72.9303 | 1926 | 12
ISNE | Shrewsbury | 6125 | 1 |  |  | Petroleum Liquids | 2.8 | MA | Worcester | 42.2747 | -71.7172 | 1969 | 11
ISNE | Shrewsbury | 6125 | 2 |  |  | Petroleum Liquids | 2.8 | MA | Worcester | 42.2747 | -71.7172 | 1969 | 11
ISNE | Shrewsbury | 6125 | 3 |  |  | Petroleum Liquids | 2.8 | MA | Worcester | 42.2747 | -71.7172 | 1975 | 12
ISNE | Shrewsbury | 6125 | 4 |  |  | Petroleum Liquids | 2.8 | MA | Worcester | 42.2747 | -71.7172 | 1975 | 12
ISNE | Shrewsbury | 6125 | 5 |  |  | Petroleum Liquids | 2.8 | MA | Worcester | 42.2747 | -71.7172 | 1978 | 5
ISNE | Skelton | 1505 | 1 |  |  | Conventional Hydroelectric | 8.4 | ME | York | 43.5708 | -70.5583 | 1948 | 1
ISNE | Skelton | 1505 | 2 |  |  | Conventional Hydroelectric | 8.4 | ME | York | 43.5708 | -70.5583 | 1948 | 1
ISNE | Smith (NH) | 2368 | 1 |  |  | Conventional Hydroelectric | 15 | NH | Coos | 44.4695 | -71.1781 | 1948 | 8
ISNE | Spruce Mountain WInd | 58026 | 1 |  |  | Onshore Wind Turbine | 20 | ME | Oxford | 44.4156 | -70.5598 | 2011 | 12
ISNE | Stetson Wind I | 56989 | 1 |  |  | Onshore Wind Turbine | 57 | ME | Washington | 45.4822 | -67.9944 | 2009 | 1
ISNE | Stetson Wind II | 56991 | 1 |  |  | Onshore Wind Turbine | 25.5 | ME | Washington | 45.615 | -67.971 | 2010 | 3
ISNE | Stevenson | 553 | 1 |  |  | Conventional Hydroelectric | 7.5 | CT | Fairfield | 41.3833 | -73.1714 | 1919 | 1
ISNE | Stevenson | 553 | 2 |  |  | Conventional Hydroelectric | 7.5 | CT | Fairfield | 41.3833 | -73.1714 | 1919 | 1
ISNE | Stevenson | 553 | 3 |  |  | Conventional Hydroelectric | 7.5 | CT | Fairfield | 41.3833 | -73.1714 | 1919 | 1
ISNE | Stevenson | 553 | 4 |  |  | Conventional Hydroelectric | 8 | CT | Fairfield | 41.3833 | -73.1714 | 1936 | 1
ISNE | Stony Brook | 6081 | 1 |  |  | Petroleum Liquids | 85 | MA | Hampden | 42.1978 | -72.5106 | 1982 | 11
ISNE | Stony Brook | 6081 | 2 |  |  | Petroleum Liquids | 85 | MA | Hampden | 42.1978 | -72.5106 | 1982 | 11
ISNE | Stony Brook | 6081 | 5051S |  |  | Solar Photovoltaic | 6.9 | MA | Hampden | 42.1978 | -72.5106 | 2018 | 6
ISNE | Stony Brook | 6081 | BS#1 |  |  | Petroleum Liquids | 2 | MA | Hampden | 42.1978 | -72.5106 | 2007 | 9
ISNE | Stony Brook | 6081 | BS#2 |  |  | Petroleum Liquids | 2 | MA | Hampden | 42.1978 | -72.5106 | 2007 | 9
ISNE | Stony Brook | 6081 | CA1 |  |  | Petroleum Liquids | 105 | MA | Hampden | 42.1978 | -72.5106 | 1981 | 11
ISNE | Stony Brook | 6081 | CT1 |  |  | Petroleum Liquids | 85 | MA | Hampden | 42.1978 | -72.5106 | 1981 | 11
ISNE | Stony Brook | 6081 | CT2 |  |  | Petroleum Liquids | 85 | MA | Hampden | 42.1978 | -72.5106 | 1981 | 11
ISNE | Stony Brook | 6081 | CT3 |  |  | Petroleum Liquids | 85 | MA | Hampden | 42.1978 | -72.5106 | 1981 | 11
ISNE | Stony Brook | 6081 | EDSI |  |  | Petroleum Liquids | 0.6 | MA | Hampden | 42.1978 | -72.5106 | 1981 | 11
ISNE | THREE CORNERS SOLAR |  |  |  |  | Solar Photovoltaic | [7 empty] | 112 | ME | Kennebec
ISNE | TPE WARREN SOLAR |  |  |  |  | Solar Photovoltaic | [7 empty] | 6.93 | RI | Bristol
ISNE | Tanner Street Generation | 54586 | TRENT |  |  | Natural Gas Fired Combined Cycle | 57.9 | MA | Middlesex | 42.6321 | -71.3132 | 2008 | 10
ISNE | Tanner Street Generation | 54586 | VAX |  |  | Natural Gas Fired Combined Cycle | 27.1 | MA | Middlesex | 42.6321 | -71.3132 | 1992 | 10
ISNE | Tiverton Power Plant | 55048 | UNT1 |  |  | Natural Gas Fired Combined Cycle | 196.9 | RI | Newport | 41.6422 | -71.1706 | 2000 | 3
ISNE | Tiverton Power Plant | 55048 | UNT2 |  |  | Natural Gas Fired Combined Cycle | 93.2 | RI | Newport | 41.6422 | -71.1706 | 2000 | 6
ISNE | Torrington Terminal | 565 | UN10 |  |  | Petroleum Liquids | 21.8 | CT | Litchfield | 41.7761 | -73.1209 | 1967 | 11
ISNE | Tunnel | 557 | 1 |  |  | Conventional Hydroelectric | 1 | CT | New London | 41.5554 | -72.0418 | 1919 | 1
ISNE | Tunnel | 557 | 10 |  |  | Petroleum Liquids | 18.5 | CT | New London | 41.5554 | -72.0418 | 1969 | 1
ISNE | Tunnel | 557 | 2 |  |  | Conventional Hydroelectric | 1 | CT | New London | 41.5554 | -72.0418 | 1949 | 1
ISNE | Turners Falls | 6388 | 1 |  |  | Conventional Hydroelectric | 1.4 | MA | Franklin | 42.608 | -72.5615 | 1913 | 1
ISNE | Turners Falls | 6388 | 2 |  |  | Conventional Hydroelectric | 0.4 | MA | Franklin | 42.608 | -72.5615 | 1913 | 1
ISNE | Turners Falls | 6388 | 3 |  |  | Conventional Hydroelectric | 1.3 | MA | Franklin | 42.608 | -72.5615 | 1910 | 1
ISNE | Turners Falls | 6388 | 5 |  |  | Conventional Hydroelectric | 1.3 | MA | Franklin | 42.608 | -72.5615 | 1905 | 1
ISNE | Turners Falls | 6388 | 7 |  |  | Conventional Hydroelectric | 1.3 | MA | Franklin | 42.608 | -72.5615 | 1910 | 1
ISNE | University Solar, LLC | 63668 | URI |  |  | Solar Photovoltaic | 24 | RI | Kent | 41.6133 | -71.6593 | 2019 | 12
ISNE | VPPSA Project 10 | 63203 | 12510 |  |  | Petroleum Liquids | 23.6 | VT | Franklin | 44.9167 | -73.1 | 2010 | 5
ISNE | VPPSA Project 10 | 63203 | 12511 |  |  | Petroleum Liquids | 23.6 | VT | Franklin | 44.9167 | -73.1 | 2010 | 5
ISNE | Vernon Dam | 2352 | 1 |  |  | Conventional Hydroelectric | 2 | VT | Windham | 42.7717 | -72.5146 | 1909 | 8
ISNE | Vernon Dam | 2352 | 10 |  |  | Conventional Hydroelectric | 4.2 | VT | Windham | 42.7717 | -72.5146 | 1921 | 1
ISNE | Vernon Dam | 2352 | 2 |  |  | Conventional Hydroelectric | 2 | VT | Windham | 42.7717 | -72.5146 | 1909 | 8
ISNE | Vernon Dam | 2352 | 3 |  |  | Conventional Hydroelectric | 2 | VT | Windham | 42.7717 | -72.5146 | 1909 | 8
ISNE | Vernon Dam | 2352 | 4 |  |  | Conventional Hydroelectric | 2.5 | VT | Windham | 42.7717 | -72.5146 | 1909 | 8
ISNE | Vernon Dam | 2352 | 5 |  |  | Conventional Hydroelectric | 4.5 | VT | Windham | 42.7717 | -72.5146 | 2008 | 4
ISNE | Vernon Dam | 2352 | 6A |  |  | Conventional Hydroelectric | 5 | VT | Windham | 42.7717 | -72.5146 | 2008 | 3
ISNE | Vernon Dam | 2352 | 7A |  |  | Conventional Hydroelectric | 5 | VT | Windham | 42.7717 | -72.5146 | 2008 | 3
ISNE | Vernon Dam | 2352 | 8 |  |  | Conventional Hydroelectric | 4.5 | VT | Windham | 42.7717 | -72.5146 | 2008 | 3
ISNE | Vernon Dam | 2352 | 9 |  |  | Conventional Hydroelectric | 4.2 | VT | Windham | 42.7717 | -72.5146 | 1921 | 1
ISNE | W WARWICK COV WIND |  |  |  |  | Onshore Wind Turbine | [7 empty] | 4.5 | RI | Kent
ISNE | WARREN PV |  |  |  |  | Solar Photovoltaic | [7 empty] | 14 | MA | Worcester
ISNE | WEAVER WIND |  |  |  |  | Onshore Wind Turbine | [7 empty] | 72.6 | ME | Hancock
ISNE | WED COV WIND |  |  |  |  | Onshore Wind Turbine | [7 empty] | 6 | RI | Kent
ISNE | WEST SPRINGFIELD 10 |  |  |  |  | Petroleum Liquids | [7 empty] | 22 | MA | Hampden
ISNE | WEST SPRINGFIELD GT-1 |  |  |  |  | Natural Gas Fired Combustion Turbine | [7 empty] | 48 | MA | Hampden
ISNE | WEST SPRINGFIELD GT-2 |  |  |  |  | Natural Gas Fired Combustion Turbine | [7 empty] | 48 | MA | Hampden
ISNE | WOODLAND ROAD |  |  |  |  | Petroleum Liquids | [7 empty] | 21 | MA | Berkshire
ISNE | Wallingford Energy | 55517 | CTG1 |  |  | Natural Gas Fired Combustion Turbine | 50 | CT | New Haven | 41.4487 | -72.8354 | 2001 | 10
ISNE | Wallingford Energy | 55517 | CTG2 |  |  | Natural Gas Fired Combustion Turbine | 50 | CT | New Haven | 41.4487 | -72.8354 | 2001 | 9
ISNE | Wallingford Energy | 55517 | CTG3 |  |  | Natural Gas Fired Combustion Turbine | 50 | CT | New Haven | 41.4487 | -72.8354 | 2001 | 8
ISNE | Wallingford Energy | 55517 | CTG4 |  |  | Natural Gas Fired Combustion Turbine | 50 | CT | New Haven | 41.4487 | -72.8354 | 2001 | 8
ISNE | Wallingford Energy | 55517 | CTG5 |  |  | Natural Gas Fired Combustion Turbine | 50 | CT | New Haven | 41.4487 | -72.8354 | 2001 | 8
ISNE | Wallingford Energy | 55517 | CTG6 |  |  | Natural Gas Fired Combustion Turbine | 50 | CT | New Haven | 41.4487 | -72.8354 | 2018 | 5
ISNE | Wallingford Energy | 55517 | CTG7 |  |  | Natural Gas Fired Combustion Turbine | 50 | CT | New Haven | 41.4487 | -72.8354 | 2018 | 5
ISNE | Waterbury 22 | 6520 | 1 |  |  | Conventional Hydroelectric | 5.5 | VT | Washington | 44.3813 | -72.7677 | 1953 | 6
ISNE | Waterbury Generation | 56629 | 10 |  |  | Natural Gas Fired Combustion Turbine | 96 | CT | New Haven | 41.5444 | -73.0417 | 2009 | 6
ISNE | Waters River | 1678 | 1 |  |  | Natural Gas Fired Combustion Turbine | 21.3 | MA | Essex | 42.5429 | -70.9283 | 1971 | 12
ISNE | Waters River | 1678 | 2 |  |  | Natural Gas Fired Combustion Turbine | 43.6 | MA | Essex | 42.5429 | -70.9283 | 1990 | 11
ISNE | Waterside Power, LLC | 56189 | 4 |  |  | Petroleum Liquids | 23.2 | CT | Fairfield | 41.0372 | -73.5564 | 2004 | 5
ISNE | Waterside Power, LLC | 56189 | 5 |  |  | Petroleum Liquids | 23.2 | CT | Fairfield | 41.0372 | -73.5564 | 2004 | 5
ISNE | Waterside Power, LLC | 56189 | 7 |  |  | Petroleum Liquids | 23.2 | CT | Fairfield | 41.0372 | -73.5564 | 2006 | 5
ISNE | West Buxton | 1508 | WB1 |  |  | Conventional Hydroelectric | 0.6 | ME | York | 43.6669 | -70.6021 | 1982 | 1
ISNE | West Buxton | 1508 | WB2 |  |  | Conventional Hydroelectric | 0.6 | ME | York | 43.6669 | -70.6021 | 1982 | 1
ISNE | West Buxton | 1508 | WB3 |  |  | Conventional Hydroelectric | 1.1 | ME | York | 43.6669 | -70.6021 | 1920 | 1
ISNE | West Buxton | 1508 | WB4 |  |  | Conventional Hydroelectric | 0.7 | ME | York | 43.6669 | -70.6021 | 1907 | 1
ISNE | West Buxton | 1508 | WB5 |  |  | Conventional Hydroelectric | 0.7 | ME | York | 43.6669 | -70.6021 | 1904 | 1
ISNE | West Buxton | 1508 | WB6 |  |  | Conventional Hydroelectric | 4 | ME | York | 43.6669 | -70.6021 | 1927 | 1
ISNE | West Enfield Hydro | 10255 | GEN1 |  |  | Conventional Hydroelectric | 6.5 | ME | Penobscot | 45.2497 | -68.6483 | 1988 | 4
ISNE | West Enfield Hydro | 10255 | GEN2 |  |  | Conventional Hydroelectric | 6.5 | ME | Penobscot | 45.2497 | -68.6483 | 1988 | 4
ISNE | West Tisbury Generating Facility | 6049 | UN1 |  |  | Petroleum Liquids | 2.7 | MA | Dukes | 41.3925 | -70.6201 | 1975 | 1
ISNE | West Tisbury Generating Facility | 6049 | UN2 |  |  | Petroleum Liquids | 2.7 | MA | Dukes | 41.3925 | -70.6201 | 1975 | 1
ISNE | Westbrook Energy Center Power Plant | 55294 | GTG1 |  |  | Natural Gas Fired Combined Cycle | 184.2 | ME | Cumberland | 43.6575 | -70.375 | 2001 | 5
ISNE | Westbrook Energy Center Power Plant | 55294 | GTG2 |  |  | Natural Gas Fired Combined Cycle | 184.2 | ME | Cumberland | 43.6575 | -70.375 | 2001 | 5
ISNE | Westbrook Energy Center Power Plant | 55294 | STG3 |  |  | Natural Gas Fired Combined Cycle | 195.5 | ME | Cumberland | 43.6575 | -70.375 | 2001 | 5
ISNE | Weston Hydro | 1509 | WE1 |  |  | Conventional Hydroelectric | 3 | ME | Somerset | 44.7639 | -69.7183 | 1921 | 1
ISNE | Weston Hydro | 1509 | WE2 |  |  | Conventional Hydroelectric | 3 | ME | Somerset | 44.7639 | -69.7183 | 1920 | 1
ISNE | Weston Hydro | 1509 | WE3 |  |  | Conventional Hydroelectric | 3 | ME | Somerset | 44.7639 | -69.7183 | 1921 | 1
ISNE | Weston Hydro | 1509 | WE4 |  |  | Conventional Hydroelectric | 3 | ME | Somerset | 44.7639 | -69.7183 | 1923 | 1
ISNE | Wheelabrator Bridgeport | 50883 | GEN1 |  |  | Municipal Solid Waste | 67 | CT | Fairfield | 41.1625 | -73.2083 | 1988 | 7
ISNE | Wheelabrator Concord Facility | 50873 | GEN1 |  |  | Municipal Solid Waste | 14 | NH | Merrimack | 43.2866 | -71.5769 | 1989 | 4
ISNE | Wheelabrator Lisbon | 54758 | GEN1 |  |  | Municipal Solid Waste | 14.6 | CT | New London | 41.5844 | -72.0416 | 1995 | 10
ISNE | Wheelabrator Millbury Facility | 50878 | GEN1 |  |  | Municipal Solid Waste | 47.6 | MA | Worcester | 42.2214 | -71.7669 | 1987 | 9
ISNE | Wheelabrator North Andover | 50877 | GEN1 |  |  | Municipal Solid Waste | 40.3 | MA | Essex | 42.7262 | -71.1219 | 1985 | 5
ISNE | Wheelabrator Saugus | 50880 | GEN1 |  |  | Municipal Solid Waste | 57.8 | MA | Essex | 42.447 | -70.9804 | 1985 | 8
ISNE | White Lake | 2369 | GT1 |  |  | Petroleum Liquids | 18.6 | NH | Carroll | 43.8478 | -71.2069 | 1968 | 7
ISNE | Wilder | 2353 | GEN1 |  |  | Conventional Hydroelectric | 16.2 | VT | Windsor | 43.6679 | -72.3036 | 1950 | 11
ISNE | Wilder | 2353 | GEN2 |  |  | Conventional Hydroelectric | 16.2 | VT | Windsor | 43.6679 | -72.3036 | 1950 | 11
ISNE | Wilder | 2353 | GEN3 |  |  | Conventional Hydroelectric | 3.2 | VT | Windsor | 43.6679 | -72.3036 | 1987 | 10
ISNE | Wilkins Station | 6586 | 1 |  |  | Petroleum Liquids | 2.7 | MA | Essex | 42.5131 | -70.8583 | 1975 | 11
ISNE | Wilkins Station | 6586 | 2 |  |  | Petroleum Liquids | 2.7 | MA | Essex | 42.5131 | -70.8583 | 1975 | 11
ISNE | William F Wyman Hybrid | 1507 | 1 |  |  | Petroleum Liquids | 50 | ME | Cumberland | 43.7508 | -70.1567 | 1957 | 1
ISNE | William F Wyman Hybrid | 1507 | 2 |  |  | Petroleum Liquids | 50 | ME | Cumberland | 43.7508 | -70.1567 | 1958 | 1
ISNE | William F Wyman Hybrid | 1507 | 3 |  |  | Petroleum Liquids | 113.6 | ME | Cumberland | 43.7508 | -70.1567 | 1965 | 1
ISNE | William F Wyman Hybrid | 1507 | 4 |  |  | Petroleum Liquids | 632.4 | ME | Cumberland | 43.7508 | -70.1567 | 1978 | 1
ISNE | William F Wyman Hybrid | 1507 | BESS |  |  | Batteries | 16.7 | ME | Cumberland | 43.7508 | -70.1567 | 2016 | 12
ISNE | Williams Hydro | 1510 | WI1 |  |  | Conventional Hydroelectric | 7 | ME | Somerset | 44.9589 | -69.8703 | 1939 | 1
ISNE | Williams Hydro | 1510 | WI2 |  |  | Conventional Hydroelectric | 6 | ME | Somerset | 44.9589 | -69.8703 | 1950 | 1
ISNE | Worumbo Hydro Station | 50278 | GEN1 |  |  | Conventional Hydroelectric | 9.7 | ME | Androscoggin | 43.9947 | -70.0619 | 1989 | 2
ISNE | Worumbo Hydro Station | 50278 | GEN2 |  |  | Conventional Hydroelectric | 9.7 | ME | Androscoggin | 43.9947 | -70.0619 | 1989 | 3
ISNE | Wyman Hydro | 1511 | WY1 |  |  | Conventional Hydroelectric | 24 | ME | Somerset | 45.0703 | -69.9064 | 1930 | 1
ISNE | Wyman Hydro | 1511 | WY2 |  |  | Conventional Hydroelectric | 24 | ME | Somerset | 45.0703 | -69.9064 | 1931 | 1
ISNE | Wyman Hydro | 1511 | WY3 |  |  | Conventional Hydroelectric | 24 | ME | Somerset | 45.0703 | -69.9064 | 1940 | 1
JEA | AEP Jacksonville Solar Project | 61388 | PV1 |  |  | Solar Photovoltaic | 7.1 | FL | Duval | 30.5236 | -81.6864 | 2017 | 5
JEA | Brandy Branch | 7846 | 001 |  |  | Natural Gas Fired Combustion Turbine | 185 | FL | Duval | 30.3206 | -81.9472 | 2001 | 5
JEA | Brandy Branch | 7846 | 002 |  |  | Natural Gas Fired Combined Cycle | 185 | FL | Duval | 30.3206 | -81.9472 | 2001 | 5
JEA | Brandy Branch | 7846 | 003 |  |  | Natural Gas Fired Combined Cycle | 185 | FL | Duval | 30.3206 | -81.9472 | 2001 | 10
JEA | Brandy Branch | 7846 | 004 |  |  | Natural Gas Fired Combined Cycle | 228.1 | FL | Duval | 30.3206 | -81.9472 | 2005 | 2
JEA | Greenland Energy Center | 56799 | 1 |  |  | Natural Gas Fired Combustion Turbine | 190.4 | FL | Duval | 30.1591 | -81.5184 | 2011 | 6
JEA | Greenland Energy Center | 56799 | 2 |  |  | Natural Gas Fired Combustion Turbine | 190.4 | FL | Duval | 30.1591 | -81.5184 | 2011 | 6
JEA | Hecate Energy Blair Road LLC | 62778 | HEJEA |  |  | Solar Photovoltaic | 4 | FL | Duval | 30.286 | -81.834 | 2018 | 1
JEA | Imeson Solar | 63186 | IMESO |  |  | Solar Photovoltaic | 5 | FL | Duval | 30.4568 | -81.7149 | 2019 | 12
JEA | J D Kennedy | 666 | GT37 |  |  | Natural Gas Fired Combustion Turbine | 185 | FL | Duval | 30.3648 | -81.626 | 2000 | 6
JEA | J D Kennedy | 666 | GT38 |  |  | Natural Gas Fired Combustion Turbine | 185 | FL | Duval | 30.3648 | -81.626 | 2009 | 6
JEA | Jacksonville Solar | 57202 | 1 |  |  | Solar Photovoltaic | 12.6 | FL | Duval | 30.3207 | -81.9564 | 2010 | 4
JEA | Northside Generating Station | 667 | 1 |  |  | Conventional Steam Coal | 297.5 | FL | Duval | 30.4172 | -81.5525 | 1966 | 3
JEA | Northside Generating Station | 667 | 2 |  |  | Conventional Steam Coal | 297.5 | FL | Duval | 30.4172 | -81.5525 | 1972 | 6
JEA | Northside Generating Station | 667 | 4 |  |  | Petroleum Liquids | 62.1 | FL | Duval | 30.4172 | -81.5525 | 1975 | 1
JEA | Northside Generating Station | 667 | 5 |  |  | Petroleum Liquids | 62.1 | FL | Duval | 30.4172 | -81.5525 | 1974 | 12
JEA | Northside Generating Station | 667 | 6 |  |  | Petroleum Liquids | 62.1 | FL | Duval | 30.4172 | -81.5525 | 1974 | 12
JEA | Northside Generating Station | 667 | GT3 |  |  | Petroleum Liquids | 62.1 | FL | Duval | 30.4172 | -81.5525 | 1975 | 1
JEA | Northside Generating Station | 667 | ST3 |  |  | Natural Gas Steam Turbine | 563.7 | FL | Duval | 30.4172 | -81.5525 | 1977 | 6
JEA | Old Kings Solar |  |  | N/A | N/A | Solar Photovoltaic | [7 empty] | 2 | FL | Duval
JEA | Old Plank Road Solar Farm, LLC | 66202 | OLDPL |  |  | Solar Photovoltaic | 3 | FL | Duval | 30.3185 | -81.8883 | 2017 | 10
JEA | Simmons Road Solar |  |  | N/A | N/A | Solar Photovoltaic | [7 empty] | 1 | FL | Duval
JEA | Starratt Solar | 62940 | PV |  |  | Solar Photovoltaic | 5 | FL | Duval | 30.4944 | -81.6006 | 2017 | 12
JEA | Trail Ridge Landfill Gas Recovery | 57123 | 1 |  |  | Landfill Gas | 1.6 | FL | Duval | 30.228 | -82.0409 | 2008 | 12
JEA | Trail Ridge Landfill Gas Recovery | 57123 | 2 |  |  | Landfill Gas | 1.6 | FL | Duval | 30.228 | -82.0409 | 2008 | 12
JEA | Trail Ridge Landfill Gas Recovery | 57123 | 3 |  |  | Landfill Gas | 1.6 | FL | Duval | 30.228 | -82.0409 | 2008 | 12
JEA | Trail Ridge Landfill Gas Recovery | 57123 | 4 |  |  | Landfill Gas | 1.6 | FL | Duval | 30.228 | -82.0409 | 2008 | 12
JEA | Trail Ridge Landfill Gas Recovery | 57123 | 5 |  |  | Landfill Gas | 1.6 | FL | Duval | 30.228 | -82.0409 | 2008 | 12
JEA | Trail Ridge Landfill Gas Recovery | 57123 | 6 |  |  | Landfill Gas | 1.6 | FL | Duval | 30.228 | -82.0409 | 2008 | 12
LDWP | Adelanto Solar Project | 57305 | 1 |  |  | Solar Photovoltaic | 6.8 | CA | San Bernardino | 34.5508 | -117.4353 | 2012 | 6
LDWP | Apex Generating Station |  |  | 55514 | 1 | Natural Gas Fired Combined Cycle | [7 empty] | 531 | NV | Clark
LDWP | Beacon BESS 1 | 61431 | BCNB1 |  |  | Batteries | 20 | CA | Kern | 35.2565 | -118.0275 | 2018 | 10
LDWP | Beacon Solar Plant Site 1 |  |  | 59309 | BEAC1 | Solar Photovoltaic | [7 empty] | 56 | CA | Kern
LDWP | Beacon Solar Plant Site 2 | 59309 | BEAC2 |  |  | Solar Photovoltaic | 47.3 | CA | Kern | 35.2658 | -117.9992 | 2017 | 12
LDWP | Beacon Solar Plant Site 3 |  |  | 59309 | BEAC3 | Solar Photovoltaic | [7 empty] | 56 | CA | Kern
LDWP | Beacon Solar Plant Site 4 |  |  | 59309 | BEAC4 | Solar Photovoltaic | [7 empty] | 50 | CA | Kern
LDWP | Beacon Solar Plant Site 5 | 59308 | BEAC5 |  |  | Solar Photovoltaic | 37.8 | CA | Kern | 35.2489 | -118.0344 | 2017 | 12
LDWP | Castaic | 392 | 1 |  |  | Hydroelectric Pumped Storage | 271 | CA | Los Angeles | 34.5872 | -118.6566 | 1973 | 9
LDWP | Castaic | 392 | 2 |  |  | Hydroelectric Pumped Storage | 271 | CA | Los Angeles | 34.5872 | -118.6566 | 1974 | 7
LDWP | Castaic | 392 | 3 |  |  | Hydroelectric Pumped Storage | 271 | CA | Los Angeles | 34.5872 | -118.6566 | 1976 | 7
LDWP | Castaic | 392 | 4 |  |  | Hydroelectric Pumped Storage | 271 | CA | Los Angeles | 34.5872 | -118.6566 | 1977 | 6
LDWP | Castaic | 392 | 5 |  |  | Hydroelectric Pumped Storage | 271 | CA | Los Angeles | 34.5872 | -118.6566 | 1977 | 12
LDWP | Castaic | 392 | 6 |  |  | Hydroelectric Pumped Storage | 271 | CA | Los Angeles | 34.5872 | -118.6566 | 1978 | 8
LDWP | Castaic | 392 | 7 |  |  | Conventional Hydroelectric | 56 | CA | Los Angeles | 34.5872 | -118.6566 | 1972 | 1
LDWP | Control Gorge | 393 | 1 |  |  | Conventional Hydroelectric | 37.5 | CA | Inyo | 37.4379 | -118.557 | 1952 | 4
LDWP | Copper Mountain Solar 3 | 58915 | 1 |  |  | Solar Photovoltaic | 26 | NV | Clark | 35.8894 | -114.9579 | 2014 | 5
LDWP | Copper Mountain Solar 3 | 58915 | 10 |  |  | Solar Photovoltaic | 21 | NV | Clark | 35.8894 | -114.9579 | 2015 | 1
LDWP | Copper Mountain Solar 3 | 58915 | 2 |  |  | Solar Photovoltaic | 27 | NV | Clark | 35.8894 | -114.9579 | 2014 | 6
LDWP | Copper Mountain Solar 3 | 58915 | 3 |  |  | Solar Photovoltaic | 26 | NV | Clark | 35.8894 | -114.9579 | 2014 | 7
LDWP | Copper Mountain Solar 3 | 58915 | 4 |  |  | Solar Photovoltaic | 28 | NV | Clark | 35.8894 | -114.9579 | 2014 | 8
LDWP | Copper Mountain Solar 3 | 58915 | 5 |  |  | Solar Photovoltaic | 25 | NV | Clark | 35.8894 | -114.9579 | 2014 | 9
LDWP | Copper Mountain Solar 3 | 58915 | 6 |  |  | Solar Photovoltaic | 26 | NV | Clark | 35.8894 | -114.9579 | 2014 | 10
LDWP | Copper Mountain Solar 3 | 58915 | 7 |  |  | Solar Photovoltaic | 26 | NV | Clark | 35.8894 | -114.9579 | 2014 | 10
LDWP | Copper Mountain Solar 3 | 58915 | 8 |  |  | Solar Photovoltaic | 26 | NV | Clark | 35.8894 | -114.9579 | 2014 | 12
LDWP | Copper Mountain Solar 3 | 58915 | 9 |  |  | Solar Photovoltaic | 24 | NV | Clark | 35.8894 | -114.9579 | 2015 | 1
LDWP | Eland 1 |  |  |  | 1 | Solar Photovoltaic | [7 empty] | 200 | CA | Kern
LDWP | Grayson | 377 | 9 |  |  | Natural Gas Fired Combustion Turbine | 57.4 | CA | Los Angeles | 34.1556 | -118.2782 | 2004 | 1
LDWP | Harbor | 399 | 10A |  |  | Natural Gas Fired Combined Cycle | 85.3 | CA | Los Angeles | 33.7706 | -118.2656 | 1995 | 1
LDWP | Harbor | 399 | 10B |  |  | Natural Gas Fired Combined Cycle | 85.3 | CA | Los Angeles | 33.7706 | -118.2656 | 1995 | 1
LDWP | Harbor | 399 | 5 |  |  | Natural Gas Fired Combined Cycle | 75 | CA | Los Angeles | 33.7706 | -118.2656 | 1995 | 1
LDWP | Harbor | 399 | GT10 |  |  | Natural Gas Fired Combustion Turbine | 60.5 | CA | Los Angeles | 33.7706 | -118.2656 | 2002 | 1
LDWP | Harbor | 399 | GT11 |  |  | Natural Gas Fired Combustion Turbine | 60.5 | CA | Los Angeles | 33.7706 | -118.2656 | 2002 | 1
LDWP | Harbor | 399 | GT12 |  |  | Natural Gas Fired Combustion Turbine | 60.5 | CA | Los Angeles | 33.7706 | -118.2656 | 2002 | 1
LDWP | Harbor | 399 | GT13 |  |  | Natural Gas Fired Combustion Turbine | 60.5 | CA | Los Angeles | 33.7706 | -118.2656 | 2002 | 1
LDWP | Harbor | 399 | GT14 |  |  | Natural Gas Fired Combustion Turbine | 60.5 | CA | Los Angeles | 33.7706 | -118.2656 | 2002 | 1
LDWP | Haynes | 400 | 1 |  |  | Natural Gas Steam Turbine | 230 | CA | Los Angeles | 33.7647 | -118.0991 | 1962 | 9
LDWP | Haynes | 400 | 10 |  |  | Natural Gas Fired Combined Cycle | 182.8 | CA | Los Angeles | 33.7647 | -118.0991 | 2005 | 1
LDWP | Haynes | 400 | 11 |  |  | Natural Gas Fired Combustion Turbine | 108.2 | CA | Los Angeles | 33.7647 | -118.0991 | 2013 | 6
LDWP | Haynes | 400 | 12 |  |  | Natural Gas Fired Combustion Turbine | 108.2 | CA | Los Angeles | 33.7647 | -118.0991 | 2013 | 6
LDWP | Haynes | 400 | 13 |  |  | Natural Gas Fired Combustion Turbine | 108.2 | CA | Los Angeles | 33.7647 | -118.0991 | 2013 | 6
LDWP | Haynes | 400 | 14 |  |  | Natural Gas Fired Combustion Turbine | 108.2 | CA | Los Angeles | 33.7647 | -118.0991 | 2013 | 6
LDWP | Haynes | 400 | 15 |  |  | Natural Gas Fired Combustion Turbine | 108.2 | CA | Los Angeles | 33.7647 | -118.0991 | 2013 | 6
LDWP | Haynes | 400 | 16 |  |  | Natural Gas Fired Combustion Turbine | 108.2 | CA | Los Angeles | 33.7647 | -118.0991 | 2013 | 6
LDWP | Haynes | 400 | 2 |  |  | Natural Gas Steam Turbine | 230 | CA | Los Angeles | 33.7647 | -118.0991 | 1963 | 4
LDWP | Haynes | 400 | 8 |  |  | Natural Gas Fired Combined Cycle | 264.3 | CA | Los Angeles | 33.7647 | -118.0991 | 2005 | 1
LDWP | Haynes | 400 | 9 |  |  | Natural Gas Fired Combined Cycle | 182.8 | CA | Los Angeles | 33.7647 | -118.0991 | 2005 | 1
LDWP | Intermountain Power Project | 6481 | 1 |  |  | Conventional Steam Coal | 820 | UT | Millard | 39.5097 | -112.5802 | 1986 | 6
LDWP | Intermountain Power Project | 6481 | 2 |  |  | Conventional Steam Coal | 820 | UT | Millard | 39.5097 | -112.5802 | 1987 | 5
LDWP | Lake One | 7987 | L1 |  |  | Natural Gas Fired Combustion Turbine | 60.5 | CA | Los Angeles | 34.1772 | -118.3147 | 2002 | 6
LDWP | Magnolia Power Project | 56046 | 1 |  |  | Natural Gas Fired Combined Cycle | 198.9 | CA | Los Angeles | 34.1786 | -118.3153 | 2005 | 9
LDWP | Magnolia Power Project | 56046 | 2 |  |  | Natural Gas Fired Combined Cycle | 188.7 | CA | Los Angeles | 34.1786 | -118.3153 | 2005 | 9
LDWP | Middle Gorge | 401 | 1 |  |  | Conventional Hydroelectric | 37.5 | CA | Mono | 37.51 | -118.5692 | 1952 | 5
LDWP | Milford Wind Corridor I LLC | 57079 | 1 |  |  | Onshore Wind Turbine | 203.5 | UT | Beaver | 38.5357 | -112.935 | 2009 | 9
LDWP | Milford Wind Corridor Stage II LLC | 57107 | 1 |  |  | Onshore Wind Turbine | 102 | UT | Beaver | 38.5852 | -112.931 | 2011 | 5
LDWP | Moapa |  |  |  | 1 | Solar Photovoltaic | [7 empty] | 250 | NV | Clark
LDWP | Pine Tree Solar Project | 57306 | 1 |  |  | Solar Photovoltaic | 8.5 | CA | Kern | 35.2296 | -118.1957 | 2013 | 3
LDWP | Pine Tree Wind Power Project | 56433 | 1 |  |  | Onshore Wind Turbine | 135 | CA | Kern | 35.248 | -118.1754 | 2009 | 6
LDWP | RE Cinco Solar |  |  |  | 1 | Solar Photovoltaic | [7 empty] | 60 | CA | Kern
LDWP | San Francisquito 1 | 6479 | 1A |  |  | Conventional Hydroelectric | 22.5 | CA | Los Angeles | 34.5902 | -118.4547 | 1983 | 12
LDWP | San Francisquito 1 | 6479 | 3 |  |  | Conventional Hydroelectric | 9.9 | CA | Los Angeles | 34.5902 | -118.4547 | 1917 | 4
LDWP | San Francisquito 1 | 6479 | 4 |  |  | Conventional Hydroelectric | 10.6 | CA | Los Angeles | 34.5902 | -118.4547 | 1923 | 5
LDWP | San Francisquito 1 | 6479 | 6 |  |  | Conventional Hydroelectric | 22.5 | CA | Los Angeles | 34.5902 | -118.4547 | 1987 | 4
LDWP | San Francisquito 2 | 6480 | 1 |  |  | Conventional Hydroelectric | 14 | CA | Los Angeles | 34.5343 | -118.5251 | 1920 | 7
LDWP | San Francisquito 2 | 6480 | 2 |  |  | Conventional Hydroelectric | 14 | CA | Los Angeles | 34.5343 | -118.5251 | 1920 | 8
LDWP | San Francisquito 2 | 6480 | 3 |  |  | Conventional Hydroelectric | 18 | CA | Los Angeles | 34.5343 | -118.5251 | 1932 | 9
LDWP | Scattergood | 404 | 1 |  |  | Natural Gas Steam Turbine | 163.2 | CA | Los Angeles | 33.9182 | -118.4276 | 1958 | 12
LDWP | Scattergood | 404 | 2 |  |  | Natural Gas Steam Turbine | 163.2 | CA | Los Angeles | 33.9182 | -118.4276 | 1959 | 7
LDWP | Scattergood | 404 | 4 |  |  | Natural Gas Fired Combined Cycle | 216.9 | CA | Los Angeles | 33.9182 | -118.4276 | 2015 | 10
LDWP | Scattergood | 404 | 5 |  |  | Natural Gas Fired Combined Cycle | 118.9 | CA | Los Angeles | 33.9182 | -118.4276 | 2015 | 11
LDWP | Scattergood | 404 | 6 |  |  | Natural Gas Fired Combustion Turbine | 106.9 | CA | Los Angeles | 33.9182 | -118.4276 | 2015 | 8
LDWP | Scattergood | 404 | 7 |  |  | Natural Gas Fired Combustion Turbine | 106.9 | CA | Los Angeles | 33.9182 | -118.4276 | 2015 | 9
LDWP | Springbok 3 Solar Farm Hybrid | 60491 | SB3BS |  |  | Batteries | 1.5 | CA | Kern | 35.1712 | -118.0017 | 2019 | 7
LDWP | Springbok 3 Solar Farm Hybrid | 60491 | SB3SF |  |  | Solar Photovoltaic | 90 | CA | Kern | 35.1712 | -118.0017 | 2019 | 7
LDWP | Springbok Solar Farm 1 | 59532 | SB1 |  |  | Solar Photovoltaic | 105 | CA | Kern | 35.2492 | -117.9553 | 2016 | 7
LDWP | Springbok Solar Farm 2 | 59840 | SB2 |  |  | Solar Photovoltaic | 155 | CA | Kern | 35.25 | -117.9768 | 2016 | 9
LDWP | Upper Gorge | 407 | 1 |  |  | Conventional Hydroelectric | 37.5 | CA | Mono | 37.546 | -118.59 | 1953 | 6
LDWP | Valley (CA) | 408 | 5 |  |  | Natural Gas Fired Combustion Turbine | 60.5 | CA | Los Angeles | 34.245 | -118.3913 | 2001 | 8
LDWP | Valley (CA) | 408 | 6 |  |  | Natural Gas Fired Combined Cycle | 182.8 | CA | Los Angeles | 34.245 | -118.3913 | 2003 | 9
LDWP | Valley (CA) | 408 | 7 |  |  | Natural Gas Fired Combined Cycle | 182.8 | CA | Los Angeles | 34.245 | -118.3913 | 2003 | 9
LDWP | Valley (CA) | 408 | 8 |  |  | Natural Gas Fired Combined Cycle | 264.4 | CA | Los Angeles | 34.245 | -118.3913 | 2003 | 11
LGEE | Bluegrass Generating Station | 55164 | CT1 |  |  | Natural Gas Fired Combustion Turbine | 208 | KY | Oldham | 38.3902 | -85.4133 | 2002 | 6
LGEE | Bluegrass Generating Station | 55164 | CT2 |  |  | Natural Gas Fired Combustion Turbine | 208 | KY | Oldham | 38.3902 | -85.4133 | 2002 | 6
LGEE | Bluegrass Generating Station | 55164 | CT3 |  |  | Natural Gas Fired Combustion Turbine | 208 | KY | Oldham | 38.3902 | -85.4133 | 2002 | 6
LGEE | Cane Run | 1363 | 7A |  |  | Natural Gas Fired Combined Cycle | 260 | KY | Jefferson | 38.1831 | -85.8892 | 2015 | 6
LGEE | Cane Run | 1363 | 7B |  |  | Natural Gas Fired Combined Cycle | 260 | KY | Jefferson | 38.1831 | -85.8892 | 2015 | 6
LGEE | Cane Run | 1363 | 7S |  |  | Natural Gas Fired Combined Cycle | 287 | KY | Jefferson | 38.1831 | -85.8892 | 2015 | 6
LGEE | Cooperative Solar One | 60863 | PV1 |  |  | Solar Photovoltaic | 8.5 | KY | Clark | 38.0272 | -84.2547 | 2017 | 11
LGEE | Dix Dam | 1354 | 1 |  |  | Conventional Hydroelectric | 9.4 | KY | Mercer | 37.7864 | -84.7028 | 1925 | 11
LGEE | Dix Dam | 1354 | 2 |  |  | Conventional Hydroelectric | 9.4 | KY | Mercer | 37.7864 | -84.7028 | 1925 | 11
LGEE | Dix Dam | 1354 | 3 |  |  | Conventional Hydroelectric | 9.4 | KY | Mercer | 37.7864 | -84.7028 | 1925 | 11
LGEE | E W Brown | 1355 | 10 |  |  | Natural Gas Fired Combustion Turbine | 126 | KY | Mercer | 37.7883 | -84.7126 | 1995 | 12
LGEE | E W Brown | 1355 | 11 |  |  | Natural Gas Fired Combustion Turbine | 126 | KY | Mercer | 37.7883 | -84.7126 | 1996 | 5
LGEE | E W Brown | 1355 | 3 |  |  | Conventional Steam Coal | 464 | KY | Mercer | 37.7883 | -84.7126 | 1971 | 7
LGEE | E W Brown | 1355 | 5 |  |  | Natural Gas Fired Combustion Turbine | 123 | KY | Mercer | 37.7883 | -84.7126 | 2001 | 6
LGEE | E W Brown | 1355 | 6 |  |  | Natural Gas Fired Combustion Turbine | 176.8 | KY | Mercer | 37.7883 | -84.7126 | 1999 | 8
LGEE | E W Brown | 1355 | 7 |  |  | Natural Gas Fired Combustion Turbine | 176.8 | KY | Mercer | 37.7883 | -84.7126 | 1999 | 8
LGEE | E W Brown | 1355 | 8 |  |  | Natural Gas Fired Combustion Turbine | 126 | KY | Mercer | 37.7883 | -84.7126 | 1995 | 2
LGEE | E W Brown | 1355 | 9 |  |  | Natural Gas Fired Combustion Turbine | 126 | KY | Mercer | 37.7883 | -84.7126 | 1994 | 8
LGEE | E W Brown | 1355 | SOLAR |  |  | Solar Photovoltaic | 13 | KY | Mercer | 37.7883 | -84.7126 | 2016 | 5
LGEE | Ghent | 1356 | 1 |  |  | Conventional Steam Coal | 556.9 | KY | Carroll | 38.7497 | -85.035 | 1974 | 2
LGEE | Ghent | 1356 | 2 |  |  | Conventional Steam Coal | 556.3 | KY | Carroll | 38.7497 | -85.035 | 1977 | 4
LGEE | Ghent | 1356 | 3 |  |  | Conventional Steam Coal | 556.5 | KY | Carroll | 38.7497 | -85.035 | 1981 | 5
LGEE | Ghent | 1356 | 4 |  |  | Conventional Steam Coal | 556.2 | KY | Carroll | 38.7497 | -85.035 | 1984 | 8
LGEE | Haefling | 1358 | 1 |  |  | Natural Gas Fired Combustion Turbine | 20.7 | KY | Fayette | 38.0794 | -84.5194 | 1970 | 10
LGEE | Haefling | 1358 | 2 |  |  | Natural Gas Fired Combustion Turbine | 20.7 | KY | Fayette | 38.0794 | -84.5194 | 1970 | 10
LGEE | LGE-KU Solar Share Facility Simpsonville | 65406 | SSP |  |  | Solar Photovoltaic | 2.1 | KY | Shelby | 38.2165 | -85.3914 | 2019 | 7
LGEE | Mill Creek (KY) | 1364 | 1 |  |  | Conventional Steam Coal | 355.5 | KY | Jefferson | 38.0525 | -85.9103 | 1972 | 8
LGEE | Mill Creek (KY) | 1364 | 2 |  |  | Conventional Steam Coal | 355.5 | KY | Jefferson | 38.0525 | -85.9103 | 1974 | 7
LGEE | Mill Creek (KY) | 1364 | 3 |  |  | Conventional Steam Coal | 462.6 | KY | Jefferson | 38.0525 | -85.9103 | 1978 | 8
LGEE | Mill Creek (KY) | 1364 | 4 |  |  | Conventional Steam Coal | 543.6 | KY | Jefferson | 38.0525 | -85.9103 | 1982 | 9
LGEE | Mother Ann Lee | 1359 | 1 |  |  | Conventional Hydroelectric | 0.7 | KY | Mercer | 37.8297 | -84.7247 | 2008 | 12
LGEE | Mother Ann Lee | 1359 | 2 |  |  | Conventional Hydroelectric | 0.7 | KY | Mercer | 37.8297 | -84.7247 | 2007 | 7
LGEE | Mother Ann Lee | 1359 | 3 |  |  | Conventional Hydroelectric | 0.7 | KY | Mercer | 37.8297 | -84.7247 | 2007 | 3
LGEE | Ohio Falls | 1365 | 1 |  |  | Conventional Hydroelectric | 13.7 | KY | Jefferson | 38.2832 | -85.7792 | 1928 | 1
LGEE | Ohio Falls | 1365 | 2 |  |  | Conventional Hydroelectric | 13.7 | KY | Jefferson | 38.2832 | -85.7792 | 1928 | 1
LGEE | Ohio Falls | 1365 | 3 |  |  | Conventional Hydroelectric | 13.7 | KY | Jefferson | 38.2832 | -85.7792 | 1928 | 1
LGEE | Ohio Falls | 1365 | 4 |  |  | Conventional Hydroelectric | 13.7 | KY | Jefferson | 38.2832 | -85.7792 | 1928 | 1
LGEE | Ohio Falls | 1365 | 5 |  |  | Conventional Hydroelectric | 13.7 | KY | Jefferson | 38.2832 | -85.7792 | 1928 | 1
LGEE | Ohio Falls | 1365 | 6 |  |  | Conventional Hydroelectric | 13.7 | KY | Jefferson | 38.2832 | -85.7792 | 1928 | 1
LGEE | Ohio Falls | 1365 | 7 |  |  | Conventional Hydroelectric | 13.7 | KY | Jefferson | 38.2832 | -85.7792 | 1928 | 1
LGEE | Ohio Falls | 1365 | 8 |  |  | Conventional Hydroelectric | 13.7 | KY | Jefferson | 38.2832 | -85.7792 | 1928 | 1
LGEE | PPS Power Plant No 1 | 56556 | 1 |  |  | Natural Gas Fired Combustion Turbine | 60 | KY | McCracken | 37.0339 | -88.6159 | 2010 | 6
LGEE | PPS Power Plant No 1 | 56556 | 2 |  |  | Natural Gas Fired Combustion Turbine | 60 | KY | McCracken | 37.0339 | -88.6159 | 2010 | 6
LGEE | Paddys Run | 1366 | 12 |  |  | Natural Gas Fired Combustion Turbine | 32.6 | KY | Jefferson | 38.2236 | -85.8417 | 1968 | 7
LGEE | Paddys Run | 1366 | 13 |  |  | Natural Gas Fired Combustion Turbine | 178 | KY | Jefferson | 38.2236 | -85.8417 | 2001 | 6
LGEE | Paris (KY) | 1376 | 1 |  |  | Petroleum Liquids | 1.3 | KY | Bourbon | 38.2049 | -84.2383 | 1952 | 12
LGEE | Paris (KY) | 1376 | 2 |  |  | Petroleum Liquids | 1.3 | KY | Bourbon | 38.2049 | -84.2383 | 1954 | 12
LGEE | Paris (KY) | 1376 | 3 |  |  | Petroleum Liquids | 0.7 | KY | Bourbon | 38.2049 | -84.2383 | 1934 | 12
LGEE | Paris (KY) | 1376 | 5 |  |  | Petroleum Liquids | 1.1 | KY | Bourbon | 38.2049 | -84.2383 | 1949 | 12
LGEE | Paris (KY) | 1376 | 6 |  |  | Petroleum Liquids | 3.1 | KY | Bourbon | 38.2049 | -84.2383 | 1974 | 12
LGEE | Paris (KY) | 1376 | 7 |  |  | Petroleum Liquids | 3.1 | KY | Bourbon | 38.2049 | -84.2383 | 1974 | 12
LGEE | Trimble County | 6071 | 1 |  |  | Conventional Steam Coal | 566.1 | KY | Trimble | 38.5847 | -85.4117 | 1990 | 12
LGEE | Trimble County | 6071 | 10 |  |  | Natural Gas Fired Combustion Turbine | 199 | KY | Trimble | 38.5847 | -85.4117 | 2004 | 7
LGEE | Trimble County | 6071 | 2 |  |  | Conventional Steam Coal | 834 | KY | Trimble | 38.5847 | -85.4117 | 2011 | 2
LGEE | Trimble County | 6071 | 5 |  |  | Natural Gas Fired Combustion Turbine | 199 | KY | Trimble | 38.5847 | -85.4117 | 2002 | 5
LGEE | Trimble County | 6071 | 6 |  |  | Natural Gas Fired Combustion Turbine | 199 | KY | Trimble | 38.5847 | -85.4117 | 2002 | 5
LGEE | Trimble County | 6071 | 7 |  |  | Natural Gas Fired Combustion Turbine | 199 | KY | Trimble | 38.5847 | -85.4117 | 2004 | 6
LGEE | Trimble County | 6071 | 8 |  |  | Natural Gas Fired Combustion Turbine | 199 | KY | Trimble | 38.5847 | -85.4117 | 2004 | 6
LGEE | Trimble County | 6071 | 9 |  |  | Natural Gas Fired Combustion Turbine | 199 | KY | Trimble | 38.5847 | -85.4117 | 2004 | 7
MISO | 13 Mile Solar, LLC | 64456 | FAC13 |  |  | Solar Photovoltaic | 2 | MI | Calhoun | 42.3267 | -85.0486 | 2020 | 12
MISO | 2662 Freeport Solar 1 CSG | 64058 | FREE |  |  | Solar Photovoltaic | 2 | IL | Stephenson | 42.3397 | -89.6327 | 2020 | 12
MISO | 4710 Hosting | 62162 | 4710 |  |  | Petroleum Liquids | 7.5 | MN | Olmsted | 44.0708 | -92.5223 | 2012 | 6
MISO | 491 E 48th Street | 7268 | 7 |  |  | Natural Gas Fired Combustion Turbine | 39.1 | MI | Allegan | 42.7553 | -86.0853 | 1992 | 5
MISO | 491 E 48th Street | 7268 | 8 |  |  | Natural Gas Fired Combustion Turbine | 39.1 | MI | Allegan | 42.7553 | -86.0853 | 1992 | 5
MISO | 491 E 48th Street | 7268 | 9 |  |  | Natural Gas Fired Combustion Turbine | 83.5 | MI | Allegan | 42.7553 | -86.0853 | 2000 | 4
MISO | A B Brown | 6137 | 4 |  |  | Natural Gas Fired Combustion Turbine | 88.2 | IN | Posey | 37.9053 | -87.715 | 1991 | 6
MISO | A B Brown | 6137 | 5 |  |  | Natural Gas Fired Combustion Turbine | 88.2 | IN | Posey | 37.9053 | -87.715 | 2002 | 5
MISO | A.J. Mihm Generating Station | 61391 | M1 |  |  | Natural Gas Internal Combustion Engine | 18.8 | MI | Baraga | 46.7927 | -88.614 | 2019 | 3
MISO | A.J. Mihm Generating Station | 61391 | M2 |  |  | Natural Gas Internal Combustion Engine | 18.8 | MI | Baraga | 46.7927 | -88.614 | 2019 | 3
MISO | A.J. Mihm Generating Station | 61391 | M3 |  |  | Natural Gas Internal Combustion Engine | 18.8 | MI | Baraga | 46.7927 | -88.614 | 2019 | 3
MISO | ACC | 67507 | 62289 |  |  | Solar Photovoltaic | 2 | AR | Howard | 33.9269 | -93.8601 | 2023 | 5
MISO | ADA Carbon Solutions Red River | 57938 | GEN1 |  |  | All Other | 20.8 | LA | Red River | 32.0039 | -93.3911 | 2011 | 2
MISO | ADC Varner | 67513 | 63612 |  |  | Solar Photovoltaic | 4.9 | AR | Lincoln | 34.0413 | -91.6279 | 2024 | 3
MISO | AES Belleville Solar LLC | 65127 | BELL |  |  | Solar Photovoltaic | 9.9 | IL | St Clair | 38.4872 | -90.0135 | 2021 | 9
MISO | AES Petersburg | 994 | 4 |  |  | Conventional Steam Coal | 670.9 | IN | Pike | 38.5281 | -87.2525 | 1986 | 4
MISO | AES Petersburg | 994 | IC1 |  |  | Petroleum Liquids | 2.7 | IN | Pike | 38.5281 | -87.2525 | 1967 | 8
MISO | AES Petersburg | 994 | IC2 |  |  | Petroleum Liquids | 2.7 | IN | Pike | 38.5281 | -87.2525 | 1967 | 8
MISO | AES Petersburg | 994 | IC3 |  |  | Petroleum Liquids | 2.7 | IN | Pike | 38.5281 | -87.2525 | 1967 | 8
MISO | AES Petersburg | 994 | ST3 |  |  | Conventional Steam Coal | 670.9 | IN | Pike | 38.5281 | -87.2525 | 1977 | 11
MISO | ATI | 67384 | 1 |  |  | Solar Photovoltaic | 2.3 | WI | Milwaukee | 42.9449 | -87.8599 | 2020 | 11
MISO | Abel Solar | 67790 | PV1 |  |  | Solar Photovoltaic | 2 | IL | Whiteside | 41.793 | -90.032 | 2021 | 12
MISO | Acadia Energy Center | 55173 | CT11 |  |  | Natural Gas Fired Combined Cycle | 215.1 | LA | Acadia | 30.4286 | -92.4131 | 2002 | 7
MISO | Acadia Energy Center | 55173 | CT12 |  |  | Natural Gas Fired Combined Cycle | 215.1 | LA | Acadia | 30.4286 | -92.4131 | 2002 | 7
MISO | Acadia Energy Center | 55173 | CT24 |  |  | Natural Gas Fired Combined Cycle | 215.1 | LA | Acadia | 30.4286 | -92.4131 | 2002 | 8
MISO | Acadia Energy Center | 55173 | CT25 |  |  | Natural Gas Fired Combined Cycle | 215.1 | LA | Acadia | 30.4286 | -92.4131 | 2002 | 8
MISO | Acadia Energy Center | 55173 | ST13 |  |  | Natural Gas Fired Combined Cycle | 264.4 | LA | Acadia | 30.4286 | -92.4131 | 2002 | 7
MISO | Acadia Energy Center | 55173 | ST26 |  |  | Natural Gas Fired Combined Cycle | 264.4 | LA | Acadia | 30.4286 | -92.4131 | 2002 | 8
MISO | Acturus Community Solar | 61705 | ARCT |  |  | Solar Photovoltaic | 1 | MN | Le Sueur | 44.2832 | -93.9544 | 2018 | 12
MISO | Ada Cogeneration LP | 10819 | GEN1 |  |  | Natural Gas Fired Combined Cycle | 23 | MI | Kent | 42.9627 | -85.4941 | 1990 | 10
MISO | Ada Cogeneration LP | 10819 | GEN2 |  |  | Natural Gas Fired Combined Cycle | 10.1 | MI | Kent | 42.9627 | -85.4941 | 1990 | 10
MISO | Ada Dam | 50433 | ADA1 |  |  | Conventional Hydroelectric | 1.4 | MI | Kent | 42.9506 | -85.4859 | 1984 | 3
MISO | Adair Wind Farm | 56810 | AWF |  |  | Onshore Wind Turbine | 174.8 | IA | Adair | 41.4236 | -94.665 | 2008 | 12
MISO | Adams PV Plant | 67596 | AD329 |  |  | Solar Photovoltaic | 8.3 | WI | Adams | 43.9501 | -89.6809 | 2023 | 7
MISO | Adams Wind | 59637 | ADWF |  |  | Onshore Wind Turbine | 4.7 | IA | Adams | 40.92 | -94.6717 | 2015 | 10
MISO | Adams Wind | 59637 | ADWF2 |  |  | Onshore Wind Turbine | 43.3 | IA | Adams | 40.92 | -94.6717 | 2015 | 11
MISO | Adams Wind | 59637 | ADWF3 |  |  | Onshore Wind Turbine | 58 | IA | Adams | 40.92 | -94.6717 | 2015 | 12
MISO | Adams Wind | 59637 | ADWF4 |  |  | Onshore Wind Turbine | 48.3 | IA | Adams | 40.92 | -94.6717 | 2016 | 1
MISO | Adams Wind Farm | 56307 | 1 |  |  | Onshore Wind Turbine | 13.5 | MN | Mower | 43.5548 | -92.7241 | 2003 | 9
MISO | Adams Wind Farm | 56307 | 2 |  |  | Onshore Wind Turbine | 9.8 | MN | Mower | 43.5548 | -92.7241 | 2004 | 7
MISO | Adams Wind Generations LLC | 57375 | AWG |  |  | Onshore Wind Turbine | 20 | MN | Meeker | 44.9169 | -94.7356 | 2011 | 3
MISO | Adrian Energy Associates LLC | 54903 | UNT1 |  |  | Landfill Gas | 0.8 | MI | Lenawee | 41.891 | -83.9929 | 1994 | 12
MISO | Adrian Energy Associates LLC | 54903 | UNT2 |  |  | Landfill Gas | 0.8 | MI | Lenawee | 41.891 | -83.9929 | 1994 | 12
MISO | Adrian Energy Associates LLC | 54903 | UNT3 |  |  | Landfill Gas | 0.8 | MI | Lenawee | 41.891 | -83.9929 | 1994 | 12
MISO | Agassiz Beach LLC | 55576 | AB30 |  |  | Onshore Wind Turbine | 1.9 | MN | Clay | 47.0053 | -96.4356 | 2001 | 2
MISO | AgriReNew | 59181 | 00001 |  |  | Other Waste Biomass | 1 | IA | Scott | 41.6919 | -90.8664 | 2013 | 9
MISO | Agrilectric Power Partners Ltd | 10593 | GEN1 |  |  | Other Waste Biomass | 12.1 | LA | Calcasieu | 30.2012 | -93.1269 | 1984 | 7
MISO | Agriwind | 56408 | AWND1 |  |  | Onshore Wind Turbine | 8.4 | IL | Bureau | 41.3017 | -89.6236 | 2007 | 7
MISO | Air Products Port Arthur | 55309 | GEN 5 |  |  | Natural Gas Fired Combustion Turbine | 32.8 | TX | Jefferson | 29.8665 | -93.9651 | 2012 | 12
MISO | Air Products Port Arthur | 55309 | GEN1 |  |  | Natural Gas Fired Combustion Turbine | 37.6 | TX | Jefferson | 29.8665 | -93.9651 | 2000 | 11
MISO | Air Products Port Arthur | 55309 | GEN3 |  |  | Other Gases | 20.5 | TX | Jefferson | 29.8665 | -93.9651 | 2006 | 11
MISO | Air Products Port Arthur | 55309 | GEN4 |  |  | Other Gases | 78.2 | TX | Jefferson | 29.8665 | -93.9651 | 2006 | 10
MISO | Albany Solar | 60519 | PV1 |  |  | Solar Photovoltaic | 10 | MN | Stearns | 45.6413 | -94.5993 | 2016 | 12
MISO | Albany Solar (WI) | 64997 | PV1 |  |  | Solar Photovoltaic | 50 | WI | Rock | 42.6658 | -89.3718 | 2023 | 12
MISO | Alcona | 1693 | 1 |  |  | Conventional Hydroelectric | 4 | MI | Alcona | 44.562 | -83.8045 | 1924 | 1
MISO | Alcona | 1693 | 2 |  |  | Conventional Hydroelectric | 4 | MI | Alcona | 44.562 | -83.8045 | 1924 | 1
MISO | Alden Road Harvard Solar 1 | 65774 | 18031 |  |  | Solar Photovoltaic | 2 | IL | McHenry | 42.4003 | -88.4988 | 2020 | 12
MISO | Alexander | 4060 | 1 |  |  | Conventional Hydroelectric | 1.4 | WI | Lincoln | 45.1875 | -89.7553 | 1925 | 1
MISO | Alexander | 4060 | 2 |  |  | Conventional Hydroelectric | 1.4 | WI | Lincoln | 45.1875 | -89.7553 | 1925 | 1
MISO | Alexander | 4060 | 3 |  |  | Conventional Hydroelectric | 1.4 | WI | Lincoln | 45.1875 | -89.7553 | 1925 | 1
MISO | Alexandria | 1958 | IC1 |  |  | Petroleum Liquids | 1.2 | MN | Douglas | 45.8892 | -95.3797 | 1948 | 1
MISO | Alexandria | 1958 | IC2 |  |  | Petroleum Liquids | 4 | MN | Douglas | 45.8892 | -95.3797 | 1967 | 1
MISO | Alexandria | 1958 | IC3 |  |  | Petroleum Liquids | 4 | MN | Douglas | 45.8892 | -95.3797 | 1967 | 1
MISO | Allegan Dam | 1694 | 1 |  |  | Conventional Hydroelectric | 0.5 | MI | Allegan | 42.5638 | -85.954 | 1935 | 1
MISO | Allegan Dam | 1694 | 2 |  |  | Conventional Hydroelectric | 0.9 | MI | Allegan | 42.5638 | -85.954 | 1935 | 1
MISO | Allegan Dam | 1694 | 3 |  |  | Conventional Hydroelectric | 1.2 | MI | Allegan | 42.5638 | -85.954 | 1945 | 1
MISO | Allen S King | 1915 | 1 |  |  | Conventional Steam Coal | 598.4 | MN | Washington | 45.03 | -92.7786 | 1958 | 3
MISO | Allendorf | 56215 | A1 |  |  | Onshore Wind Turbine | 1.2 | IA | Osceola | 43.4 | -95.6333 | 1998 | 10
MISO | Allendorf | 56215 | ET |  |  | Onshore Wind Turbine | 2 | IA | Osceola | 43.4 | -95.6333 | 2020 | 8
MISO | Allendorf | 56215 | ST |  |  | Onshore Wind Turbine | 0.6 | IA | Osceola | 43.4 | -95.6333 | 1998 | 10
MISO | Allendorf | 56215 | WT |  |  | Onshore Wind Turbine | 2 | IA | Osceola | 43.4 | -95.6333 | 2003 | 5
MISO | Alliant Energy Neenah | 55135 | CT01 |  |  | Natural Gas Fired Combustion Turbine | 185.5 | WI | Winnebago | 44.1936 | -88.5064 | 2000 | 5
MISO | Alliant Energy Neenah | 55135 | CT02 |  |  | Natural Gas Fired Combustion Turbine | 185.5 | WI | Winnebago | 44.1936 | -88.5064 | 2000 | 5
MISO | Alliant SBD 8602 Marion Sub | 54716 | 1536 |  |  | Petroleum Liquids | 1.5 | IA | Linn | 42.0289 | -91.5975 | 1986 | 8
MISO | Alliant SBD 8602 Marion Sub | 54716 | 2734 |  |  | Petroleum Liquids | 1.5 | IA | Linn | 42.0289 | -91.5975 | 1986 | 8
MISO | Alliant SBD 8602 Marion Sub | 54716 | 2741 |  |  | Petroleum Liquids | 1.1 | IA | Linn | 42.0289 | -91.5975 | 1986 | 8
MISO | Alliant SBD 8602 Marion Sub | 54716 | 2785 |  |  | Petroleum Liquids | 1.5 | IA | Linn | 42.0289 | -91.5975 | 1986 | 8
MISO | Alliant SBD 9106 Rockwell CR | 54717 | 2671 |  |  | Petroleum Liquids | 1.6 | IA | Linn | 42.0356 | -91.6458 | 1992 | 6
MISO | Alliant SBD 9106 Rockwell CR | 54717 | 2672 |  |  | Petroleum Liquids | 1.6 | IA | Linn | 42.0356 | -91.6458 | 1992 | 6
MISO | Alliant SBD 9106 Rockwell CR | 54717 | 2675 |  |  | Petroleum Liquids | 1.6 | IA | Linn | 42.0356 | -91.6458 | 1992 | 6
MISO | Alliant SBD 9106 Rockwell CR | 54717 | 2678 |  |  | Petroleum Liquids | 1.6 | IA | Linn | 42.0356 | -91.6458 | 1992 | 6
MISO | Alliant SBD 9106 Rockwell CR | 54717 | 2679 |  |  | Petroleum Liquids | 1.6 | IA | Linn | 42.0356 | -91.6458 | 1992 | 6
MISO | Alliant SBD 9106 Rockwell CR | 54717 | 2682 |  |  | Petroleum Liquids | 1.6 | IA | Linn | 42.0356 | -91.6458 | 1992 | 6
MISO | Alliant SBD 9106 Rockwell CR | 54717 | 2683 |  |  | Petroleum Liquids | 1.6 | IA | Linn | 42.0356 | -91.6458 | 1992 | 6
MISO | Alliant SBD 9106 Rockwell CR | 54717 | 2684 |  |  | Petroleum Liquids | 1.6 | IA | Linn | 42.0356 | -91.6458 | 1992 | 6
MISO | Alliant SBD 9106 Rockwell CR | 54717 | 2685 |  |  | Petroleum Liquids | 1.6 | IA | Linn | 42.0356 | -91.6458 | 1992 | 6
MISO | Alliant SBD 9106 Rockwell CR | 54717 | 2690 |  |  | Petroleum Liquids | 1.6 | IA | Linn | 42.0356 | -91.6458 | 1992 | 6
MISO | Alliant SBD 9107 JBS USA | 54715 | 2665 |  |  | Petroleum Liquids | 1.6 | IA | Marshall | 42.056 | -92.8971 | 1992 | 8
MISO | Alliant SBD 9107 JBS USA | 54715 | 2688 |  |  | Petroleum Liquids | 1.6 | IA | Marshall | 42.056 | -92.8971 | 1992 | 8
MISO | Alliant SBD 9107 JBS USA | 54715 | 2689 |  |  | Petroleum Liquids | 1.6 | IA | Marshall | 42.056 | -92.8971 | 1992 | 8
MISO | Alliant SBD 9107 JBS USA | 54715 | 4644 |  |  | Petroleum Liquids | 1.6 | IA | Marshall | 42.056 | -92.8971 | 1994 | 8
MISO | Alliant SBD 9107 JBS USA | 54715 | 4658 |  |  | Petroleum Liquids | 1.6 | IA | Marshall | 42.056 | -92.8971 | 1996 | 6
MISO | Alliant SBD 9107 JBS USA | 54715 | 4659 |  |  | Petroleum Liquids | 1.6 | IA | Marshall | 42.056 | -92.8971 | 1998 | 4
MISO | Alliant SBD 9107 JBS USA | 54715 | 4660 |  |  | Petroleum Liquids | 1.8 | IA | Marshall | 42.056 | -92.8971 | 2000 | 6
MISO | Alliant SBD 9201 Norplex | 54712 | 0002 |  |  | Petroleum Liquids | 1 | IA | Allamakee | 43.0906 | -91.5542 | 2014 | 7
MISO | Alliant SBD 9201 Norplex | 54712 | 0044 |  |  | Petroleum Liquids | 1.1 | IA | Allamakee | 43.0906 | -91.5542 | 1988 | 12
MISO | Alliant SBD 9203 Profol | 54719 | 6916 |  |  | Petroleum Liquids | 1.8 | IA | Linn | 41.935 | -91.6361 | 1996 | 9
MISO | Alliant SBD 9203 Profol | 54719 | 6917 |  |  | Petroleum Liquids | 1.8 | IA | Linn | 41.935 | -91.6361 | 2001 | 2
MISO | Alliant SBD 9203 Profol | 54719 | 6918 |  |  | Petroleum Liquids | 2 | IA | Linn | 41.935 | -91.6361 | 2012 | 8
MISO | Alliant SBD 9205 A Y McDonald | 54710 | 0001 |  |  | Petroleum Liquids | 1.5 | IA | Dubuque | 42.4906 | -90.745 | 1993 | 7
MISO | Alliant SBD 9205 A Y McDonald | 54710 | 0002 |  |  | Petroleum Liquids | 1.6 | IA | Dubuque | 42.4906 | -90.745 | 1990 | 3
MISO | Alliant SBD 9205 A Y McDonald | 54710 | 0003 |  |  | Petroleum Liquids | 0.5 | IA | Dubuque | 42.4906 | -90.745 | 2016 | 5
MISO | Alliant SBD 9206 Donaldson | 54718 | 4632 |  |  | Petroleum Liquids | 1.6 | IA | Howard | 43.3744 | -92.1331 | 1995 | 11
MISO | Alliant SBD 9301 Prairie Farms | 54735 | 0079 |  |  | Petroleum Liquids | 1.8 | IA | Dubuque | 42.53 | -90.6847 | 1993 | 7
MISO | Alliant SBD 9301 Prairie Farms | 54735 | 0080 |  |  | Petroleum Liquids | 1.1 | IA | Dubuque | 42.53 | -90.6847 | 1998 | 11
MISO | Alliant SBD 9301 Prairie Farms | 54735 | 0081 |  |  | Petroleum Liquids | 0.6 | IA | Dubuque | 42.53 | -90.6847 | 2019 | 6
MISO | Alliant SBD 9403 Aegon DC | 54929 | 6111 |  |  | Petroleum Liquids | 1.1 | IA | Linn | 41.9167 | -91.6542 | 1995 | 1
MISO | Alliant SBD 9403 Aegon DC | 54929 | 6112 |  |  | Petroleum Liquids | 1.5 | IA | Linn | 41.9167 | -91.6542 | 2003 | 12
MISO | Alliant SBD 9403 Aegon DC | 54929 | 6113 |  |  | Petroleum Liquids | 1.5 | IA | Linn | 41.9167 | -91.6542 | 2007 | 9
MISO | Alliant SBD0201 Ingredion | 55996 | 01 |  |  | Petroleum Liquids | 1.8 | IA | Linn | 41.9701 | -91.6662 | 2003 | 6
MISO | Alliant SBD0201 Ingredion | 55996 | 02 |  |  | Petroleum Liquids | 1.6 | IA | Linn | 41.9701 | -91.6662 | 2003 | 6
MISO | Alliant SBD0201 Ingredion | 55996 | 03 |  |  | Petroleum Liquids | 1.6 | IA | Linn | 41.9701 | -91.6662 | 2003 | 6
MISO | Alliant SBD0201 Ingredion | 55996 | 04 |  |  | Petroleum Liquids | 1.1 | IA | Linn | 41.9701 | -91.6662 | 2003 | 6
MISO | Alliant SBG 9802 Toyota | 56073 | 01 |  |  | Natural Gas Internal Combustion Engine | 1 | IA | Linn | 42.0277 | -91.7111 | 1998 | 12
MISO | Allie L.L.C. (CSG) | 65381 | PAPE |  |  | Solar Photovoltaic | 1 | MN | Renville | 44.7888 | -95.2015 | 2022 | 8
MISO | Allium Community Solar Garden, LLC | 63304 | ALIUM |  |  | Solar Photovoltaic | 1 | MN | Stearns | 45.3997 | -94.7231 | 2021 | 1
MISO | Alpena Cement Plant | 50305 | GE10 |  |  | Petroleum Coke | 3.2 | MI | Alpena | 45.0699 | -83.4082 | 1999 | 2
MISO | Alpena Cement Plant | 50305 | GEN6 |  |  | Petroleum Coke | 12 | MI | Alpena | 45.0699 | -83.4082 | 1952 | 1
MISO | Alpena Cement Plant | 50305 | GEN7 |  |  | Petroleum Coke | 10 | MI | Alpena | 45.0699 | -83.4082 | 1955 | 1
MISO | Alpena Cement Plant | 50305 | GEN8 |  |  | Petroleum Coke | 11 | MI | Alpena | 45.0699 | -83.4082 | 1991 | 4
MISO | Alpena Cement Plant | 50305 | GEN9 |  |  | Petroleum Coke | 11 | MI | Alpena | 45.0699 | -83.4082 | 1994 | 4
MISO | Alpine Power Plant | 59926 | AI1 |  |  | Natural Gas Fired Combustion Turbine | 226.9 | MI | Otsego | 45.0637 | -84.8253 | 2016 | 6
MISO | Alpine Power Plant | 59926 | AI2 |  |  | Natural Gas Fired Combustion Turbine | 226.9 | MI | Otsego | 45.0637 | -84.8253 | 2016 | 7
MISO | Alsey | 7818 | 1 |  |  | Natural Gas Fired Combustion Turbine | 30 | IL | Scott | 39.5698 | -90.436 | 1999 | 6
MISO | Alsey | 7818 | 2 |  |  | Natural Gas Fired Combustion Turbine | 30 | IL | Scott | 39.5698 | -90.436 | 1999 | 8
MISO | Alsey | 7818 | 3 |  |  | Natural Gas Fired Combustion Turbine | 20 | IL | Scott | 39.5698 | -90.436 | 1999 | 7
MISO | Alsey | 7818 | 4 |  |  | Natural Gas Fired Combustion Turbine | 20 | IL | Scott | 39.5698 | -90.436 | 1999 | 8
MISO | Alsey | 7818 | 5 |  |  | Natural Gas Fired Combustion Turbine | 25 | IL | Scott | 39.5698 | -90.436 | 1999 | 6
MISO | Alsey | 7818 | 6 |  |  | Natural Gas Fired Combustion Turbine | 48 | IL | Scott | 39.5698 | -90.436 | 2016 | 12
MISO | Altair Community Solar Garden | 61645 | ALTA |  |  | Solar Photovoltaic | 1 | MN | Waseca | 43.925 | -93.4858 | 2019 | 2
MISO | Altamont | 7990 | 1 |  |  | Petroleum Liquids | 1.8 | IL | Effingham | 39.0687 | -88.7555 | 2002 | 1
MISO | Altamont | 7990 | 2 |  |  | Petroleum Liquids | 1.8 | IL | Effingham | 39.0687 | -88.7555 | 2002 | 1
MISO | Altamont | 7990 | 3 |  |  | Petroleum Liquids | 1.8 | IL | Effingham | 39.0687 | -88.7555 | 2002 | 1
MISO | Altamont | 7990 | 4 |  |  | Petroleum Liquids | 1.8 | IL | Effingham | 39.0687 | -88.7555 | 2006 | 11
MISO | Altona Solar, LLC | 66628 | PV |  |  | Solar Photovoltaic | 30 | MO | Audrain | 39.2834 | -92.142 | 2024 | 8
MISO | Amana Society Service Company | 61850 | IC1 |  |  | Petroleum Liquids | 1.8 | IA | Iowa | 41.7932 | -91.8918 | 2001 | 5
MISO | Amana Society Service Company | 61850 | IC10 |  |  | Petroleum Liquids | 1.8 | IA | Iowa | 41.7932 | -91.8918 | 2001 | 5
MISO | Amana Society Service Company | 61850 | IC11 |  |  | Petroleum Liquids | 1.8 | IA | Iowa | 41.7932 | -91.8918 | 2001 | 5
MISO | Amana Society Service Company | 61850 | IC12 |  |  | Petroleum Liquids | 1.8 | IA | Iowa | 41.7932 | -91.8918 | 2001 | 5
MISO | Amana Society Service Company | 61850 | IC2 |  |  | Petroleum Liquids | 1.8 | IA | Iowa | 41.7932 | -91.8918 | 2001 | 5
MISO | Amana Society Service Company | 61850 | IC3 |  |  | Petroleum Liquids | 1.8 | IA | Iowa | 41.7932 | -91.8918 | 2001 | 5
MISO | Amana Society Service Company | 61850 | IC4 |  |  | Petroleum Liquids | 1.8 | IA | Iowa | 41.7932 | -91.8918 | 2001 | 5
MISO | Amana Society Service Company | 61850 | IC5 |  |  | Petroleum Liquids | 1.8 | IA | Iowa | 41.7932 | -91.8918 | 2001 | 5
MISO | Amana Society Service Company | 61850 | IC6 |  |  | Petroleum Liquids | 1.8 | IA | Iowa | 41.7932 | -91.8918 | 2001 | 5
MISO | Amana Society Service Company | 61850 | IC7 |  |  | Petroleum Liquids | 1.8 | IA | Iowa | 41.7932 | -91.8918 | 2001 | 5
MISO | Amana Society Service Company | 61850 | IC8 |  |  | Petroleum Liquids | 1.8 | IA | Iowa | 41.7932 | -91.8918 | 2001 | 5
MISO | Amana Society Service Company | 61850 | IC9 |  |  | Petroleum Liquids | 1.8 | IA | Iowa | 41.7932 | -91.8918 | 2001 | 5
MISO | Amazon MDW7 Solar Project | 66022 | AMDW7 |  |  | Solar Photovoltaic | 1.9 | IL | Will | 41.4241 | -87.7728 | 2022 | 11
MISO | Ameresco Danville Solar, LLC | 65227 | 401 |  |  | Solar Photovoltaic | 2 | IL | Vermilion | 40.1035 | -87.6498 | 2021 | 12
MISO | Ameresco Janesville | 56427 | Unit1 |  |  | Landfill Gas | 1 | WI | Rock | 42.7083 | -89.0208 | 2004 | 10
MISO | Ameresco Janesville | 56427 | Unit2 |  |  | Landfill Gas | 1 | WI | Rock | 42.7083 | -89.0208 | 2004 | 10
MISO | Ameresco Janesville | 56427 | Unit3 |  |  | Landfill Gas | 1 | WI | Rock | 42.7083 | -89.0208 | 2004 | 10
MISO | Ameresco Jefferson City | 56896 | 1 |  |  | Landfill Gas | 1 | MO | Cole | 38.5524 | -92.0449 | 2009 | 3
MISO | Ameresco Jefferson City | 56896 | 2 |  |  | Landfill Gas | 1 | MO | Cole | 38.5524 | -92.0449 | 2009 | 3
MISO | Ameresco Jefferson City | 56896 | 3 |  |  | Landfill Gas | 1 | MO | Cole | 38.5524 | -92.0449 | 2009 | 3
MISO | American Crystal Sugar Crookston | 54212 | G1 |  |  | Conventional Steam Coal | 3.5 | MN | Polk | 47.7647 | -96.6334 | 1954 | 9
MISO | American Crystal Sugar Crookston | 54212 | G2 |  |  | Conventional Steam Coal | 3 | MN | Polk | 47.7647 | -96.6334 | 1975 | 9
MISO | American Crystal Sugar Drayton | 54213 | G1 |  |  | Conventional Steam Coal | 6 | ND | Pembina | 48.5932 | -97.1761 | 1965 | 9
MISO | American Crystal Sugar East Grand Forks | 54214 | G1 |  |  | Conventional Steam Coal | 2.5 | MN | Polk | 47.9272 | -97.0072 | 1990 | 9
MISO | American Crystal Sugar East Grand Forks | 54214 | G2 |  |  | Conventional Steam Coal | 5 | MN | Polk | 47.9272 | -97.0072 | 1990 | 9
MISO | American Crystal Sugar Hillsboro | 54210 | G1 |  |  | Conventional Steam Coal | 13.3 | ND | Traill | 47.4376 | -97.0631 | 1990 | 9
MISO | Ames Electric Services Power Plant | 1122 | 7 |  |  | Natural Gas Steam Turbine | 37.5 | IA | Story | 42.0258 | -93.6089 | 1968 | 5
MISO | Ames Electric Services Power Plant | 1122 | 8 |  |  | Natural Gas Steam Turbine | 71.3 | IA | Story | 42.0258 | -93.6089 | 1982 | 6
MISO | Ames GT | 6463 | GT1 |  |  | Petroleum Liquids | 21.3 | IA | Story | 42.0272 | -93.5828 | 1972 | 5
MISO | Ames GT | 6463 | GT2 |  |  | Petroleum Liquids | 57.4 | IA | Story | 42.0272 | -93.5828 | 2005 | 9
MISO | Anchor Wind, LLC | 58044 | GEN1 |  |  | Onshore Wind Turbine | 6 | IA | Cedar | 41.8508 | -91.2342 | 2012 | 10
MISO | Anderson Erickson | 56138 | 1 |  |  | Petroleum Liquids | 2 | IA | Polk | 41.6014 | -93.5765 | 2000 | 4
MISO | Andresen Solar | 66017 | ANDR |  |  | Solar Photovoltaic | 1 | MN | Chippewa | 44.9356 | -95.3746 | 2023 | 1
MISO | Andromeda Community Solar | 61181 | OACS1 |  |  | Solar Photovoltaic | 1 | MN | McLeod | 44.9019 | -94.0316 | 2017 | 10
MISO | Andromeda Community Solar | 61181 | OACS2 |  |  | Solar Photovoltaic | 1 | MN | McLeod | 44.9019 | -94.0316 | 2017 | 10
MISO | Andromeda Community Solar | 61181 | OACS3 |  |  | Solar Photovoltaic | 1 | MN | McLeod | 44.9019 | -94.0316 | 2017 | 10
MISO | Andromeda Community Solar | 61181 | OACS4 |  |  | Solar Photovoltaic | 1 | MN | McLeod | 44.9019 | -94.0316 | 2017 | 10
MISO | Andromeda Community Solar | 61181 | OACS5 |  |  | Solar Photovoltaic | 1 | MN | McLeod | 44.9019 | -94.0316 | 2017 | 10
MISO | Angola Solar, LLC | 64500 | FACAN |  |  | Solar Photovoltaic | 2 | MI | Branch | 41.8348 | -85.0074 | 2021 | 1
MISO | Angus Anson | 7237 | 1 |  |  | Natural Gas Fired Combustion Turbine | 119.7 | SD | Minnehaha | 43.6035 | -96.6356 | 1994 | 8
MISO | Angus Anson | 7237 | 2 |  |  | Natural Gas Fired Combustion Turbine | 119.7 | SD | Minnehaha | 43.6035 | -96.6356 | 1994 | 8
MISO | Angus Anson | 7237 | 4 |  |  | Natural Gas Fired Combustion Turbine | 166.3 | SD | Minnehaha | 43.6035 | -96.6356 | 2005 | 6
MISO | Anheuser-Busch St Louis | 10430 | GEN1 |  |  | Natural Gas Steam Turbine | 11 | MO | St Louis City | 38.5978 | -90.2107 | 1947 | 1
MISO | Anheuser-Busch St Louis | 10430 | GEN3 |  |  | Natural Gas Steam Turbine | 11 | MO | St Louis City | 38.5978 | -90.2107 | 1948 | 1
MISO | Anita | 1123 | 2 |  |  | Petroleum Liquids | 0.2 | IA | Cass | 41.4442 | -94.7665 | 1939 | 10
MISO | Anita | 1123 | 3 |  |  | Petroleum Liquids | 0.3 | IA | Cass | 41.4442 | -94.7665 | 1951 | 3
MISO | Anita | 1123 | 4 |  |  | Petroleum Liquids | 0.2 | IA | Cass | 41.4442 | -94.7665 | 2000 | 4
MISO | Anita | 1123 | 5 |  |  | Petroleum Liquids | 0.2 | IA | Cass | 41.4442 | -94.7665 | 2000 | 4
MISO | Anita | 1123 | 6 |  |  | Petroleum Liquids | 2 | IA | Cass | 41.4442 | -94.7665 | 2003 | 4
MISO | Annandale Solar | 60520 | PV1 |  |  | Solar Photovoltaic | 6 | MN | Wright | 45.247 | -94.1069 | 2016 | 12
MISO | Anoka BESS | 62908 | BA |  |  | Batteries | 6 | MN | Anoka | 45.32 | -93.48 | 2018 | 12
MISO | Anoka County MN CONX | 62061 | PV1 |  |  | Solar Photovoltaic | 3.4 | MN | Anoka | 45.2347 | -93.483 | 2018 | 10
MISO | Antares Community Solar | 61176 | FACS1 |  |  | Solar Photovoltaic | 1 | MN | Lyon | 44.2262 | -95.6238 | 2018 | 6
MISO | Antares Community Solar | 61176 | FACS2 |  |  | Solar Photovoltaic | 1 | MN | Lyon | 44.2262 | -95.6238 | 2018 | 6
MISO | Antares Community Solar | 61176 | FACS3 |  |  | Solar Photovoltaic | 1 | MN | Lyon | 44.2262 | -95.6238 | 2018 | 6
MISO | Antigo-Forrest Street Solar Project | 67724 | 20243 |  |  | Solar Photovoltaic | 6 | WI | Langlade | 45.1239 | -89.1754 | 2024 | 11
MISO | Antlia Community Solar | 60937 | IACS1 |  |  | Solar Photovoltaic | 1 | MN | Pipestone | 43.9065 | -96.1382 | 2017 | 9
MISO | Antlia Community Solar | 60937 | IACS2 |  |  | Solar Photovoltaic | 1 | MN | Pipestone | 43.9065 | -96.1382 | 2017 | 9
MISO | Apple Blossom Wind Farm | 58690 | APLB1 |  |  | Onshore Wind Turbine | 100 | MI | Huron | 43.815 | -83.315 | 2017 | 11
MISO | Apple Canyon Lake Solar | 64040 | 1 |  |  | Solar Photovoltaic | 1.2 | IL | Jo Daviess | 42.4367 | -90.1796 | 2020 | 12
MISO | Apple River | 6231 | 1 |  |  | Conventional Hydroelectric | 0.8 | WI | St Croix | 45.1576 | -92.7162 | 1901 | 1
MISO | Apple River | 6231 | 3 |  |  | Conventional Hydroelectric | 0.8 | WI | St Croix | 45.1576 | -92.7162 | 1901 | 1
MISO | Apple River | 6231 | 4 |  |  | Conventional Hydroelectric | 0.8 | WI | St Croix | 45.1576 | -92.7162 | 1901 | 1
MISO | Appleton | 4043 | 4 |  |  | Conventional Hydroelectric | 1.2 | WI | Outagamie | 44.2539 | -88.4096 | 1980 | 7
MISO | Appleton | 4043 | 5 |  |  | Conventional Hydroelectric | 0.5 | WI | Outagamie | 44.2539 | -88.4096 | 1916 | 8
MISO | Appleton | 4043 | 6 |  |  | Conventional Hydroelectric | 0.5 | WI | Outagamie | 44.2539 | -88.4096 | 1916 | 8
MISO | Aquarius Community Solar | 61710 | AQUA |  |  | Solar Photovoltaic | 1 | MN | Lyon | 44.2291 | -95.6201 | 2019 | 5
MISO | Aquila Community Solar | 61704 | AQUI |  |  | Solar Photovoltaic | 1 | MN | Pope | 45.6511 | -95.3401 | 2019 | 3
MISO | Arbor Hill Solar | 64755 | AHS |  |  | Solar Photovoltaic | 25 | IA | Adair | 41.4669 | -94.2627 | 2022 | 1
MISO | Arbor Hill Wind Farm | 62132 | 1 |  |  | Onshore Wind Turbine | 60 | IA | Adair | 41.4042 | -94.2614 | 2020 | 2
MISO | Arbor Hill Wind Farm | 62132 | WT1 |  |  | Onshore Wind Turbine | 250 | IA | Adair | 41.4042 | -94.2614 | 2018 | 12
MISO | Arcadia Electric | 4100 | 1 |  |  | Petroleum Liquids | 1.3 | WI | Trempealeau | 44.2524 | -91.5034 | 1956 | 1
MISO | Arcadia Electric | 4100 | 10 |  |  | Petroleum Liquids | 2 | WI | Trempealeau | 44.2524 | -91.5034 | 2007 | 5
MISO | Arcadia Electric | 4100 | 2 |  |  | Petroleum Liquids | 1 | WI | Trempealeau | 44.2524 | -91.5034 | 1947 | 1
MISO | Arcadia Electric | 4100 | 3 |  |  | Petroleum Liquids | 0.4 | WI | Trempealeau | 44.2524 | -91.5034 | 1940 | 1
MISO | Arcadia Electric | 4100 | 4 |  |  | Petroleum Liquids | 0.2 | WI | Trempealeau | 44.2524 | -91.5034 | 1930 | 1
MISO | Arcadia Electric | 4100 | 5 |  |  | Natural Gas Internal Combustion Engine | 3 | WI | Trempealeau | 44.2524 | -91.5034 | 1972 | 9
MISO | Arcadia Electric | 4100 | 6 |  |  | Natural Gas Internal Combustion Engine | 3 | WI | Trempealeau | 44.2524 | -91.5034 | 1987 | 9
MISO | Arcadia Electric | 4100 | 7 |  |  | Petroleum Liquids | 2 | WI | Trempealeau | 44.2524 | -91.5034 | 2002 | 5
MISO | Arcadia Electric | 4100 | 8 |  |  | Petroleum Liquids | 2 | WI | Trempealeau | 44.2524 | -91.5034 | 2002 | 5
MISO | Arcadia Electric | 4100 | 9 |  |  | Petroleum Liquids | 2 | WI | Trempealeau | 44.2524 | -91.5034 | 2002 | 11
MISO | Arcadia Solar | 62744 | A1 |  |  | Solar Photovoltaic | 5 | WI | Trempealeau | 44.2434 | -91.4582 | 2019 | 9
MISO | ArcelorMittal Burns Harbor | 10245 | GEN5 |  |  | Other Gases | 62 | IN | Porter | 41.635 | -87.1387 | 1970 | 1
MISO | ArcelorMittal Burns Harbor | 10245 | GEN6 |  |  | Other Gases | 51 | IN | Porter | 41.635 | -87.1387 | 1969 | 1
MISO | ArcelorMittal Burns Harbor | 10245 | GEN7 |  |  | Other Gases | 63.2 | IN | Porter | 41.635 | -87.1387 | 1969 | 1
MISO | Archer Daniels Midland Cedar Rapids | 10864 | GEN1 |  |  | Conventional Steam Coal | 31 | IA | Linn | 41.9221 | -91.6875 | 1988 | 11
MISO | Archer Daniels Midland Cedar Rapids | 10864 | GEN2 |  |  | Conventional Steam Coal | 31 | IA | Linn | 41.9221 | -91.6875 | 1988 | 11
MISO | Archer Daniels Midland Cedar Rapids | 10864 | GEN3 |  |  | Conventional Steam Coal | 31 | IA | Linn | 41.9221 | -91.6875 | 1988 | 11
MISO | Archer Daniels Midland Cedar Rapids | 10864 | GEN4 |  |  | Conventional Steam Coal | 31 | IA | Linn | 41.9221 | -91.6875 | 1988 | 11
MISO | Archer Daniels Midland Cedar Rapids | 10864 | GEN5 |  |  | Conventional Steam Coal | 31 | IA | Linn | 41.9221 | -91.6875 | 1995 | 2
MISO | Archer Daniels Midland Cedar Rapids | 10864 | GEN6 |  |  | Conventional Steam Coal | 101.1 | IA | Linn | 41.9221 | -91.6875 | 2000 | 11
MISO | Archer Daniels Midland Cedar Rapids | 10864 | GEN7 |  |  | Natural Gas Fired Combustion Turbine | 38.5 | IA | Linn | 41.9221 | -91.6875 | 2016 | 9
MISO | Archer Daniels Midland Clinton | 10860 | 1A |  |  | Conventional Steam Coal | 75 | IA | Clinton | 41.8206 | -90.2097 | 2009 | 2
MISO | Archer Daniels Midland Clinton | 10860 | 2A |  |  | Conventional Steam Coal | 105 | IA | Clinton | 41.8206 | -90.2097 | 2009 | 4
MISO | Archer Daniels Midland Decatur | 10865 | GEN2 |  |  | Conventional Steam Coal | 31 | IL | Macon | 39.8701 | -88.8908 | 1987 | 4
MISO | Archer Daniels Midland Decatur | 10865 | GEN3 |  |  | Conventional Steam Coal | 31 | IL | Macon | 39.8701 | -88.8908 | 1987 | 4
MISO | Archer Daniels Midland Decatur | 10865 | GEN4 |  |  | Conventional Steam Coal | 31 | IL | Macon | 39.8701 | -88.8908 | 1987 | 5
MISO | Archer Daniels Midland Decatur | 10865 | GEN5 |  |  | Conventional Steam Coal | 31 | IL | Macon | 39.8701 | -88.8908 | 1987 | 12
MISO | Archer Daniels Midland Decatur | 10865 | GEN6 |  |  | Conventional Steam Coal | 31 | IL | Macon | 39.8701 | -88.8908 | 1994 | 9
MISO | Archer Daniels Midland Decatur | 10865 | GEN7 |  |  | Conventional Steam Coal | 75 | IL | Macon | 39.8701 | -88.8908 | 1997 | 4
MISO | Archer Daniels Midland Decatur | 10865 | GEN8 |  |  | Conventional Steam Coal | 105 | IL | Macon | 39.8701 | -88.8908 | 2005 | 4
MISO | Archer Daniels Midland Des Moines | 10861 | GEN1 |  |  | Natural Gas Steam Turbine | 7.9 | IA | Polk | 41.6244 | -93.5845 | 1988 | 5
MISO | Archer Daniels Midland Mankato | 10863 | GEN1 |  |  | Natural Gas Steam Turbine | 6.1 | MN | Blue Earth | 44.1871 | -93.9924 | 1987 | 10
MISO | Archer Daniels Midland Peoria | 10866 | GEN7 |  |  | Natural Gas Fired Combustion Turbine | 18 | IL | Peoria | 40.6772 | -89.6049 | 1988 | 1
MISO | Argo Navis Community Solar | 61183 | UACS1 |  |  | Solar Photovoltaic | 1 | MN | Washington | 45.2552 | -92.7723 | 2018 | 3
MISO | Argo Navis Community Solar | 61183 | UACS2 |  |  | Solar Photovoltaic | 1 | MN | Washington | 45.2552 | -92.7723 | 2018 | 5
MISO | Argo Navis Community Solar | 61183 | UACS3 |  |  | Solar Photovoltaic | 1 | MN | Washington | 45.2552 | -92.7723 | 2018 | 7
MISO | Argyle | 7810 | 3 |  |  | Conventional Hydroelectric | 0.1 | WI | Lafayette | 42.7019 | -89.8697 | 1929 | 1
MISO | Argyle | 7810 | 5 |  |  | Petroleum Liquids | 2.2 | WI | Lafayette | 42.7019 | -89.8697 | 2004 | 7
MISO | Aries Community Solar | 60938 | AACS1 |  |  | Solar Photovoltaic | 1 | MN | Dodge | 44.0449 | -92.9886 | 2017 | 10
MISO | Aries Community Solar | 60938 | AACS2 |  |  | Solar Photovoltaic | 1 | MN | Dodge | 44.0449 | -92.9886 | 2017 | 10
MISO | Aries Community Solar | 60938 | AACS3 |  |  | Solar Photovoltaic | 1 | MN | Dodge | 44.0449 | -92.9886 | 2017 | 10
MISO | Aries Community Solar | 60938 | AACS4 |  |  | Solar Photovoltaic | 1 | MN | Dodge | 44.0449 | -92.9886 | 2017 | 10
MISO | Arkansas Nuclear One | 8055 | 1 |  |  | Nuclear | 902.5 | AR | Pope | 35.311 | -93.2351 | 1974 | 12
MISO | Arkansas Nuclear One | 8055 | 2 |  |  | Nuclear | 942.5 | AR | Pope | 35.311 | -93.2351 | 1980 | 3
MISO | Armstrong Solar | 61138 | 0000A |  |  | Solar Photovoltaic | 3 | MN | Pope | 45.6423 | -95.3563 | 2018 | 3
MISO | Arpin Dam | 3995 | 1 |  |  | Conventional Hydroelectric | 0.6 | WI | Sawyer | 45.7517 | -91.2028 | 1971 | 9
MISO | Arpin Dam | 3995 | 2 |  |  | Conventional Hydroelectric | 0.6 | WI | Sawyer | 45.7517 | -91.2028 | 1971 | 9
MISO | Arpin Dam | 3995 | 3 |  |  | Conventional Hydroelectric | 0.2 | WI | Sawyer | 45.7517 | -91.2028 | 1973 | 5
MISO | Ashley-Chicot Solar | 66588 | SOL |  |  | Solar Photovoltaic | 1 | AR | Ashley | 33.2508 | -91.9224 | 2018 | 8
MISO | Ashtabula Wind Energy Center | 57032 | 1 |  |  | Onshore Wind Turbine | 48 | ND | Barnes | 47.1244 | -97.8961 | 2008 | 10
MISO | Ashtabula Wind II LLC | 57121 | 1 |  |  | Onshore Wind Turbine | 120 | ND | Steele | 47.2924 | -97.9317 | 2009 | 10
MISO | Ashtabula Wind III LLC | 57387 | GE16 |  |  | Onshore Wind Turbine | 62.4 | ND | Barnes | 47.1242 | -97.8956 | 2010 | 12
MISO | Assembly Solar II LLC | 63538 | AS2 |  |  | Solar Photovoltaic | 110 | MI | Shiawassee | 43.0437 | -83.96 | 2021 | 12
MISO | Assembly Solar III | 64196 | AS3 |  |  | Solar Photovoltaic | 79 | MI | Shiawassee | 43.0227 | -83.9427 | 2022 | 1
MISO | Assembly Solar Project | 62422 | ASP01 |  |  | Solar Photovoltaic | 50 | MI | Shiawassee | 43.0227 | -83.9453 | 2020 | 12
MISO | Aster Community Solar Garden, LLC | 63305 | ASTER |  |  | Solar Photovoltaic | 1 | MN | Kandiyohi | 45.0082 | -95.2295 | 2020 | 10
MISO | Astoria Station | 61144 | 1 |  |  | Natural Gas Fired Combustion Turbine | 349 | SD | Deuel | 44.575 | -96.5594 | 2021 | 4
MISO | Athens - Coopers Corner BESS | 63090 | COOPR |  |  | Batteries | 3 | MN | Isanti | 45.4581 | -93.2676 | 2018 | 12
MISO | Athens BESS | 62937 | BA |  |  | Batteries | 6 | MN | Isanti | 45.45 | -93.24 | 2018 | 12
MISO | Athens MN CONX | 62062 | PV1 |  |  | Solar Photovoltaic | 6.6 | MN | Isanti | 45.459 | -93.2657 | 2018 | 12
MISO | Atlantic | 1124 | 6 |  |  | Natural Gas Fired Combustion Turbine | 10 | IA | Cass | 41.409 | -95 | 1999 | 7
MISO | Atlantic Alumina, Gramercy Operations | 50846 | GT3 |  |  | Natural Gas Fired Combustion Turbine | 16 | LA | St James | 30.054 | -90.6693 | 1969 | 4
MISO | Atlantic Alumina, Gramercy Operations | 50846 | GT4 |  |  | Natural Gas Fired Combustion Turbine | 24.7 | LA | St James | 30.054 | -90.6693 | 1974 | 4
MISO | Atlantic Alumina, Gramercy Operations | 50846 | ST1 |  |  | Natural Gas Steam Turbine | 18.7 | LA | St James | 30.054 | -90.6693 | 1958 | 2
MISO | Atlantic Alumina, Gramercy Operations | 50846 | ST2 |  |  | Natural Gas Steam Turbine | 18.7 | LA | St James | 30.054 | -90.6693 | 1958 | 2
MISO | Atlantic Alumina, Gramercy Operations | 50846 | ST3 |  |  | Natural Gas Steam Turbine | 7.2 | LA | St James | 30.054 | -90.6693 | 1969 | 2
MISO | Attala | 55220 | A01 |  |  | Natural Gas Fired Combined Cycle | 176.6 | MS | Attala | 33.0147 | -89.6753 | 2001 | 3
MISO | Attala | 55220 | A02 |  |  | Natural Gas Fired Combined Cycle | 176.6 | MS | Attala | 33.0147 | -89.6753 | 2001 | 3
MISO | Attala | 55220 | A03 |  |  | Natural Gas Fired Combined Cycle | 198.1 | MS | Attala | 33.0147 | -89.6753 | 2001 | 3
MISO | Atwater Solar | 60521 | PV1 |  |  | Solar Photovoltaic | 4 | MN | Kandiyohi | 45.1409 | -94.7697 | 2016 | 12
MISO | Auburn Solar WI, LLC | 67725 | 20245 |  |  | Solar Photovoltaic | 5 | WI | Fond Du Lac | 43.5993 | -88.2387 | 2024 | 12
MISO | Audrain Generating Station | 55234 | GT1 |  |  | Natural Gas Fired Combustion Turbine | 101.8 | MO | Audrain | 39.3092 | -91.5369 | 2001 | 2
MISO | Audrain Generating Station | 55234 | GT2 |  |  | Natural Gas Fired Combustion Turbine | 101.8 | MO | Audrain | 39.3092 | -91.5369 | 2001 | 2
MISO | Audrain Generating Station | 55234 | GT3 |  |  | Natural Gas Fired Combustion Turbine | 101.8 | MO | Audrain | 39.3092 | -91.5369 | 2001 | 2
MISO | Audrain Generating Station | 55234 | GT4 |  |  | Natural Gas Fired Combustion Turbine | 101.8 | MO | Audrain | 39.3092 | -91.5369 | 2001 | 2
MISO | Audrain Generating Station | 55234 | GT5 |  |  | Natural Gas Fired Combustion Turbine | 101.8 | MO | Audrain | 39.3092 | -91.5369 | 2001 | 3
MISO | Audrain Generating Station | 55234 | GT6 |  |  | Natural Gas Fired Combustion Turbine | 101.8 | MO | Audrain | 39.3092 | -91.5369 | 2001 | 4
MISO | Audrain Generating Station | 55234 | GT7 |  |  | Natural Gas Fired Combustion Turbine | 101.8 | MO | Audrain | 39.3092 | -91.5369 | 2001 | 4
MISO | Audrain Generating Station | 55234 | GT8 |  |  | Natural Gas Fired Combustion Turbine | 101.8 | MO | Audrain | 39.3092 | -91.5369 | 2001 | 4
MISO | August Wind Farm | 61644 | AUG |  |  | Onshore Wind Turbine | 1.8 | IA | Taylor | 40.7649 | -94.4756 | 2017 | 2
MISO | Auriga Community Solar | 61706 | AURI |  |  | Solar Photovoltaic | 1 | MN | Murray | 43.9779 | -95.7674 | 2018 | 12
MISO | Autumn Hills Generating Facility | 63709 | 1 |  |  | Landfill Gas | 0.8 | MI | Ottawa | 42.783 | -85.9219 | 2009 | 7
MISO | Autumn Hills Generating Facility | 63709 | 2 |  |  | Landfill Gas | 1.6 | MI | Ottawa | 42.783 | -85.9219 | 2009 | 7
MISO | Autumn Hills Generating Facility | 63709 | 3 |  |  | Landfill Gas | 1.6 | MI | Ottawa | 42.783 | -85.9219 | 2009 | 7
MISO | Autumn Hills LLC | 55566 | AH30 |  |  | Onshore Wind Turbine | 1.9 | MN | Lincoln | 44.4131 | -96.4325 | 2001 | 2
MISO | Avenue A Generator Sets | 7854 | 1 |  |  | Petroleum Liquids | 1.8 | IL | Whiteside | 41.7807 | -89.6894 | 2000 | 9
MISO | Avenue A Generator Sets | 7854 | 2 |  |  | Petroleum Liquids | 1.8 | IL | Whiteside | 41.7807 | -89.6894 | 2000 | 9
MISO | B&K Energy Systems LLC | 56210 | 1 |  |  | Onshore Wind Turbine | 2 | MN | Jackson | 43.6514 | -95.3755 | 2003 | 12
MISO | B.R. Corcoran CSG | 61453 | 42278 |  |  | Solar Photovoltaic | 1 | MN | Hennepin | 45.0695 | -93.6432 | 2017 | 11
MISO | B.R. Corcoran CSG | 61453 | 42279 |  |  | Solar Photovoltaic | 1 | MN | Hennepin | 45.0695 | -93.6432 | 2017 | 11
MISO | B.R. Corcoran CSG | 61453 | 42280 |  |  | Solar Photovoltaic | 1 | MN | Hennepin | 45.0695 | -93.6432 | 2017 | 11
MISO | B.R. Corcoran CSG | 61453 | 42281 |  |  | Solar Photovoltaic | 1 | MN | Hennepin | 45.0695 | -93.6432 | 2017 | 11
MISO | B.R. Corcoran CSG | 61453 | 42282 |  |  | Solar Photovoltaic | 1 | MN | Hennepin | 45.0695 | -93.6432 | 2017 | 11
MISO | B.R. Sartell CSG | 61454 | 42286 |  |  | Solar Photovoltaic | 1 | MN | Stearns | 45.665 | -94.2254 | 2017 | 11
MISO | B.R. Sartell CSG | 61454 | 42287 |  |  | Solar Photovoltaic | 1 | MN | Stearns | 45.665 | -94.2254 | 2017 | 11
MISO | B.R. Sartell CSG | 61454 | 42288 |  |  | Solar Photovoltaic | 1 | MN | Stearns | 45.665 | -94.2254 | 2017 | 11
MISO | B.R. Sauk Rapids CSG | 61455 | 42292 |  |  | Solar Photovoltaic | 1 | MN | Benton | 45.6236 | -94.0782 | 2017 | 11
MISO | B.R. Sauk Rapids CSG | 61455 | 42294 |  |  | Solar Photovoltaic | 1 | MN | Benton | 45.6236 | -94.0782 | 2017 | 11
MISO | B.R. Sauk Rapids CSG | 61455 | 42295 |  |  | Solar Photovoltaic | 1 | MN | Benton | 45.6236 | -94.0782 | 2017 | 11
MISO | B.R. Sauk Rapids CSG | 61455 | 42296 |  |  | Solar Photovoltaic | 1 | MN | Benton | 45.6236 | -94.0782 | 2017 | 11
MISO | B.R. Sauk Rapids CSG | 61455 | 42297 |  |  | Solar Photovoltaic | 1 | MN | Benton | 45.6236 | -94.0782 | 2017 | 11
MISO | Badger Hollow I | 62955 | GEN1 |  |  | Solar Photovoltaic | 150 | WI | Iowa | 42.9456 | -90.3494 | 2021 | 11
MISO | Badger Hollow II | 64393 | GEN2 |  |  | Solar Photovoltaic | 150 | WI | Iowa | 42.9456 | -90.3494 | 2023 | 12
MISO | Baldwin Energy Complex | 889 | 1 |  |  | Conventional Steam Coal | 625.1 | IL | Randolph | 38.205 | -89.8544 | 1970 | 7
MISO | Baldwin Energy Complex | 889 | 2 |  |  | Conventional Steam Coal | 634.5 | IL | Randolph | 38.205 | -89.8544 | 1973 | 3
MISO | Baldwin Solar BESS | 68148 | 1 |  |  | Solar Photovoltaic | 68.4 | IL | Randolph | 38.2035 | -89.8539 | 2024 | 12
MISO | Baldwin Solar BESS | 68148 | 2 |  |  | Batteries | 2 | IL | Randolph | 38.2035 | -89.8539 | 2024 | 12
MISO | Baldwin Wind LLC | 57347 | GE1 |  |  | Onshore Wind Turbine | 102.4 | ND | Burleigh | 47.1133 | -100.7086 | 2010 | 12
MISO | Bancroft | 1125 | 5 |  |  | Petroleum Liquids | 0.6 | IA | Kossuth | 43.2926 | -94.2171 | 1954 | 1
MISO | Bancroft | 1125 | 6 |  |  | Petroleum Liquids | 1.8 | IA | Kossuth | 43.2926 | -94.2171 | 2001 | 3
MISO | Bancroft | 1125 | 7 |  |  | Petroleum Liquids | 1.8 | IA | Kossuth | 43.2926 | -94.2171 | 2001 | 6
MISO | Barone CSG | 62138 | SO328 |  |  | Solar Photovoltaic | 1 | MN | McLeod | 44.9445 | -94.0739 | 2018 | 10
MISO | Barron | 4102 | H2 |  |  | Conventional Hydroelectric | 0.1 | WI | Barron | 45.4019 | -91.8404 | 1923 | 8
MISO | Barron Solar Array | 64969 | BAR01 |  |  | Solar Photovoltaic | 3 | WI | Barron | 45.3962 | -91.8276 | 2021 | 8
MISO | Barton Windpower LLC | 56765 | 1 |  |  | Onshore Wind Turbine | 80 | IA | Worth | 43.393 | -93.091 | 2009 | 6
MISO | Barton Windpower LLC | 56765 | 2 |  |  | Onshore Wind Turbine | 78 | IA | Worth | 43.393 | -93.091 | 2009 | 6
MISO | Battle Creek Mill | 58052 | 2TG |  |  | Natural Gas Steam Turbine | 2 | MI | Calhoun | 42.3221 | -85.2043 | 1951 | 1
MISO | Bauer Solar CSG | 64029 | TC3 |  |  | Solar Photovoltaic | 0.9 | MN | Stearns | 45.2735 | -94.2319 | 2021 | 3
MISO | Bay Front | 3982 | 5 |  |  | Wood/Wood Waste Biomass | 20 | WI | Ashland | 46.5872 | -90.9017 | 1952 | 1
MISO | Bay Front | 3982 | 6 |  |  | Natural Gas Steam Turbine | 27.2 | WI | Ashland | 46.5872 | -90.9017 | 1957 | 1
MISO | Bayou Cove Peaking Power | 55433 | 0001 |  |  | Natural Gas Fired Combustion Turbine | 104 | LA | Acadia | 30.2825 | -92.5997 | 2002 | 7
MISO | Bayou Cove Peaking Power | 55433 | 0002 |  |  | Natural Gas Fired Combustion Turbine | 104 | LA | Acadia | 30.2825 | -92.5997 | 2002 | 7
MISO | Bayou Cove Peaking Power | 55433 | 0003 |  |  | Natural Gas Fired Combustion Turbine | 104 | LA | Acadia | 30.2825 | -92.5997 | 2002 | 8
MISO | Bayou Cove Peaking Power | 55433 | 0004 |  |  | Natural Gas Fired Combustion Turbine | 104 | LA | Acadia | 30.2825 | -92.5997 | 2002 | 8
MISO | Bayou Galion Solar Project | 67104 | BAYOU |  |  | Solar Photovoltaic | 98.1 | LA | Morehouse Parish | 32.7975 | -91.7841 | 2024 | 11
MISO | Bear Creek (WI) | 65009 | PV1 |  |  | Solar Photovoltaic | 50 | WI | Richland | 43.1985 | -90.2328 | 2022 | 9
MISO | Bear Grove Solar | 65514 | 13260 |  |  | Solar Photovoltaic | 1 | MN | Olmsted | 44.1297 | -92.5841 | 2023 | 2
MISO | Beaver Creek Wind | 61079 | 1 |  |  | Onshore Wind Turbine | 170 | IA | Boone | 42.107 | -94.1646 | 2017 | 12
MISO | Beaver Creek Wind | 61079 | GT1 |  |  | Onshore Wind Turbine | 170 | IA | Boone | 42.107 | -94.1646 | 2018 | 10
MISO | Beaver Dam Solar | 65001 | PV1 |  |  | Solar Photovoltaic | 50 | WI | Dodge | 43.4939 | -88.7839 | 2023 | 12
MISO | Beaver Island | 7831 | 1 |  |  | Petroleum Liquids | 1.2 | MI | Charlevoix | 45.7291 | -85.5244 | 2000 | 9
MISO | Beaver Island | 7831 | 2 |  |  | Petroleum Liquids | 1.2 | MI | Charlevoix | 45.7291 | -85.5244 | 2000 | 9
MISO | Beaver Island | 7831 | 3 |  |  | Petroleum Liquids | 0.9 | MI | Charlevoix | 45.7291 | -85.5244 | 2001 | 1
MISO | Becker Solar 2 CSG | 62084 | BCKR2 |  |  | Solar Photovoltaic | 1 | MN | Wright | 45.1746 | -93.6841 | 2019 | 3
MISO | Becker Solar 3 CSG | 62085 | BCKR3 |  |  | Solar Photovoltaic | 1 | MN | Wright | 45.1749 | -93.6837 | 2019 | 3
MISO | Becker Solar 4 CSG | 62086 | BCKR4 |  |  | Solar Photovoltaic | 1 | MN | Wright | 45.1757 | -93.6797 | 2019 | 3
MISO | Becker Solar 5 CSG | 62087 | BCKR5 |  |  | Solar Photovoltaic | 1 | MN | Wright | 45.1757 | -93.6794 | 2019 | 3
MISO | Becker Solar CSG | 62040 | BCKR1 |  |  | Solar Photovoltaic | 1 | MN | Wright | 45.1755 | -93.6839 | 2019 | 3
MISO | Beebe 1A | 58020 | 1 |  |  | Onshore Wind Turbine | 81.6 | MI | Gratiot | 43.2569 | -84.4997 | 2012 | 12
MISO | Beebe 1B | 58908 | 1 |  |  | Onshore Wind Turbine | 50.4 | MI | Gratiot | 43.2569 | -84.4997 | 2014 | 12
MISO | Belle River | 6034 | 12-1 |  |  | Natural Gas Fired Combustion Turbine | 85.3 | MI | St Clair | 42.7756 | -82.495 | 1999 | 9
MISO | Belle River | 6034 | 12-2 |  |  | Natural Gas Fired Combustion Turbine | 85.3 | MI | St Clair | 42.7756 | -82.495 | 1999 | 9
MISO | Belle River | 6034 | 13-1 |  |  | Natural Gas Fired Combustion Turbine | 85.3 | MI | St Clair | 42.7756 | -82.495 | 1999 | 9
MISO | Belle River | 6034 | 3 |  |  | Petroleum Liquids | 2.7 | MI | St Clair | 42.7756 | -82.495 | 1981 | 11
MISO | Belle River | 6034 | 4 |  |  | Petroleum Liquids | 2.7 | MI | St Clair | 42.7756 | -82.495 | 1981 | 11
MISO | Belle River | 6034 | 5 |  |  | Petroleum Liquids | 2.7 | MI | St Clair | 42.7756 | -82.495 | 1981 | 11
MISO | Belle River | 6034 | IC1 |  |  | Petroleum Liquids | 2.7 | MI | St Clair | 42.7756 | -82.495 | 1981 | 11
MISO | Belle River | 6034 | IC2 |  |  | Petroleum Liquids | 2.7 | MI | St Clair | 42.7756 | -82.495 | 1981 | 11
MISO | Belle River | 6034 | ST1 |  |  | Conventional Steam Coal | 697.5 | MI | St Clair | 42.7756 | -82.495 | 1984 | 8
MISO | Belle River | 6034 | ST2 |  |  | Conventional Steam Coal | 697.5 | MI | St Clair | 42.7756 | -82.495 | 1985 | 7
MISO | Bellevue | 1126 | 1A |  |  | Petroleum Liquids | 1.8 | IA | Jackson | 42.25 | -90.4167 | 2021 | 7
MISO | Bellevue | 1126 | 2 |  |  | Petroleum Liquids | 1.6 | IA | Jackson | 42.25 | -90.4167 | 1992 | 5
MISO | Bellevue | 1126 | 3 |  |  | Petroleum Liquids | 1.8 | IA | Jackson | 42.25 | -90.4167 | 2001 | 5
MISO | Bellevue | 1126 | 4 |  |  | Petroleum Liquids | 0.7 | IA | Jackson | 42.25 | -90.4167 | 1963 | 7
MISO | Bellevue | 1126 | 5 |  |  | Petroleum Liquids | 0.9 | IA | Jackson | 42.25 | -90.4167 | 1953 | 7
MISO | Bellevue | 1126 | 6 |  |  | Petroleum Liquids | 3 | IA | Jackson | 42.25 | -90.4167 | 1971 | 7
MISO | Bellflower Solar, LLC | 63318 | BELLF |  |  | Solar Photovoltaic | 1 | MN | Stearns | 45.5073 | -95.1273 | 2020 | 12
MISO | Belmont | 59172 | PV1 |  |  | Solar Photovoltaic | 3.8 | IN | Marion | 39.72 | -86.1931 | 2015 | 11
MISO | Beloit Memorial Hospital Power Plant | 62117 | GEN-1 |  |  | Natural Gas Internal Combustion Engine | 1.5 | WI | Rock | 42.5486 | -89.0083 | 2000 | 6
MISO | Beloit Memorial Hospital Power Plant | 62117 | GEN-2 |  |  | Natural Gas Internal Combustion Engine | 1.5 | WI | Rock | 42.5486 | -89.0083 | 2000 | 6
MISO | Benndale | 2068 | BENU1 |  |  | Natural Gas Internal Combustion Engine | 14.2 | MS | George | 30.8889 | -88.8054 | 2020 | 4
MISO | Benndale | 2068 | BENU2 |  |  | Natural Gas Internal Combustion Engine | 14.2 | MS | George | 30.8889 | -88.8054 | 2020 | 4
MISO | Bennington Wind | 63384 | BENN |  |  | Onshore Wind Turbine | 93 | IL | Marshall | 40.9604 | -89.0854 | 2021 | 10
MISO | Benson City of | 1964 | 10 |  |  | Petroleum Liquids | 1.8 | MN | Swift | 45.3144 | -95.6028 | 2002 | 5
MISO | Benson City of | 1964 | 11 |  |  | Petroleum Liquids | 1.8 | MN | Swift | 45.3144 | -95.6028 | 2002 | 5
MISO | Benson City of | 1964 | 7 |  |  | Petroleum Liquids | 1.8 | MN | Swift | 45.3144 | -95.6028 | 2002 | 5
MISO | Benson City of | 1964 | 8 |  |  | Petroleum Liquids | 1.8 | MN | Swift | 45.3144 | -95.6028 | 2002 | 5
MISO | Benson City of | 1964 | 9 |  |  | Petroleum Liquids | 1.8 | MN | Swift | 45.3144 | -95.6028 | 2002 | 5
MISO | Bent Tree Wind Farm Phase 1 | 57198 | 1 |  |  | Onshore Wind Turbine | 201.3 | MN | Freeborn | 43.7246 | -93.4504 | 2011 | 2
MISO | Benton County Wind Farm | 56679 | 1 |  |  | Onshore Wind Turbine | 130.5 | IN | Benton | 40.695 | -87.4886 | 2008 | 5
MISO | BentonSun LLC | 60695 | MLC17 |  |  | Solar Photovoltaic | 1 | MN | Carver | 44.7662 | -93.8579 | 2016 | 12
MISO | BentonSun LLC | 60695 | MLC18 |  |  | Solar Photovoltaic | 1 | MN | Carver | 44.7662 | -93.8579 | 2016 | 12
MISO | BentonSun LLC | 60695 | MLC19 |  |  | Solar Photovoltaic | 1 | MN | Carver | 44.7662 | -93.8579 | 2016 | 12
MISO | BentonSun LLC | 60695 | MLC20 |  |  | Solar Photovoltaic | 1 | MN | Carver | 44.7662 | -93.8579 | 2016 | 12
MISO | BentonSun LLC | 60695 | MLC21 |  |  | Solar Photovoltaic | 1 | MN | Carver | 44.7662 | -93.8579 | 2016 | 12
MISO | Berlin Landfill Gas | 56069 | 1 |  |  | Landfill Gas | 0.8 | WI | Green Lake | 43.9603 | -88.9158 | 2001 | 8
MISO | Berlin Landfill Gas | 56069 | 2 |  |  | Landfill Gas | 0.8 | WI | Green Lake | 43.9603 | -88.9158 | 2001 | 8
MISO | Berlin Landfill Gas | 56069 | 3 |  |  | Landfill Gas | 0.8 | WI | Green Lake | 43.9603 | -88.9158 | 2001 | 8
MISO | Berryville School District Solar | 66589 | SOL |  |  | Solar Photovoltaic | 1 | AR | Carroll | 36.3734 | -93.5862 | 2018 | 2
MISO | Betcher CSG 1, LLC | 63819 | BET01 |  |  | Solar Photovoltaic | 1 | MN | Goodhue | 44.392 | -92.595 | 2020 | 11
MISO | Betcher Community Solar Garden | 61671 | BETCH |  |  | Solar Photovoltaic | 1 | MN | Goodhue | 44.3924 | -92.596 | 2018 | 8
MISO | Big Blue | 57289 | BBWP |  |  | Onshore Wind Turbine | 36 | MN | Faribault | 43.6122 | -94.1919 | 2012 | 12
MISO | Big Cajun 1 | 1464 | 1 |  |  | Natural Gas Steam Turbine | 113.6 | LA | Pointe Coupee | 30.6739 | -91.3556 | 1972 | 6
MISO | Big Cajun 1 | 1464 | 2 |  |  | Natural Gas Steam Turbine | 113.6 | LA | Pointe Coupee | 30.6739 | -91.3556 | 1972 | 6
MISO | Big Cajun 1 | 1464 | 3 |  |  | Natural Gas Fired Combustion Turbine | 132.8 | LA | Pointe Coupee | 30.6739 | -91.3556 | 2001 | 5
MISO | Big Cajun 1 | 1464 | 4 |  |  | Natural Gas Fired Combustion Turbine | 132.8 | LA | Pointe Coupee | 30.6739 | -91.3556 | 2001 | 6
MISO | Big Cajun 2 | 6055 | 1 |  |  | Conventional Steam Coal | 657.9 | LA | Pointe Coupee | 30.7261 | -91.3692 | 1981 | 7
MISO | Big Cajun 2 | 6055 | 2 |  |  | Natural Gas Steam Turbine | 626 | LA | Pointe Coupee | 30.7261 | -91.3692 | 1982 | 7
MISO | Big Cajun 2 | 6055 | 3 |  |  | Conventional Steam Coal | 619 | LA | Pointe Coupee | 30.7261 | -91.3692 | 1983 | 4
MISO | Big Cypress Solar, LLC | 65483 | BIGC1 |  |  | Solar Photovoltaic | 180 | AR | Crittenden | 35.3446 | -90.3075 | 2023 | 12
MISO | Big Falls | 3983 | 1 |  |  | Conventional Hydroelectric | 2.6 | WI | Rusk | 45.4917 | -91.0469 | 1922 | 1
MISO | Big Falls | 3983 | 2 |  |  | Conventional Hydroelectric | 2.6 | WI | Rusk | 45.4917 | -91.0469 | 1922 | 1
MISO | Big Falls | 3983 | 3 |  |  | Conventional Hydroelectric | 2.5 | WI | Rusk | 45.4917 | -91.0469 | 1993 | 9
MISO | Big Lake Holdco Solar CSG | 60836 | BLAKE |  |  | Solar Photovoltaic | 5 | MN | Sherburne | 45.3346 | -93.7756 | 2017 | 9
MISO | Big Lake Project CSG | 61817 | BIGLA |  |  | Solar Photovoltaic | 5 | MN | Sherburne | 45.334 | -93.792 | 2018 | 6
MISO | Big Quinnesec 61 | 7821 | 4 |  |  | Conventional Hydroelectric | 2.2 | MI | Dickinson | 45.7883 | -88.0415 | 1914 | 5
MISO | Big Quinnesec 61 | 7821 | 5 |  |  | Conventional Hydroelectric | 2.2 | MI | Dickinson | 45.7883 | -88.0415 | 1914 | 5
MISO | Big Quinnesec 92 | 7820 | 1 |  |  | Conventional Hydroelectric | 8 | MI | Dickinson | 45.7881 | -88.0408 | 1949 | 11
MISO | Big Quinnesec 92 | 7820 | 2 |  |  | Conventional Hydroelectric | 8 | MI | Dickinson | 45.7881 | -88.0408 | 1949 | 12
MISO | Big River Solar | 64637 | BRS |  |  | Solar Photovoltaic | 149 | IL | White | 38.0501 | -88.2955 | 2022 | 8
MISO | Big Stone | 6098 | 1 |  |  | Conventional Steam Coal | 450 | SD | Grant | 45.3037 | -96.5101 | 1975 | 5
MISO | Big Stone | 6098 | D1 |  |  | Petroleum Liquids | 1 | SD | Grant | 45.3037 | -96.5101 | 1975 | 5
MISO | Big Turtle Wind Farm 2 | 65143 | BTWF2 |  |  | Onshore Wind Turbine | 29.4 | MI | Huron | 43.9196 | -82.7944 | 2016 | 10
MISO | Big Turtle Wind Farm, LLC | 58891 | BTWF1 |  |  | Onshore Wind Turbine | 20 | MI | Huron | 43.8508 | -82.7825 | 2014 | 12
MISO | Billerud Quinnesec Mill | 50251 | GEN1 |  |  | Wood/Wood Waste Biomass | 28 | MI | Dickinson | 45.7956 | -87.9556 | 1985 | 10
MISO | Billerud Quinnesec Mill | 50251 | GEN2 |  |  | Wood/Wood Waste Biomass | 28 | MI | Dickinson | 45.7956 | -87.9556 | 2011 | 11
MISO | Bingham Solar, LLC | 63321 | BINGH |  |  | Solar Photovoltaic | 20 | MI | Clinton | 43.012 | -84.528 | 2020 | 12
MISO | BioTown Ag | 59774 | ENG1 |  |  | Other Waste Biomass | 1 | IN | White | 40.7656 | -86.8797 | 2011 | 6
MISO | BioTown Ag | 59774 | ENG2 |  |  | Other Waste Biomass | 1 | IN | White | 40.7656 | -86.8797 | 2011 | 6
MISO | BioTown Ag | 59774 | ENG3 |  |  | Other Waste Biomass | 1 | IN | White | 40.7656 | -86.8797 | 2011 | 6
MISO | BioTown Ag | 59774 | ENG4 |  |  | Other Waste Biomass | 1 | IN | White | 40.7656 | -86.8797 | 2014 | 4
MISO | BioTown Ag | 59774 | ENG5 |  |  | Other Waste Biomass | 1 | IN | White | 40.7656 | -86.8797 | 2014 | 4
MISO | BioTown Ag | 59774 | ENG6 |  |  | Other Waste Biomass | 1 | IN | White | 40.7656 | -86.8797 | 2014 | 4
MISO | Birch | 62172 | BIR |  |  | Onshore Wind Turbine | 1.8 | IA | Taylor | 40.7676 | -94.4744 | 2017 | 2
MISO | Biron | 3971 | 1 |  |  | Conventional Hydroelectric | 1.4 | WI | Wood | 44.4306 | -89.7808 | 1921 | 1
MISO | Biron | 3971 | 2 |  |  | Conventional Hydroelectric | 1.4 | WI | Wood | 44.4306 | -89.7808 | 1921 | 1
MISO | Biron | 3971 | 6 |  |  | Conventional Hydroelectric | 0.5 | WI | Wood | 44.4306 | -89.7808 | 1896 | 1
MISO | Biron | 3971 | 9 |  |  | Conventional Hydroelectric | 0.6 | WI | Wood | 44.4306 | -89.7808 | 1896 | 1
MISO | Biron Mill | 10234 | GEN3 |  |  | Natural Gas Steam Turbine | 7.5 | WI | Wood | 44.43 | -89.78 | 1947 | 9
MISO | Biron Mill | 10234 | GEN4 |  |  | Natural Gas Steam Turbine | 15.6 | WI | Wood | 44.43 | -89.78 | 1957 | 10
MISO | Biron Mill | 10234 | GEN5 |  |  | Conventional Steam Coal | 21.5 | WI | Wood | 44.43 | -89.78 | 1987 | 2
MISO | Bishop Hill II Wind Farm | 58111 | 1 |  |  | Onshore Wind Turbine | 81 | IL | Henry | 41.2325 | -90.1742 | 2012 | 10
MISO | Bishop Hill III | 61787 | BHIII |  |  | Onshore Wind Turbine | 119 | IL | Henry | 41.2111 | -90.276 | 2018 | 6
MISO | Bison 2 Wind Energy Center | 57800 | BISO2 |  |  | Onshore Wind Turbine | 105 | ND | Morton | 46.98 | -101.5547 | 2012 | 12
MISO | Bison 3 Wind Energy Center | 57801 | BISO3 |  |  | Onshore Wind Turbine | 105 | ND | Morton | 46.98 | -101.5547 | 2012 | 12
MISO | Bison 4 Wind Energy Center | 58872 | BISO4 |  |  | Onshore Wind Turbine | 205 | ND | Morton | 46.98 | -101.5547 | 2015 | 1
MISO | Bison I Wind Energy Center | 57038 | PHS1 |  |  | Onshore Wind Turbine | 36.8 | ND | Morton | 46.98 | -101.5547 | 2010 | 12
MISO | Bison I Wind Energy Center | 57038 | PHS2 |  |  | Onshore Wind Turbine | 45 | ND | Morton | 46.98 | -101.5547 | 2012 | 1
MISO | Bissell Solar and Battery Generator | 65029 | BISBP |  |  | Batteries | 0.3 | MI | Kent | 43.007 | -85.724 | 2021 | 10
MISO | Bissell Solar and Battery Generator | 65029 | BISSP |  |  | Solar Photovoltaic | 0.8 | MI | Kent | 43.007 | -85.724 | 2021 | 9
MISO | Bisson Windfarm LLC | 56201 | I |  |  | Onshore Wind Turbine | 2 | MN | Pipestone | 43.9844 | -96.2194 | 2003 | 10
MISO | Black Dog | 1904 | 2 |  |  | Natural Gas Fired Combined Cycle | 136.9 | MN | Dakota | 44.8108 | -93.2501 | 1954 | 10
MISO | Black Dog | 1904 | 5 |  |  | Natural Gas Fired Combined Cycle | 187.9 | MN | Dakota | 44.8108 | -93.2501 | 2002 | 6
MISO | Black Dog | 1904 | 6-1 |  |  | Natural Gas Fired Combustion Turbine | 238 | MN | Dakota | 44.8108 | -93.2501 | 2018 | 4
MISO | Black Oak Wind Farm | 58692 | 1 |  |  | Onshore Wind Turbine | 78 | MN | Stearns | 45.6608 | -95.0128 | 2016 | 12
MISO | Blakely Mountain | 197 | 1 |  |  | Conventional Hydroelectric | 37.5 | AR | Garland | 34.571 | -93.1944 | 1955 | 9
MISO | Blakely Mountain | 197 | 2 |  |  | Conventional Hydroelectric | 37.5 | AR | Garland | 34.571 | -93.1944 | 1955 | 10
MISO | Blanchard | 1892 | 1 |  |  | Conventional Hydroelectric | 6 | MN | Morrison | 45.8614 | -94.3592 | 1925 | 2
MISO | Blanchard | 1892 | 2 |  |  | Conventional Hydroelectric | 6 | MN | Morrison | 45.8614 | -94.3592 | 1925 | 2
MISO | Blanchard | 1892 | 3 |  |  | Conventional Hydroelectric | 6 | MN | Morrison | 45.8614 | -94.3592 | 1988 | 8
MISO | Blazing Star 2 Wind Farm | 61650 | BLZS2 |  |  | Onshore Wind Turbine | 200 | MN | Lincoln | 44.4453 | -96.3528 | 2021 | 1
MISO | Blazing Star Wind Farm 1 | 60504 | BLZG1 |  |  | Onshore Wind Turbine | 200 | MN | Lincoln | 44.5441 | -96.3682 | 2020 | 4
MISO | Bloomfield Municipal Utilities Solar | 62607 | PV |  |  | Solar Photovoltaic | 1.6 | IA | Davis | 40.75 | -92.45 | 2019 | 4
MISO | Blooming Prairie | 1966 | 4 |  |  | Petroleum Liquids | 1.2 | MN | Steele | 43.866 | -93.0504 | 1974 | 8
MISO | Blooming Prairie | 1966 | 5 |  |  | Petroleum Liquids | 2.3 | MN | Steele | 43.866 | -93.0504 | 2003 | 4
MISO | Blooming Prairie | 1966 | 6 |  |  | Petroleum Liquids | 2 | MN | Steele | 43.866 | -93.0504 | 2009 | 4
MISO | Blooming Prairie | 1966 | 7 |  |  | Petroleum Liquids | 1.3 | MN | Steele | 43.866 | -93.0504 | 2012 | 10
MISO | Blooming Prairie | 1966 | 8 |  |  | Petroleum Liquids | 1.8 | MN | Steele | 43.866 | -93.0504 | 2023 | 2
MISO | Blount Street | 3992 | 6 |  |  | Natural Gas Steam Turbine | 50 | WI | Dane | 43.0789 | -89.3744 | 1957 | 6
MISO | Blount Street | 3992 | 7 |  |  | Natural Gas Steam Turbine | 50 | WI | Dane | 43.0789 | -89.3744 | 1961 | 7
MISO | Blue Bird Solar, LLC | 66747 | BBS |  |  | Solar Photovoltaic | 139 | MO | Warren | 38.8954 | -91.1366 | 2024 | 12
MISO | Blue Breezes II LLC | 56581 | 1 |  |  | Onshore Wind Turbine | 1.3 | MN | Faribault | 43.6558 | -94.1564 | 2006 | 5
MISO | Blue Breezes LLC | 56580 | 1 |  |  | Onshore Wind Turbine | 1.3 | MN | Faribault | 43.6558 | -94.1536 | 2006 | 5
MISO | Blue Earth | 1967 | IC1 |  |  | Petroleum Liquids | 1.5 | MN | Faribault | 43.6375 | -94.1017 | 1960 | 11
MISO | Blue Earth | 1967 | IC3 |  |  | Petroleum Liquids | 1.6 | MN | Faribault | 43.6375 | -94.1017 | 1993 | 11
MISO | Blue Earth | 1967 | IC4 |  |  | Petroleum Liquids | 1.6 | MN | Faribault | 43.6375 | -94.1017 | 1993 | 11
MISO | Blue Earth | 1967 | IC5 |  |  | Petroleum Liquids | 1.6 | MN | Faribault | 43.6375 | -94.1017 | 1993 | 11
MISO | Blue Earth | 1967 | IC6 |  |  | Petroleum Liquids | 1.8 | MN | Faribault | 43.6375 | -94.1017 | 1996 | 2
MISO | Blue Earth | 1967 | IC7 |  |  | Petroleum Liquids | 1.1 | MN | Faribault | 43.6375 | -94.1017 | 2015 | 9
MISO | Blue Earth | 1967 | IC8 |  |  | Petroleum Liquids | 1.8 | MN | Faribault | 43.6375 | -94.1017 | 2015 | 9
MISO | Blue Elk II Solar, LLC | 66105 | BEII |  |  | Solar Photovoltaic | 20 | MI | Ingham | 42.5049 | -84.477 | 2024 | 5
MISO | Blue Elk III Solar, LLC | 66103 | BEIII |  |  | Solar Photovoltaic | 20 | MI | Ingham | 42.516 | -84.593 | 2023 | 12
MISO | Blue Elk IV Solar, LLC | 66102 | BEIV |  |  | Solar Photovoltaic | 20 | MI | Lenawee | 41.941 | -84.035 | 2023 | 12
MISO | Blue Elk VII Solar, LLC | 66104 | BEVII |  |  | Solar Photovoltaic | 12.5 | MI | Genesee | 43.087 | -83.5675 | 2023 | 11
MISO | Blue Goose Solar CSG | 64228 | BLGS |  |  | Solar Photovoltaic | 2 | IL | Whiteside | 41.7694 | -89.8433 | 2020 | 12
MISO | Blue Lake | 8027 | 1 |  |  | Petroleum Liquids | 56.7 | MN | Scott | 44.7855 | -93.4315 | 1974 | 3
MISO | Blue Lake | 8027 | 2 |  |  | Petroleum Liquids | 56.7 | MN | Scott | 44.7855 | -93.4315 | 1974 | 3
MISO | Blue Lake | 8027 | 3 |  |  | Petroleum Liquids | 56.7 | MN | Scott | 44.7855 | -93.4315 | 1974 | 3
MISO | Blue Lake | 8027 | 4 |  |  | Petroleum Liquids | 56.7 | MN | Scott | 44.7855 | -93.4315 | 1974 | 4
MISO | Blue Lake | 8027 | 7 |  |  | Natural Gas Fired Combustion Turbine | 166.3 | MN | Scott | 44.7855 | -93.4315 | 2005 | 6
MISO | Blue Lake | 8027 | 8 |  |  | Natural Gas Fired Combustion Turbine | 166.3 | MN | Scott | 44.7855 | -93.4315 | 2005 | 6
MISO | Blue Lake Solar | 60632 | PV1 |  |  | Solar Photovoltaic | 3 | MN | Scott | 44.7964 | -93.4296 | 2016 | 12
MISO | Blue Prairie Solar, LLC | 64698 | 508 |  |  | Solar Photovoltaic | 2.5 | WI | Jackson | 44.2853 | -90.9158 | 2021 | 8
MISO | Blue Sky Green Field Wind Project | 56391 | 1 |  |  | Onshore Wind Turbine | 145.2 | WI | Fond Du Lac | 43.8794 | -88.2708 | 2008 | 5
MISO | Blue Water Energy Center | 62192 | 11 |  |  | Natural Gas Fired Combined Cycle | 394.4 | MI | St Clair | 42.7737 | -82.4793 | 2022 | 6
MISO | Blue Water Energy Center | 62192 | 12 |  |  | Natural Gas Fired Combined Cycle | 394.4 | MI | St Clair | 42.7737 | -82.4793 | 2022 | 6
MISO | Blue Water Energy Center | 62192 | 1S |  |  | Natural Gas Fired Combined Cycle | 478.6 | MI | St Clair | 42.7737 | -82.4793 | 2022 | 6
MISO | Blue Water Renewables Inc | 57706 | 1 |  |  | Landfill Gas | 1.6 | MI | St Clair | 42.9158 | -82.5945 | 2011 | 12
MISO | Blue Water Renewables Inc | 57706 | 2 |  |  | Landfill Gas | 1.6 | MI | St Clair | 42.9158 | -82.5945 | 2011 | 12
MISO | Bluff Prairie (Vernon) | 66987 | 718 |  |  | Solar Photovoltaic | 1.5 | WI | Vernon | 43.4717 | -91.1406 | 2023 | 11
MISO | Boaz Microgrid Battery | 65633 | BESS1 |  |  | Batteries | 3.6 | WI | Richland | 43.3106 | -90.5327 | 2023 | 8
MISO | Boeve Windfarm LLC | 56209 | 1 |  |  | Onshore Wind Turbine | 2 | MN | Pipestone | 44.05 | -96.0933 | 2003 | 8
MISO | Boise Cascade International Falls | 10486 | GEN 6 |  |  | Wood/Wood Waste Biomass | 52.3 | MN | Koochiching | 48.6067 | -93.4066 | 2015 | 10
MISO | Bolduan CSG | 62194 | SO360 |  |  | Solar Photovoltaic | 1 | MN | Waseca | 43.9062 | -93.4894 | 2018 | 11
MISO | Bonduel Solar WI, LLC | 67726 | 20233 |  |  | Solar Photovoltaic | 7.5 | WI | Shawano | 44.731 | -88.3743 | 2023 | 12
MISO | Border Winds Wind Farm | 59200 | 1 |  |  | Onshore Wind Turbine | 150 | ND | Rolette | 48.9647 | -99.6139 | 2015 | 8
MISO | Bos Dairy, LLC | 57625 | BOS4 |  |  | Natural Gas Internal Combustion Engine | 1 | IN | Jasper | 41.1153 | -87.2328 | 2020 | 3
MISO | Brainerd Airport | 66339 | BRN01 |  |  | Solar Photovoltaic | 5.8 | MN | Crow Wing | 46.391 | -94.1405 | 2022 | 12
MISO | Brainerd Public Utilities | 50636 | 1 |  |  | Conventional Hydroelectric | 0.6 | MN | Crow Wing | 46.3758 | -94.1817 | 1917 | 1
MISO | Brainerd Public Utilities | 50636 | 2 |  |  | Conventional Hydroelectric | 0.6 | MN | Crow Wing | 46.3758 | -94.1817 | 1917 | 1
MISO | Brame Energy Center | 6190 | 1 |  |  | Natural Gas Steam Turbine | 445.5 | LA | Rapides | 31.395 | -92.7167 | 1975 | 6
MISO | Brame Energy Center | 6190 | 2 |  |  | Conventional Steam Coal | 558 | LA | Rapides | 31.395 | -92.7167 | 1982 | 8
MISO | Brame Energy Center | 6190 | 3 |  |  | Petroleum Coke | 703.8 | LA | Rapides | 31.395 | -92.7167 | 2010 | 2
MISO | Breese | 934 | 2 |  |  | Petroleum Liquids | 3 | IL | Clinton | 38.6075 | -89.5245 | 1982 | 6
MISO | Breese | 934 | 5 |  |  | Petroleum Liquids | 2.5 | IL | Clinton | 38.6075 | -89.5245 | 1992 | 7
MISO | Breese | 934 | 6 |  |  | Petroleum Liquids | 2.5 | IL | Clinton | 38.6075 | -89.5245 | 1997 | 7
MISO | Breese | 934 | 7 |  |  | Petroleum Liquids | 2.5 | IL | Clinton | 38.6075 | -89.5245 | 2008 | 2
MISO | Breese | 934 | 8 |  |  | Petroleum Liquids | 2.5 | IL | Clinton | 38.6075 | -89.5245 | 2014 | 10
MISO | Breese | 934 | IC1 |  |  | Petroleum Liquids | 0.9 | IL | Clinton | 38.6075 | -89.5245 | 1953 | 12
MISO | Breese | 934 | IC3 |  |  | Petroleum Liquids | 3 | IL | Clinton | 38.6075 | -89.5245 | 1968 | 7
MISO | Breezewood | 67633 | BREEZ |  |  | Solar Photovoltaic | 2 | IL | McLean | 40.4387 | -88.9912 | 2024 | 9
MISO | Bremen | 65086 | BREM |  |  | Solar Photovoltaic | 6.8 | IN | Marshall | 41.463 | -86.1635 | 2022 | 11
MISO | Brenda Luhman - CSG | 63682 | BLCS |  |  | Solar Photovoltaic | 1 | MN | Goodhue | 44.2918 | -92.7294 | 2020 | 8
MISO | Brent Run Generating Station | 54910 | 7-1 |  |  | Landfill Gas | 1.6 | MI | Genesee | 43.1764 | -83.848 | 1998 | 1
MISO | Brent Run Generating Station | 54910 | 7-2 |  |  | Landfill Gas | 1.6 | MI | Genesee | 43.1764 | -83.848 | 1998 | 1
MISO | Brent Run Generating Station | 54910 | 7-3 |  |  | Landfill Gas | 0.6 | MI | Genesee | 43.1764 | -83.848 | 2010 | 11
MISO | Brent Run Generating Station | 54910 | 7-4 |  |  | Landfill Gas | 1.6 | MI | Genesee | 43.1764 | -83.848 | 2012 | 11
MISO | Brent Run Generating Station | 54910 | 7-5 |  |  | Landfill Gas | 1.6 | MI | Genesee | 43.1764 | -83.848 | 2012 | 11
MISO | Briscoe 1A | 66507 | BR1A |  |  | Solar Photovoltaic | 2 | IL | LaSalle | 41.207 | -89.0317 | 2023 | 2
MISO | Briscoe 2A | 66508 | BR2A |  |  | Solar Photovoltaic | 2 | IL | LaSalle | 41.1727 | -89.0288 | 2023 | 2
MISO | Brookfield | 58719 | WPH2 |  |  | Onshore Wind Turbine | 74.8 | MI | Huron | 43.7578 | -83.2978 | 2014 | 2
MISO | Brooklyn | 1128 | 8 |  |  | Petroleum Liquids | 2.3 | IA | Poweshiek | 41.7278 | -92.4479 | 2012 | 9
MISO | Brooklyn City North Plant | 7922 | 7 |  |  | Petroleum Liquids | 2.3 | IA | Poweshiek | 41.7394 | -92.4394 | 2012 | 9
MISO | Brooten CSG1, LLC | 63593 | SC |  |  | Solar Photovoltaic | 1 | MN | Pope | 45.4988 | -95.1622 | 2021 | 8
MISO | Brown County Wind Turbine | 57767 | 1 |  |  | Onshore Wind Turbine | 1.5 | IL | Brown | 39.9733 | -90.6992 | 2011 | 9
MISO | Brule | 1775 | 1 |  |  | Conventional Hydroelectric | 1.3 | WI | Florence | 45.9472 | -88.2189 | 1919 | 8
MISO | Brule | 1775 | 2 |  |  | Conventional Hydroelectric | 2 | WI | Florence | 45.9472 | -88.2189 | 1919 | 1
MISO | Bryon Center | 56851 | 1 |  |  | Landfill Gas | 1.6 | MI | KENT | 42.7814 | -85.6728 | 2009 | 3
MISO | Bryon Center | 56851 | 2 |  |  | Landfill Gas | 1.6 | MI | KENT | 42.7814 | -85.6728 | 2009 | 3
MISO | Buffalo Center Wind LLC | 58038 | BCW |  |  | Onshore Wind Turbine | 1.5 | IA | Mitchell | 43.3858 | -92.7594 | 2011 | 11
MISO | Buffalo Garden | 63396 | CGS |  |  | Solar Photovoltaic | 1 | MN | Waseca | 44.0004 | -93.4968 | 2020 | 3
MISO | Buffalo Lake CSG1, LLC | 63594 | SC |  |  | Solar Photovoltaic | 1 | MN | Renville | 44.7326 | -94.623 | 2021 | 8
MISO | Buffalo Ridge I LLC | 56792 | 1 |  |  | Onshore Wind Turbine | 50.4 | SD | Brookings | 44.4328 | -96.4779 | 2009 | 4
MISO | Buffalo Ridge II LLC | 57424 | 1 |  |  | Onshore Wind Turbine | 210 | SD | Brookings | 44.5281 | -96.6267 | 2010 | 12
MISO | Buffalo Ridge Wind | 65761 | 3161 |  |  | Onshore Wind Turbine | 106 | MN | Lincoln | 44.4231 | -96.2972 | 2022 | 12
MISO | Bulldog | 57632 | 1 |  |  | Onshore Wind Turbine | 1.5 | IA | Adair | 41.2258 | -94.4406 | 2010 | 10
MISO | Bullhead Solar, LLC | 64499 | FACBH |  |  | Solar Photovoltaic | 2 | MI | Hillsdale | 41.9602 | -84.6738 | 2021 | 1
MISO | Bunker Hill Solar | 67792 | PV1 |  |  | Solar Photovoltaic | 2 | IL | Whiteside | 41.773 | -89.864 | 2021 | 11
MISO | Burlington (IA) | 1104 | 1 |  |  | Natural Gas Steam Turbine | 212 | IA | Des Moines | 40.7412 | -91.1167 | 1968 | 6
MISO | Burlington (IA) | 1104 | GT2 |  |  | Natural Gas Fired Combustion Turbine | 19.7 | IA | Des Moines | 40.7412 | -91.1167 | 1995 | 5
MISO | Burlington (IA) | 1104 | GT3 |  |  | Natural Gas Fired Combustion Turbine | 19.7 | IA | Des Moines | 40.7412 | -91.1167 | 1996 | 4
MISO | Burlington (IA) | 1104 | GT4 |  |  | Natural Gas Fired Combustion Turbine | 19.7 | IA | Des Moines | 40.7412 | -91.1167 | 1994 | 7
MISO | Bushnell | 935 | 1 |  |  | Petroleum Liquids | 0.2 | IL | McDonough | 40.5486 | -90.5138 | 1940 | 6
MISO | Bushnell | 935 | 2 |  |  | Petroleum Liquids | 0.2 | IL | McDonough | 40.5486 | -90.5138 | 1940 | 6
MISO | Bushnell | 935 | 3 |  |  | Petroleum Liquids | 2.2 | IL | McDonough | 40.5486 | -90.5138 | 1965 | 6
MISO | Bushnell | 935 | 4 |  |  | Petroleum Liquids | 2.2 | IL | McDonough | 40.5486 | -90.5138 | 1965 | 6
MISO | Bushnell | 935 | 5 |  |  | Petroleum Liquids | 1 | IL | McDonough | 40.5486 | -90.5138 | 1956 | 6
MISO | Bushnell | 935 | 6 |  |  | Petroleum Liquids | 2.5 | IL | McDonough | 40.5486 | -90.5138 | 2000 | 9
MISO | Bushnell | 935 | 7 |  |  | Petroleum Liquids | 2.5 | IL | McDonough | 40.5486 | -90.5138 | 2000 | 9
MISO | Butler Ridge | 56647 | 1 |  |  | Onshore Wind Turbine | 54 | WI | Dodge | 43.4003 | -88.4811 | 2009 | 2
MISO | Byrne Solar, LLC | 67100 | BYR05 |  |  | Solar Photovoltaic | 5 | MI | Kent | 43.0443 | -85.3902 | 2023 | 10
MISO | C W Tippy | 1698 | 1 |  |  | Conventional Hydroelectric | 6.7 | MI | Manistee | 44.2591 | -85.9396 | 1918 | 1
MISO | C W Tippy | 1698 | 2 |  |  | Conventional Hydroelectric | 6.7 | MI | Manistee | 44.2591 | -85.9396 | 1918 | 1
MISO | C W Tippy | 1698 | 3 |  |  | Conventional Hydroelectric | 6.7 | MI | Manistee | 44.2591 | -85.9396 | 1918 | 1
MISO | C&L | 66590 | SOL |  |  | Solar Photovoltaic | 1 | AR | Lincoln | 34.0755 | -91.8283 | 2020 | 6
MISO | CC Perry K | 992 | 6 |  |  | Natural Gas Steam Turbine | 5 | IN | Marion | 39.7631 | -86.1667 | 1938 | 7
MISO | CED Centerville Wind | 64178 | CENTW |  |  | Onshore Wind Turbine | 7.9 | IA | Appanoose | 40.7099 | -92.8483 | 2021 | 12
MISO | CED Champaign Solar LLC | 62681 | CSIL |  |  | Solar Photovoltaic | 1.6 | IL | Champaign | 40.1383 | -88.2912 | 2020 | 7
MISO | CED Manchester Wind | 64177 | MANW |  |  | Onshore Wind Turbine | 7.9 | IA | Delaware | 42.4693 | -91.4739 | 2022 | 4
MISO | CED Mason City Wind | 63521 | MCW1 |  |  | Onshore Wind Turbine | 7.5 | IA | Cerro Gordo | 43.1407 | -93.0985 | 2020 | 5
MISO | CED Peoria Solar | 63656 | PS1 |  |  | Solar Photovoltaic | 2 | IL | Peoria | 40.5763 | -89.7036 | 2021 | 5
MISO | CF Industries Yazoo City Complex | 10195 | EXIS |  |  | Natural Gas Fired Combustion Turbine | 25 | MS | Yazoo | 32.9041 | -90.3781 | 1984 | 7
MISO | CF Novel Solar CSG Gardens Eleven, LLC | 61141 | 0000F |  |  | Solar Photovoltaic | 3 | MN | Blue Earth | 44.24 | -93.96 | 2017 | 12
MISO | CF Novel Solar CSG Gardens Five, LLC | 61543 | GEN1 |  |  | Solar Photovoltaic | 3.4 | MN | Steele | 44.0938 | -93.4017 | 2017 | 12
MISO | CF Novel Solar CSG Gardens Seven, LLC | 61548 | GEN1 |  |  | Solar Photovoltaic | 3.3 | MN | Sherburne | 45.4308 | -94.0219 | 2017 | 12
MISO | CF Novel Solar CSG Gardens Two, LLC | 61140 | 0000D |  |  | Solar Photovoltaic | 1.8 | MN | Faribault | 43.8459 | -93.8367 | 2017 | 12
MISO | CG Windfarm LLC | 56200 | I |  |  | Onshore Wind Turbine | 2 | MN | Pipestone | 43.9931 | -96.2186 | 2003 | 12
MISO | CGSun, LLC Community Solar | 61545 | GEN1 |  |  | Solar Photovoltaic | 4 | MN | Washington | 44.8479 | -92.875 | 2017 | 12
MISO | CITGO Refinery Powerhouse | 52175 | GEN2 |  |  | Other Gases | 25 | LA | Calcasieu | 30.1826 | -93.3234 | 1942 | 1
MISO | CITGO Refinery Powerhouse | 52175 | GEN3 |  |  | Other Gases | 25 | LA | Calcasieu | 30.1826 | -93.3234 | 1969 | 3
MISO | CREE | 67385 | 1 |  |  | Solar Photovoltaic | 1.5 | WI | Racine | 42.7174 | -87.8987 | 2021 | 8
MISO | Cadillac Renewable Energy | 54415 | GEN2 |  |  | Wood/Wood Waste Biomass | 44 | MI | Wexford | 44.2617 | -85.4352 | 2020 | 8
MISO | Caelum Community Solar | 61180 | PCCS1 |  |  | Solar Photovoltaic | 1 | MN | Benton | 45.662 | -93.9368 | 2017 | 10
MISO | Caelum Community Solar | 61180 | PCCS2 |  |  | Solar Photovoltaic | 1 | MN | Benton | 45.662 | -93.9368 | 2017 | 10
MISO | Calcasieu | 55165 | G101 |  |  | Natural Gas Fired Combustion Turbine | 174.3 | LA | Calcasieu | 30.1608 | -93.345 | 2000 | 5
MISO | Calcasieu | 55165 | G102 |  |  | Natural Gas Fired Combustion Turbine | 184.5 | LA | Calcasieu | 30.1608 | -93.345 | 2001 | 4
MISO | Caldron Falls | 4061 | 1 |  |  | Conventional Hydroelectric | 3.2 | WI | Marinette | 45.3569 | -88.2306 | 1924 | 11
MISO | Caldron Falls | 4061 | 2 |  |  | Conventional Hydroelectric | 3.2 | WI | Marinette | 45.3569 | -88.2306 | 1924 | 11
MISO | Calhoun Solar | 64856 | 65009 |  |  | Solar Photovoltaic | 200 | MI | Calhoun | 42.3385 | -85.049 | 2022 | 12
MISO | California Ridge Wind Energy LLC | 58008 | CR |  |  | Onshore Wind Turbine | 217 | IL | Vermilion | 40.2117 | -87.8783 | 2012 | 12
MISO | Callaway | 6153 | 1 |  |  | Nuclear | 1235.8 | MO | Callaway | 38.7589 | -91.7788 | 1984 | 12
MISO | Cambridge CT Hybrid | 2038 | GT1 |  |  | Petroleum Liquids | 25.1 | MN | Isanti | 45.601 | -93.2081 | 1978 | 5
MISO | Cambridge CT Hybrid | 2038 | GT2 |  |  | Natural Gas Fired Combustion Turbine | 169.2 | MN | Isanti | 45.601 | -93.2081 | 2007 | 5
MISO | Camellia Solar, LLC | 64001 | CAMEL |  |  | Solar Photovoltaic | 1 | MN | Pope | 45.6427 | -95.3533 | 2020 | 12
MISO | Camp Atterbury Microgrid Hybrid | 63324 | ES1 |  |  | Batteries | 5 | IN | Johnson | 39.3617 | -86.025 | 2019 | 11
MISO | Camp Atterbury Microgrid Hybrid | 63324 | PV1 |  |  | Solar Photovoltaic | 2 | IN | Johnson | 39.3617 | -86.025 | 2019 | 11
MISO | Camp Ripley Solar | 64072 | CR1 |  |  | Solar Photovoltaic | 10.9 | MN | Morrison | 46.091 | -94.34 | 2016 | 11
MISO | Cannelton Hydroelectric Plant | 57399 | CG1 |  |  | Conventional Hydroelectric | 29.3 | KY | Hancock | 37.8997 | -86.7058 | 2016 | 1
MISO | Cannelton Hydroelectric Plant | 57399 | CG2 |  |  | Conventional Hydroelectric | 29.3 | KY | Hancock | 37.8997 | -86.7058 | 2016 | 3
MISO | Cannelton Hydroelectric Plant | 57399 | CG3 |  |  | Conventional Hydroelectric | 29.3 | KY | Hancock | 37.8997 | -86.7058 | 2016 | 6
MISO | Cannon Falls Energy Center | 56241 | UNT1 |  |  | Natural Gas Fired Combustion Turbine | 173.4 | MN | Goodhue | 44.5367 | -92.9155 | 2008 | 4
MISO | Cannon Falls Energy Center | 56241 | UNT2 |  |  | Natural Gas Fired Combustion Turbine | 173.4 | MN | Goodhue | 44.5367 | -92.9155 | 2008 | 4
MISO | Cannon Garden Solar | 63252 | CGS |  |  | Solar Photovoltaic | 1 | MN | Rice | 44.2442 | -93.2692 | 2020 | 1
MISO | Canopus Community Solar | 61707 | CANO |  |  | Solar Photovoltaic | 1 | MN | Stearns | 45.4283 | -94.8232 | 2019 | 3
MISO | Cape Girardeau Renewable Energy Center | 66159 | RECBJ |  |  | Solar Photovoltaic | 1.2 | MO | Cape Girardeau | 37.3197 | -89.526 | 2021 | 11
MISO | Capella Community Solar | 61178 | HCCS1 |  |  | Solar Photovoltaic | 1 | MN | Pipestone | 44.0901 | -96.1612 | 2017 | 10
MISO | Capella Community Solar | 61178 | HCCS2 |  |  | Solar Photovoltaic | 1 | MN | Pipestone | 44.0901 | -96.1612 | 2017 | 10
MISO | Capella Community Solar | 61178 | HCCS3 |  |  | Solar Photovoltaic | 1 | MN | Pipestone | 44.0901 | -96.1612 | 2017 | 10
MISO | Capella Community Solar | 61178 | HCCS4 |  |  | Solar Photovoltaic | 1 | MN | Pipestone | 44.0901 | -96.1612 | 2017 | 10
MISO | Capella Community Solar | 61178 | HCCS5 |  |  | Solar Photovoltaic | 1 | MN | Pipestone | 44.0901 | -96.1612 | 2017 | 10
MISO | Capitol Heat and Power | 54406 | P31 |  |  | Petroleum Liquids | 1 | WI | Dane | 43.0785 | -89.3773 | 2011 | 7
MISO | Capitol Heat and Power | 54406 | P32 |  |  | Petroleum Liquids | 1 | WI | Dane | 43.0785 | -89.3773 | 2011 | 7
MISO | Capricornus Community Solar Garden | 61651 | CAPR |  |  | Solar Photovoltaic | 1 | MN | Stearns | 45.3987 | -94.7174 | 2019 | 1
MISO | Captain Solar, LLC | 64457 | FACCA |  |  | Solar Photovoltaic | 2 | MI | Genesee | 43.1005 | -83.7816 | 2020 | 12
MISO | Cardinal Point Wind | 59902 | GEN |  |  | Onshore Wind Turbine | 150 | IL | McDonough | 40.5886 | -90.7518 | 2020 | 3
MISO | Cargill Corn Milling Division | 10855 | GEN1 |  |  | Natural Gas Steam Turbine | 20 | IA | Monroe | 41.1386 | -92.6467 | 1952 | 12
MISO | Cargill Corn Milling Division | 10855 | GEN2 |  |  | Natural Gas Steam Turbine | 20 | IA | Monroe | 41.1386 | -92.6467 | 1952 | 12
MISO | Cargill Salt Hersey | 58196 | ST1 |  |  | Natural Gas Steam Turbine | 2.1 | MI | Osceola | 43.8342 | -85.3558 | 1998 | 9
MISO | Carina Community Solar | 61179 | JCCS1 |  |  | Solar Photovoltaic | 1 | MN | Wabasha | 44.1647 | -92.2412 | 2018 | 2
MISO | Carina Community Solar | 61179 | JCCS2 |  |  | Solar Photovoltaic | 1 | MN | Wabasha | 44.1647 | -92.2412 | 2018 | 2
MISO | Carina Community Solar | 61179 | JCCS3 |  |  | Solar Photovoltaic | 1 | MN | Wabasha | 44.1647 | -92.2412 | 2018 | 2
MISO | Carina Community Solar | 61179 | JCCS4 |  |  | Solar Photovoltaic | 1 | MN | Wabasha | 44.1647 | -92.2412 | 2018 | 2
MISO | Carleton College | 57296 | GEN1 |  |  | Petroleum Liquids | 2.3 | MN | Rice | 44.4619 | -93.1564 | 2009 | 6
MISO | Carleton College | 57296 | GEN2 |  |  | Petroleum Liquids | 2.3 | MN | Rice | 44.4619 | -93.1564 | 2009 | 6
MISO | Carleton College | 57296 | WIND1 |  |  | Onshore Wind Turbine | 1.6 | MN | Rice | 44.4619 | -93.1564 | 2004 | 9
MISO | Carleton College | 57296 | WIND2 |  |  | Onshore Wind Turbine | 1.6 | MN | Rice | 44.4619 | -93.1564 | 2011 | 10
MISO | Carlson Community (CSG) | 63683 | CRLSN |  |  | Solar Photovoltaic | 1 | MN | Chisago | 45.4832 | -92.8152 | 2021 | 1
MISO | Carlyle | 936 | 10 |  |  | Petroleum Liquids | 2.5 | IL | Clinton | 38.6106 | -89.3583 | 2003 | 10
MISO | Carlyle | 936 | 11 |  |  | Petroleum Liquids | 2.8 | IL | Clinton | 38.6106 | -89.3583 | 2019 | 2
MISO | Carlyle | 936 | 7 |  |  | Petroleum Liquids | 2 | IL | Clinton | 38.6106 | -89.3583 | 1964 | 8
MISO | Carlyle | 936 | 8 |  |  | Petroleum Liquids | 2.5 | IL | Clinton | 38.6106 | -89.3583 | 1998 | 10
MISO | Carlyle | 936 | 9 |  |  | Petroleum Liquids | 2.5 | IL | Clinton | 38.6106 | -89.3583 | 1999 | 9
MISO | Carmi | 937 | 10 |  |  | Petroleum Liquids | 1.7 | IL | White | 38.0967 | -88.1631 | 1958 | 12
MISO | Carmi | 937 | 12 |  |  | Petroleum Liquids | 2 | IL | White | 38.0967 | -88.1631 | 1967 | 12
MISO | Carmi | 937 | 13 |  |  | Petroleum Liquids | 4.4 | IL | White | 38.0967 | -88.1631 | 1973 | 12
MISO | Carmi | 937 | 14 |  |  | Petroleum Liquids | 1.1 | IL | White | 38.0967 | -88.1631 | 2013 | 7
MISO | Carmi | 937 | 7 |  |  | Petroleum Liquids | 1.1 | IL | White | 38.0967 | -88.1631 | 1948 | 12
MISO | Carmi | 937 | 8 |  |  | Petroleum Liquids | 1.4 | IL | White | 38.0967 | -88.1631 | 1951 | 12
MISO | Carmi | 937 | 9 |  |  | Petroleum Liquids | 1.7 | IL | White | 38.0967 | -88.1631 | 1958 | 12
MISO | Caro | 1874 | 1 |  |  | Petroleum Liquids | 1.3 | MI | Tuscola | 43.4659 | -83.3278 | 1949 | 8
MISO | Caro | 1874 | 2 |  |  | Petroleum Liquids | 1.3 | MI | Tuscola | 43.4659 | -83.3278 | 1949 | 8
MISO | Caro | 1874 | 3 |  |  | Petroleum Liquids | 1.3 | MI | Tuscola | 43.4659 | -83.3278 | 1952 | 8
MISO | Caro | 1874 | 4 |  |  | Petroleum Liquids | 1.5 | MI | Tuscola | 43.4659 | -83.3278 | 1984 | 8
MISO | Caro | 1874 | 5 |  |  | Petroleum Liquids | 2 | MI | Tuscola | 43.4659 | -83.3278 | 1999 | 5
MISO | Caro | 1874 | 6 |  |  | Petroleum Liquids | 2 | MI | Tuscola | 43.4659 | -83.3278 | 2000 | 4
MISO | Carpenter | 166 | 1 |  |  | Conventional Hydroelectric | 28 | AR | Garland | 34.4425 | -93.0262 | 1932 | 1
MISO | Carpenter | 166 | 2 |  |  | Conventional Hydroelectric | 28 | AR | Garland | 34.4425 | -93.0262 | 1932 | 1
MISO | Carroll Area Wind Farm | 59071 | WT 1 |  |  | Onshore Wind Turbine | 20.7 | IA | Carroll | 41.9414 | -94.8861 | 2015 | 1
MISO | Carroll Wind Farm | 56809 | CWF |  |  | Onshore Wind Turbine | 159.1 | IA | Carroll | 42.1622 | -94.93 | 2008 | 12
MISO | Carstensen Wind | 56410 | 1 |  |  | Onshore Wind Turbine | 1.7 | MN | Pipestone | 44.0247 | -96.4369 | 2004 | 12
MISO | Carver Gladden CSG | 61495 | 42254 |  |  | Solar Photovoltaic | 1 | MN | Carver | 44.8071 | -93.8717 | 2018 | 4
MISO | Carver Gladden CSG | 61495 | 42255 |  |  | Solar Photovoltaic | 1 | MN | Carver | 44.8071 | -93.8717 | 2018 | 4
MISO | Carver Gladden CSG | 61495 | 42256 |  |  | Solar Photovoltaic | 1 | MN | Carver | 44.8071 | -93.8717 | 2018 | 4
MISO | Carville Energy LLC | 55404 | CTG1 |  |  | Natural Gas Fired Combined Cycle | 187 | LA | Iberville | 30.2294 | -91.065 | 2003 | 6
MISO | Carville Energy LLC | 55404 | CTG2 |  |  | Natural Gas Fired Combined Cycle | 187 | LA | Iberville | 30.2294 | -91.065 | 2003 | 6
MISO | Carville Energy LLC | 55404 | STG |  |  | Natural Gas Fired Combined Cycle | 181 | LA | Iberville | 30.2294 | -91.065 | 2003 | 6
MISO | Cascade | 1129 | 1 |  |  | Petroleum Liquids | 0.7 | IA | Dubuque | 42.2982 | -91.012 | 1957 | 2
MISO | Cascade | 1129 | 2 |  |  | Petroleum Liquids | 2 | IA | Dubuque | 42.2982 | -91.012 | 1971 | 12
MISO | Cascade | 1129 | 3A |  |  | Petroleum Liquids | 1.8 | IA | Dubuque | 42.2982 | -91.012 | 1998 | 1
MISO | Cascade | 1129 | 4 |  |  | Petroleum Liquids | 0.7 | IA | Dubuque | 42.2982 | -91.012 | 1951 | 4
MISO | Cascade | 1129 | 6 |  |  | Petroleum Liquids | 2 | IA | Dubuque | 42.2982 | -91.012 | 2020 | 1
MISO | Cascade Creek | 6058 | 1 |  |  | Natural Gas Fired Combustion Turbine | 35 | MN | Olmsted | 44.0322 | -92.4908 | 1975 | 6
MISO | Cascade Creek | 6058 | 2 |  |  | Natural Gas Fired Combustion Turbine | 49.9 | MN | Olmsted | 44.0322 | -92.4908 | 2002 | 4
MISO | Cascade Dam (MI) | 50436 | CAS1 |  |  | Conventional Hydroelectric | 1.6 | MI | Kent | 42.9094 | -85.4989 | 1986 | 12
MISO | Casey City of | 56053 | 1 |  |  | Petroleum Liquids | 1.8 | IL | Clark | 39.3106 | -87.9926 | 2002 | 5
MISO | Casey City of | 56053 | 2 |  |  | Petroleum Liquids | 1.8 | IL | Clark | 39.3106 | -87.9926 | 2002 | 5
MISO | Casey City of | 56053 | 3 |  |  | Petroleum Liquids | 1.8 | IL | Clark | 39.3106 | -87.9926 | 2002 | 5
MISO | Cashton | 4107 | 3 |  |  | Petroleum Liquids | 0.4 | WI | Monroe | 43.7429 | -90.7803 | 1932 | 8
MISO | Cashton | 4107 | 5 |  |  | Natural Gas Internal Combustion Engine | 1.1 | WI | Monroe | 43.7429 | -90.7803 | 1970 | 1
MISO | Cashton | 4107 | 6 |  |  | Petroleum Liquids | 2 | WI | Monroe | 43.7429 | -90.7803 | 2002 | 1
MISO | Cashton Greens Wind Farm | 57968 | CGWF |  |  | Onshore Wind Turbine | 5 | WI | Monroe | 43.7339 | -90.805 | 2012 | 5
MISO | Cashton Solar | 62858 | CAS3 |  |  | Solar Photovoltaic | 2 | WI | Monroe | 43.737 | -90.805 | 2019 | 9
MISO | Cassiopeia Community Solar | 61711 | CASS |  |  | Solar Photovoltaic | 1 | MN | Pope | 45.6473 | -95.3287 | 2019 | 3
MISO | Cassville Solar | 64995 | PV1 |  |  | Solar Photovoltaic | 50 | WI | Grant | 42.7538 | -90.9274 | 2023 | 12
MISO | Castle Rock | 4079 | 1 |  |  | Conventional Hydroelectric | 3 | WI | Adams | 43.8656 | -89.9514 | 1951 | 8
MISO | Castle Rock | 4079 | 2 |  |  | Conventional Hydroelectric | 3 | WI | Adams | 43.8656 | -89.9514 | 1950 | 11
MISO | Castle Rock | 4079 | 3 |  |  | Conventional Hydroelectric | 3 | WI | Adams | 43.8656 | -89.9514 | 1950 | 10
MISO | Castle Rock | 4079 | 4 |  |  | Conventional Hydroelectric | 3 | WI | Adams | 43.8656 | -89.9514 | 1950 | 8
MISO | Castle Rock | 4079 | 5 |  |  | Conventional Hydroelectric | 3 | WI | Adams | 43.8656 | -89.9514 | 1950 | 8
MISO | Cataract (MI) | 7118 | 1 |  |  | Conventional Hydroelectric | 2 | MI | Marquette | 46.3156 | -87.5128 | 1988 | 2
MISO | Caterpillar | 50935 | 3512 |  |  | Petroleum Liquids | 0.9 | IN | Tippecanoe | 40.4175 | -86.8447 | 1983 | 12
MISO | Caterpillar | 50935 | 3516 |  |  | Petroleum Liquids | 1.2 | IN | Tippecanoe | 40.4175 | -86.8447 | 1987 | 7
MISO | Caterpillar | 50935 | 516A |  |  | Petroleum Liquids | 1.8 | IN | Tippecanoe | 40.4175 | -86.8447 | 1996 | 3
MISO | Caterpillar | 50935 | ET1-1 |  |  | Natural Gas Internal Combustion Engine | 3 | IN | Tippecanoe | 40.4175 | -86.8447 | 2022 | 3
MISO | Caterpillar | 50935 | ET2 |  |  | Natural Gas Internal Combustion Engine | 2 | IN | Tippecanoe | 40.4175 | -86.8447 | 2011 | 4
MISO | Caterpillar | 50935 | ET4 |  |  | Natural Gas Internal Combustion Engine | 2.5 | IN | Tippecanoe | 40.4175 | -86.8447 | 2013 | 4
MISO | Caterpillar | 50935 | R12 |  |  | Petroleum Liquids | 0.4 | IN | Tippecanoe | 40.4175 | -86.8447 | 2001 | 6
MISO | Cattail (CSG) | 65671 | CATTL |  |  | Solar Photovoltaic | 2 | IL | Whiteside | 41.8226 | -90.1312 | 2022 | 6
MISO | Cavalry Solar Hybrid | 67489 | CAVBS |  |  | Batteries | 45 | IN | White | 40.8953 | -86.8102 | 2024 | 5
MISO | Cavalry Solar Hybrid | 67489 | CAVPV |  |  | Solar Photovoltaic | 200 | IN | White | 40.8953 | -86.8102 | 2024 | 5
MISO | Cayuga | 1001 | 1 |  |  | Conventional Steam Coal | 531 | IN | Vermillion | 39.9242 | -87.4244 | 1970 | 10
MISO | Cayuga | 1001 | 2 |  |  | Conventional Steam Coal | 531 | IN | Vermillion | 39.9242 | -87.4244 | 1972 | 6
MISO | Cayuga | 1001 | 31 |  |  | Petroleum Liquids | 2.6 | IN | Vermillion | 39.9242 | -87.4244 | 1972 | 6
MISO | Cayuga | 1001 | 32 |  |  | Petroleum Liquids | 2.6 | IN | Vermillion | 39.9242 | -87.4244 | 1972 | 6
MISO | Cayuga | 1001 | 33 |  |  | Petroleum Liquids | 2.6 | IN | Vermillion | 39.9242 | -87.4244 | 1972 | 6
MISO | Cayuga | 1001 | 34 |  |  | Petroleum Liquids | 2.6 | IN | Vermillion | 39.9242 | -87.4244 | 1972 | 6
MISO | Cayuga | 1001 | 4 |  |  | Natural Gas Fired Combustion Turbine | 112.5 | IN | Vermillion | 39.9242 | -87.4244 | 1993 | 6
MISO | Cedar Falls (WI) | 3998 | 1 |  |  | Conventional Hydroelectric | 2 | WI | Dunn | 44.9367 | -91.8883 | 1915 | 1
MISO | Cedar Falls (WI) | 3998 | 2 |  |  | Conventional Hydroelectric | 2 | WI | Dunn | 44.9367 | -91.8883 | 1911 | 1
MISO | Cedar Falls (WI) | 3998 | 3 |  |  | Conventional Hydroelectric | 2 | WI | Dunn | 44.9367 | -91.8883 | 1910 | 1
MISO | Cedar Falls Solar Farm | 62321 | 1 |  |  | Solar Photovoltaic | 1.5 | IA | Black Hawk | 42.4814 | -92.4582 | 2016 | 4
MISO | Cedar Hills Wind Farm | 57171 | 1 |  |  | Onshore Wind Turbine | 19.5 | ND | Bowman | 46.2456 | -103.7672 | 2010 | 6
MISO | Cedar Rapids Community Solar | 67089 | PV1 |  |  | Solar Photovoltaic | 4.5 | IA | Linn | 41.9562 | -91.6936 | 2024 | 2
MISO | Cedar Ridge | 56347 | 1 |  |  | Onshore Wind Turbine | 67.7 | WI | Fond Du Lac | 43.6926 | -88.3297 | 2008 | 12
MISO | Cedarville (IL) | 67554 | 11069 |  |  | Solar Photovoltaic | 2 | IL | Stephenson | 42.3676 | -89.6329 | 2024 | 5
MISO | Cement City Solar, LLC | 64567 | CMCTY |  |  | Solar Photovoltaic | 20 | MI | Lenawee | 42.0845 | -84.1353 | 2023 | 1
MISO | Centaurus Community Solar | 60939 | KCCS1 |  |  | Solar Photovoltaic | 1 | MN | Chippewa | 44.9491 | -95.5113 | 2017 | 9
MISO | Centaurus Community Solar | 60939 | KCCS2 |  |  | Solar Photovoltaic | 1 | MN | Chippewa | 44.9491 | -95.5113 | 2017 | 9
MISO | Central Generating | 63977 | 1 |  |  | Landfill Gas | 1.6 | MI | Montcalm | 43.3335 | -85.506 | 2018 | 9
MISO | Central Generating | 63977 | 2 |  |  | Landfill Gas | 0.8 | MI | Montcalm | 43.3335 | -85.506 | 2018 | 9
MISO | Central Generating | 63977 | 3 |  |  | Landfill Gas | 1.6 | MI | Montcalm | 43.3335 | -85.506 | 2020 | 8
MISO | Central Michigan University | 56190 | GT1 |  |  | Natural Gas Fired Combustion Turbine | 3.8 | MI | Isabella | 43.5905 | -84.779 | 1990 | 12
MISO | Central Michigan University | 56190 | STM1 |  |  | Natural Gas Steam Turbine | 1 | MI | Isabella | 43.5905 | -84.779 | 1987 | 12
MISO | Century | 56252 | CWF |  |  | Onshore Wind Turbine | 150 | IA | Hamilton | 42.5644 | -93.6369 | 2005 | 9
MISO | Century | 56252 | CWF2 |  |  | Onshore Wind Turbine | 35 | IA | Hamilton | 42.5644 | -93.6369 | 2007 | 12
MISO | Century | 56252 | CWF3 |  |  | Onshore Wind Turbine | 16.2 | IA | Hamilton | 42.5644 | -93.6369 | 2007 | 12
MISO | Cereal City Solar, LLC | 66389 | CCSPV |  |  | Solar Photovoltaic | 100 | MI | Calhoun | 42.3058 | -85.0322 | 2023 | 12
MISO | Cerro Gordo Wind Farm | 63287 | CGWF |  |  | Onshore Wind Turbine | 42 | IA | Cerro Gordo | 43.0612 | -93.4536 | 2020 | 8
MISO | Chalk Hill | 1776 | 1 |  |  | Conventional Hydroelectric | 2.6 | MI | Menominee | 45.5136 | -87.8011 | 1927 | 5
MISO | Chalk Hill | 1776 | 2 |  |  | Conventional Hydroelectric | 2.6 | MI | Menominee | 45.5136 | -87.8011 | 1927 | 5
MISO | Chalk Hill | 1776 | 3 |  |  | Conventional Hydroelectric | 2.6 | MI | Menominee | 45.5136 | -87.8011 | 1927 | 5
MISO | Charles City Wind Farm | 56677 | CCWF |  |  | Onshore Wind Turbine | 80 | IA | Floyd | 43.0003 | -92.62 | 2008 | 4
MISO | Chatham | 58254 | CT02R |  |  | Natural Gas Fired Combustion Turbine | 3.6 | MI | Kent | 42.9344 | -85.3475 | 2016 | 12
MISO | Chatham | 58254 | CTOIS |  |  | Natural Gas Fired Combustion Turbine | 3.7 | MI | Kent | 42.9344 | -85.3475 | 2013 | 9
MISO | Cheboygan | 50461 | GEN1 |  |  | Conventional Hydroelectric | 1.5 | MI | Cheboygan | 45.6375 | -84.4814 | 1984 | 11
MISO | Chickasaw Wind Farm | 66668 | CKWF |  |  | Onshore Wind Turbine | 202.4 | IA | Chickasaw | 43.1401 | -92.3244 | 2023 | 12
MISO | Chicot Solar | 63295 | CHICO |  |  | Solar Photovoltaic | 100 | AR | Chicot | 33.479 | -91.349 | 2020 | 9
MISO | Chippewa Falls | 4000 | 1 |  |  | Conventional Hydroelectric | 3.6 | WI | Chippewa | 44.9308 | -91.3889 | 1928 | 1
MISO | Chippewa Falls | 4000 | 2 |  |  | Conventional Hydroelectric | 3.6 | WI | Chippewa | 44.9308 | -91.3889 | 1928 | 1
MISO | Chippewa Falls | 4000 | 3 |  |  | Conventional Hydroelectric | 3.6 | WI | Chippewa | 44.9308 | -91.3889 | 1928 | 1
MISO | Chippewa Falls | 4000 | 4 |  |  | Conventional Hydroelectric | 3.6 | WI | Chippewa | 44.9308 | -91.3889 | 1928 | 1
MISO | Chippewa Falls | 4000 | 5 |  |  | Conventional Hydroelectric | 3.6 | WI | Chippewa | 44.9308 | -91.3889 | 1928 | 1
MISO | Chippewa Falls | 4000 | 6 |  |  | Conventional Hydroelectric | 3.6 | WI | Chippewa | 44.9308 | -91.3889 | 1928 | 1
MISO | Chisago Community Solar | 60711 | CCS1 |  |  | Solar Photovoltaic | 1 | MN | Chisago | 45.4134 | -92.683 | 2016 | 12
MISO | Chisago Community Solar | 60711 | CCS2 |  |  | Solar Photovoltaic | 1 | MN | Chisago | 45.4134 | -92.683 | 2016 | 12
MISO | Chisago Community Solar | 60711 | CCS3 |  |  | Solar Photovoltaic | 1 | MN | Chisago | 45.4134 | -92.683 | 2016 | 12
MISO | Chisago Community Solar | 60711 | CCS4 |  |  | Solar Photovoltaic | 1 | MN | Chisago | 45.4134 | -92.683 | 2016 | 12
MISO | Chisago Holdco LLC, CSG | 61968 | CHIS |  |  | Solar Photovoltaic | 3 | MN | Chisago | 45.3868 | -92.8012 | 2019 | 5
MISO | Chisago Solar | 60522 | PV1 |  |  | Solar Photovoltaic | 6.5 | MN | Chisago | 45.4525 | -92.902 | 2016 | 12
MISO | Chub Garden Solar | 63430 | CGS |  |  | Solar Photovoltaic | 1 | MN | Dakota | 44.4859 | -93.2128 | 2020 | 3
MISO | Cisco | 63431 | 32001 |  |  | Onshore Wind Turbine | 8.4 | MN | Jackson | 43.6256 | -95.3725 | 2008 | 2
MISO | City of Milwaukee Landfill | 67383 | 1 |  |  | Solar Photovoltaic | 2.3 | WI | Milwaukee | 42.934 | -87.8886 | 2021 | 2
MISO | City of Peru Plank Road Generating Station | 955 | 11 |  |  | Petroleum Liquids | 2.7 | IL | LaSalle | 41.3533 | -89.1391 | 2011 | 4
MISO | City of Peru Plank Road Generating Station | 955 | 12 |  |  | Petroleum Liquids | 2.7 | IL | LaSalle | 41.3533 | -89.1391 | 2011 | 4
MISO | City of Peru Plank Road Generating Station | 955 | 13 |  |  | Petroleum Liquids | 2.7 | IL | LaSalle | 41.3533 | -89.1391 | 2011 | 4
MISO | City of Peru Plank Road Generating Station | 955 | 14 |  |  | Petroleum Liquids | 2.7 | IL | LaSalle | 41.3533 | -89.1391 | 2011 | 4
MISO | City of Peru Plank Road Generating Station | 955 | 15 |  |  | Petroleum Liquids | 2.7 | IL | LaSalle | 41.3533 | -89.1391 | 2011 | 4
MISO | City of Sheboygan Solar | 65680 | PV1 |  |  | Solar Photovoltaic | 0.9 | WI | Sheboygan | 43.7091 | -87.7554 | 2022 | 4
MISO | Clam River Dam | 4018 | 1 |  |  | Conventional Hydroelectric | 0.4 | WI | Burnett | 45.9467 | -92.5383 | 1942 | 12
MISO | Clam River Dam | 4018 | 2 |  |  | Conventional Hydroelectric | 0.4 | WI | Burnett | 45.9467 | -92.5383 | 1942 | 4
MISO | Clam River Dam | 4018 | 3 |  |  | Conventional Hydroelectric | 0.4 | WI | Burnett | 45.9467 | -92.5383 | 1967 | 4
MISO | Clara City Solar | 63403 | CCS |  |  | Solar Photovoltaic | 1 | MN | Chippewa | 44.9466 | -95.3502 | 2019 | 9
MISO | Claude Vandyke | 1880 | 8 |  |  | Natural Gas Fired Combustion Turbine | 24.8 | MI | Allegan | 42.731 | -85.8551 | 2001 | 9
MISO | Clay Boswell | 1893 | 3 |  |  | Conventional Steam Coal | 364.5 | MN | Itasca | 47.2611 | -93.6528 | 1973 | 5
MISO | Clay Boswell | 1893 | 4 |  |  | Conventional Steam Coal | 558 | MN | Itasca | 47.2611 | -93.6528 | 1980 | 5
MISO | Clay Boswell | 1893 | D4 |  |  | Petroleum Liquids | 0.8 | MN | Itasca | 47.2611 | -93.6528 | 1980 | 4
MISO | Clay County Electrical Cooperative | 66607 | SOL |  |  | Solar Photovoltaic | 1 | AR | Clay | 36.4193 | -90.6425 | 2020 | 5
MISO | Clay FC | 66032 | 14052 |  |  | Solar Photovoltaic | 2 | IL | Clay | 38.7507 | -88.5068 | 2021 | 7
MISO | Clear Garden CSG | 63481 | RPCG |  |  | Solar Photovoltaic | 1 | MN | Waseca | 44.0354 | -93.4949 | 2019 | 9
MISO | Clearwater Paper APP CB | 50638 | GEN1 |  |  | Wood/Wood Waste Biomass | 28 | AR | Desha | 33.7061 | -91.2371 | 1977 | 11
MISO | Clendenin A Community Solar, LLC CSG | 64464 | CLEN |  |  | Solar Photovoltaic | 2 | IL | Williamson | 37.8292 | -89.0115 | 2021 | 7
MISO | Clinton LFGTE | 59635 | 1 |  |  | Landfill Gas | 1.6 | IL | Dewitt | 40.1208 | -88.9611 | 2006 | 2
MISO | Clinton LFGTE | 59635 | 2 |  |  | Landfill Gas | 1.6 | IL | Dewitt | 40.1208 | -88.9611 | 2006 | 2
MISO | Clinton Power Station | 204 | 1 |  |  | Nuclear | 1138.3 | IL | DeWitt | 40.1719 | -88.8339 | 1987 | 11
MISO | Clinton Solar 4 LLC CSG | 63945 | CLIN |  |  | Solar Photovoltaic | 2 | IL | Clinton | 38.5959 | -89.2751 | 2020 | 10
MISO | Coal Creek | 6030 | 1 |  |  | Conventional Steam Coal | 604.8 | ND | McLean | 47.3777 | -101.1571 | 1979 | 6
MISO | Coal Creek | 6030 | 2 |  |  | Conventional Steam Coal | 604.8 | ND | McLean | 47.3777 | -101.1571 | 1980 | 9
MISO | Coal Creek | 6030 | 4 |  |  | Petroleum Liquids | 3 | ND | McLean | 47.3777 | -101.1571 | 2016 | 2
MISO | Coal Creek | 6030 | 5 |  |  | Petroleum Liquids | 3 | ND | McLean | 47.3777 | -101.1571 | 2016 | 1
MISO | Coffeen Solar BESS | 68147 | 1 |  |  | Solar Photovoltaic | 44.2 | IL | Montgomery | 39.069 | -89.3934 | 2024 | 12
MISO | Coffeen Solar BESS | 68147 | 2 |  |  | Batteries | 2 | IL | Montgomery | 39.069 | -89.3934 | 2024 | 12
MISO | Coggon | 1132 | IC5 |  |  | Petroleum Liquids | 2 | IA | Linn | 42.2808 | -91.5327 | 2003 | 6
MISO | Cokato CSG | 64506 | COK |  |  | Solar Photovoltaic | 4 | MN | Wright | 45.0872 | -94.2156 | 2021 | 8
MISO | Coldwater Peaking Plant | 59467 | GEN1 |  |  | Natural Gas Internal Combustion Engine | 4.3 | MI | Branch | 41.9194 | -85.0242 | 2015 | 7
MISO | Coldwater Peaking Plant | 59467 | GEN2 |  |  | Natural Gas Internal Combustion Engine | 4.3 | MI | Branch | 41.9194 | -85.0242 | 2015 | 7
MISO | Coldwater Peaking Plant | 59467 | GEN3 |  |  | Natural Gas Internal Combustion Engine | 4.3 | MI | Branch | 41.9194 | -85.0242 | 2015 | 7
MISO | Coldwater Solar, LLC | 64458 | FAACW |  |  | Solar Photovoltaic | 2 | MI | Genesee | 43.0933 | -83.7771 | 2020 | 12
MISO | Colfax | 1725 | 1 |  |  | Petroleum Liquids | 2.7 | MI | Livingston | 42.6587 | -84.0952 | 1969 | 11
MISO | Colfax | 1725 | 2 |  |  | Petroleum Liquids | 2.7 | MI | Livingston | 42.6587 | -84.0952 | 1969 | 12
MISO | Colfax | 1725 | 3 |  |  | Petroleum Liquids | 2.7 | MI | Livingston | 42.6587 | -84.0952 | 1969 | 11
MISO | Colfax | 1725 | 4 |  |  | Petroleum Liquids | 2.7 | MI | Livingston | 42.6587 | -84.0952 | 1969 | 12
MISO | Colfax | 1725 | 5 |  |  | Petroleum Liquids | 2.7 | MI | Livingston | 42.6587 | -84.0952 | 1969 | 11
MISO | Columbia (MO) | 2123 | 6 |  |  | Natural Gas Fired Combustion Turbine | 12.5 | MO | Boone | 38.9646 | -92.3168 | 1963 | 8
MISO | Columbia (MO) | 2123 | 8 |  |  | Natural Gas Steam Turbine | 35 | MO | Boone | 38.9646 | -92.3168 | 1970 | 1
MISO | Columbia (MO) | 2123 | DAN1 |  |  | Petroleum Liquids | 2 | MO | Boone | 38.9646 | -92.3168 | 2004 | 8
MISO | Columbia (MO) | 2123 | LF1 |  |  | Landfill Gas | 1 | MO | Boone | 38.9646 | -92.3168 | 2008 | 6
MISO | Columbia (MO) | 2123 | LF2 |  |  | Landfill Gas | 1 | MO | Boone | 38.9646 | -92.3168 | 2008 | 6
MISO | Columbia (MO) | 2123 | LF3 |  |  | Landfill Gas | 1 | MO | Boone | 38.9646 | -92.3168 | 2013 | 8
MISO | Columbia (MO) | 2123 | SF1 |  |  | Petroleum Liquids | 1 | MO | Boone | 38.9646 | -92.3168 | 2008 | 11
MISO | Columbia (MO) | 2123 | SF2 |  |  | Petroleum Liquids | 1 | MO | Boone | 38.9646 | -92.3168 | 2008 | 11
MISO | Columbia (MO) | 2123 | SH1 |  |  | Petroleum Liquids | 1.3 | MO | Boone | 38.9646 | -92.3168 | 2002 | 4
MISO | Columbia (MO) | 2123 | SH2 |  |  | Petroleum Liquids | 1.3 | MO | Boone | 38.9646 | -92.3168 | 2002 | 4
MISO | Columbia (MO) | 2123 | WTP1 |  |  | Petroleum Liquids | 2 | MO | Boone | 38.9646 | -92.3168 | 2004 | 8
MISO | Columbia (MO) | 2123 | WTP2 |  |  | Petroleum Liquids | 2 | MO | Boone | 38.9646 | -92.3168 | 2004 | 8
MISO | Columbia (WI) | 8023 | 1 |  |  | Conventional Steam Coal | 556 | WI | Columbia | 43.4864 | -89.4203 | 1975 | 5
MISO | Columbia (WI) | 8023 | 2 |  |  | Conventional Steam Coal | 556 | WI | Columbia | 43.4864 | -89.4203 | 1978 | 5
MISO | Columbia City Solar Park | 62769 | SCOLU |  |  | Solar Photovoltaic | 4.3 | IN | Whitley | 41.1755 | -85.5053 | 2021 | 4
MISO | Columbia Energy Center | 55447 | CT01 |  |  | Natural Gas Fired Combustion Turbine | 40.7 | MO | Boone | 39.0192 | -92.2629 | 2001 | 7
MISO | Columbia Energy Center | 55447 | CT02 |  |  | Natural Gas Fired Combustion Turbine | 40.7 | MO | Boone | 39.0192 | -92.2629 | 2001 | 7
MISO | Columbia Energy Center | 55447 | CT03 |  |  | Natural Gas Fired Combustion Turbine | 40.7 | MO | Boone | 39.0192 | -92.2629 | 2001 | 6
MISO | Columbia Energy Center | 55447 | CT04 |  |  | Natural Gas Fired Combustion Turbine | 40.7 | MO | Boone | 39.0192 | -92.2629 | 2001 | 7
MISO | Combined Locks | 4201 | HC1 |  |  | Conventional Hydroelectric | 3.1 | WI | Outagamie | 44.2735 | -88.3005 | 1988 | 2
MISO | Combined Locks | 4201 | HC2 |  |  | Conventional Hydroelectric | 3.1 | WI | Outagamie | 44.2735 | -88.3005 | 1988 | 2
MISO | Combined Locks Energy Center | 55558 | GEN1 |  |  | Natural Gas Fired Combined Cycle | 60.5 | WI | Outagamie | 44.2717 | -88.3011 | 2002 | 5
MISO | Combined Locks Energy Center | 55558 | GEN2 |  |  | Natural Gas Fired Combined Cycle | 6 | WI | Outagamie | 44.2717 | -88.3011 | 2002 | 5
MISO | Community Wind North LLC | 57385 | 34505 |  |  | Onshore Wind Turbine | 30 | MN | Lincoln | 44.2456 | -96.4064 | 2011 | 5
MISO | Community Wind South | 58045 | GEN1 |  |  | Onshore Wind Turbine | 30 | MN | Nobles | 43.7136 | -95.8028 | 2012 | 12
MISO | Conagra Foods at St. Elmo | 63830 | CFS |  |  | Solar Photovoltaic | 1.8 | IL | Fayette | 39.0106 | -88.8443 | 2021 | 1
MISO | Concord | 7159 | 1 |  |  | Natural Gas Fired Combustion Turbine | 95.4 | WI | Jefferson | 43.1669 | -88.69 | 1993 | 7
MISO | Concord | 7159 | 2 |  |  | Natural Gas Fired Combustion Turbine | 95.4 | WI | Jefferson | 43.1669 | -88.69 | 1993 | 7
MISO | Concord | 7159 | 3 |  |  | Natural Gas Fired Combustion Turbine | 95.4 | WI | Jefferson | 43.1669 | -88.69 | 1994 | 5
MISO | Concord | 7159 | 4 |  |  | Natural Gas Fired Combustion Turbine | 95.4 | WI | Jefferson | 43.1669 | -88.69 | 1994 | 5
MISO | Connexus Solar Stanford 1STF | 64818 | C1STF |  |  | Solar Photovoltaic | 7.3 | MN | Anoka | 45.4171 | -93.3885 | 2021 | 5
MISO | Conrath DPC Solar | 60889 | PV1 |  |  | Solar Photovoltaic | 1 | WI | Rusk | 45.3661 | -91.0482 | 2017 | 6
MISO | Consumer Operations LLC | 10360 | GEN6 |  |  | Natural Gas Steam Turbine | 18.7 | WI | Brown | 44.4936 | -88.0303 | 1963 | 1
MISO | Consumer Operations LLC | 10360 | GEN7 |  |  | Natural Gas Steam Turbine | 28.9 | WI | Brown | 44.4936 | -88.0303 | 1969 | 1
MISO | Contrail Wind Farm | 63639 | COWF |  |  | Onshore Wind Turbine | 112.4 | IA | Taylor | 40.6674 | -94.8316 | 2020 | 12
MISO | Cooke | 1700 | 1 |  |  | Conventional Hydroelectric | 3 | MI | Iosco | 44.4726 | -83.5719 | 1911 | 1
MISO | Cooke | 1700 | 2 |  |  | Conventional Hydroelectric | 3 | MI | Iosco | 44.4726 | -83.5719 | 1911 | 1
MISO | Cooke | 1700 | 3 |  |  | Conventional Hydroelectric | 3 | MI | Iosco | 44.4726 | -83.5719 | 1911 | 1
MISO | Coopersville | 54756 | 3-1 |  |  | Landfill Gas | 0.8 | MI | Ottawa | 43.0473 | -85.9562 | 1994 | 6
MISO | Coopersville | 54756 | 3-2 |  |  | Landfill Gas | 0.8 | MI | Ottawa | 43.0473 | -85.9562 | 1994 | 6
MISO | Coopersville | 54756 | 3-3 |  |  | Landfill Gas | 0.8 | MI | Ottawa | 43.0473 | -85.9562 | 1994 | 6
MISO | Coopersville | 54756 | 3-4 |  |  | Landfill Gas | 0.8 | MI | Ottawa | 43.0473 | -85.9562 | 1994 | 6
MISO | Coopersville | 54756 | 3-5 |  |  | Landfill Gas | 0.8 | MI | Ottawa | 43.0473 | -85.9562 | 1994 | 6
MISO | Coopersville | 54756 | 3-6 |  |  | Landfill Gas | 0.8 | MI | Ottawa | 43.0473 | -85.9562 | 1994 | 6
MISO | Coopersville | 54756 | 3-7 |  |  | Landfill Gas | 1.6 | MI | Ottawa | 43.0473 | -85.9562 | 2006 | 2
MISO | Coral Bells Solar, LLC | 63313 | CORAL |  |  | Solar Photovoltaic | 1 | MN | Chisago | 45.471 | -92.891 | 2020 | 12
MISO | Coralville GT | 1079 | 1 |  |  | Natural Gas Fired Combustion Turbine | 18 | IA | Johnson | 41.6719 | -91.564 | 1970 | 6
MISO | Coralville GT | 1079 | 2 |  |  | Natural Gas Fired Combustion Turbine | 18 | IA | Johnson | 41.6719 | -91.564 | 1970 | 6
MISO | Coralville GT | 1079 | 3 |  |  | Natural Gas Fired Combustion Turbine | 18 | IA | Johnson | 41.6719 | -91.564 | 1970 | 6
MISO | Coralville GT | 1079 | 4 |  |  | Natural Gas Fired Combustion Turbine | 18 | IA | Johnson | 41.6719 | -91.564 | 1970 | 6
MISO | Corcoran CSG | 61971 | 201 |  |  | Solar Photovoltaic | 1 | MN | Hennepin | 45.0958 | -93.645 | 2019 | 1
MISO | Corcoran CSG | 61971 | 202 |  |  | Solar Photovoltaic | 1 | MN | Hennepin | 45.0958 | -93.645 | 2019 | 1
MISO | Corcoran CSG | 61971 | 203 |  |  | Solar Photovoltaic | 1 | MN | Hennepin | 45.0958 | -93.645 | 2019 | 1
MISO | Corcoran CSG | 61971 | 204 |  |  | Solar Photovoltaic | 1 | MN | Hennepin | 45.0958 | -93.645 | 2019 | 1
MISO | Corcoran CSG | 61971 | 205 |  |  | Solar Photovoltaic | 1 | MN | Hennepin | 45.0958 | -93.645 | 2019 | 1
MISO | Corewell Health Dearborn Campus | 50260 | 1 2M |  |  | Petroleum Liquids | 2 | MI | Wayne | 42.2917 | -83.2119 | 2006 | 1
MISO | Corewell Health Dearborn Campus | 50260 | 2 2M |  |  | Petroleum Liquids | 2 | MI | Wayne | 42.2917 | -83.2119 | 2006 | 1
MISO | Corewell Health Dearborn Campus | 50260 | 500A |  |  | Petroleum Liquids | 0.5 | MI | Wayne | 42.2917 | -83.2119 | 2006 | 2
MISO | Cornell | 6086 | 1 |  |  | Conventional Hydroelectric | 11.5 | WI | Chippewa | 45.164 | -91.1574 | 1976 | 7
MISO | Cornell | 6086 | 2 |  |  | Conventional Hydroelectric | 11.5 | WI | Chippewa | 45.164 | -91.1574 | 1976 | 8
MISO | Cornell | 6086 | 3 |  |  | Conventional Hydroelectric | 11.5 | WI | Chippewa | 45.164 | -91.1574 | 1976 | 7
MISO | Cornell | 6086 | 4 |  |  | Conventional Hydroelectric | 0.8 | WI | Chippewa | 45.164 | -91.1574 | 1977 | 4
MISO | Cornillie | 61977 | SO334 |  |  | Solar Photovoltaic | 1 | MN | Chisago | 45.4601 | -92.8961 | 2018 | 8
MISO | Cornillie 2 Community (CSG) | 63899 | CORN |  |  | Solar Photovoltaic | 1.4 | MN | Chisago | 45.4594 | -92.8948 | 2021 | 1
MISO | Cornillie Solar CSG | 64992 | CORN1 |  |  | Solar Photovoltaic | 1 | MN | Chisago | 45.4593 | -92.8978 | 2021 | 12
MISO | Corning | 1134 | 5 |  |  | Petroleum Liquids | 2.8 | IA | Adams | 40.9871 | -94.7352 | 1975 | 6
MISO | Corning | 1134 | 6 |  |  | Petroleum Liquids | 2 | IA | Adams | 40.9871 | -94.7352 | 2006 | 3
MISO | Corning | 1134 | 7 |  |  | Petroleum Liquids | 2 | IA | Adams | 40.9871 | -94.7352 | 2006 | 3
MISO | Corvus Community Solar | 61177 | GCCS1 |  |  | Solar Photovoltaic | 1 | MN | Blue Earth | 44.1914 | -93.944 | 2018 | 10
MISO | Corvus Community Solar | 61177 | GCCS2 |  |  | Solar Photovoltaic | 1 | MN | Blue Earth | 44.1914 | -93.944 | 2018 | 10
MISO | Corvus Community Solar | 61177 | GCCS3 |  |  | Solar Photovoltaic | 1 | MN | Blue Earth | 44.1914 | -93.944 | 2018 | 10
MISO | Corvus Community Solar | 61177 | GCCS4 |  |  | Solar Photovoltaic | 1 | MN | Blue Earth | 44.1914 | -93.944 | 2018 | 10
MISO | Corvus Community Solar | 61177 | GCCS5 |  |  | Solar Photovoltaic | 1 | MN | Blue Earth | 44.1914 | -93.944 | 2018 | 10
MISO | Cottage Grove CSG, LLC | 61483 | CTGR1 |  |  | Solar Photovoltaic | 1 | MN | Washington | 44.8421 | -92.8737 | 2018 | 3
MISO | Cottage Grove CSG, LLC | 61483 | CTGR2 |  |  | Solar Photovoltaic | 1 | MN | Washington | 44.8421 | -92.8737 | 2018 | 3
MISO | Cottage Grove CSG, LLC | 61483 | CTGR3 |  |  | Solar Photovoltaic | 1 | MN | Washington | 44.8421 | -92.8737 | 2018 | 3
MISO | Cottage Grove CSG, LLC | 61483 | CTGR4 |  |  | Solar Photovoltaic | 1 | MN | Washington | 44.8421 | -92.8737 | 2018 | 3
MISO | Cottage Grove CSG, LLC | 61483 | CTGR5 |  |  | Solar Photovoltaic | 1 | MN | Washington | 44.8421 | -92.8737 | 2018 | 3
MISO | Cottage Grove Project CSG | 61983 | COTG |  |  | Solar Photovoltaic | 4.9 | MN | Washington | 44.7907 | -92.8727 | 2018 | 10
MISO | Cottonwood Energy Company LP | 55358 | CT1 |  |  | Natural Gas Fired Combined Cycle | 198.9 | TX | Newton | 30.2588 | -93.7353 | 2003 | 7
MISO | Cottonwood Energy Company LP | 55358 | CT2 |  |  | Natural Gas Fired Combined Cycle | 198.9 | TX | Newton | 30.2588 | -93.7353 | 2003 | 7
MISO | Cottonwood Energy Company LP | 55358 | CT3 |  |  | Natural Gas Fired Combined Cycle | 198.9 | TX | Newton | 30.2588 | -93.7353 | 2003 | 7
MISO | Cottonwood Energy Company LP | 55358 | CT4 |  |  | Natural Gas Fired Combined Cycle | 198.9 | TX | Newton | 30.2588 | -93.7353 | 2003 | 7
MISO | Cottonwood Energy Company LP | 55358 | ST1 |  |  | Natural Gas Fired Combined Cycle | 159.5 | TX | Newton | 30.2588 | -93.7353 | 2003 | 7
MISO | Cottonwood Energy Company LP | 55358 | ST2 |  |  | Natural Gas Fired Combined Cycle | 159.5 | TX | Newton | 30.2588 | -93.7353 | 2003 | 7
MISO | Cottonwood Energy Company LP | 55358 | ST3 |  |  | Natural Gas Fired Combined Cycle | 159.5 | TX | Newton | 30.2588 | -93.7353 | 2003 | 7
MISO | Cottonwood Energy Company LP | 55358 | ST4 |  |  | Natural Gas Fired Combined Cycle | 159.5 | TX | Newton | 30.2588 | -93.7353 | 2003 | 7
MISO | Coughlin Power Station | 1396 | 6 |  |  | Natural Gas Fired Combined Cycle | 113.6 | LA | Evangeline | 30.8439 | -92.2611 | 1961 | 4
MISO | Coughlin Power Station | 1396 | 7 |  |  | Natural Gas Fired Combined Cycle | 243.1 | LA | Evangeline | 30.8439 | -92.2611 | 1966 | 2
MISO | Coughlin Power Station | 1396 | U6CT |  |  | Natural Gas Fired Combined Cycle | 188.7 | LA | Evangeline | 30.8439 | -92.2611 | 2000 | 6
MISO | Coughlin Power Station | 1396 | U72 |  |  | Natural Gas Fired Combined Cycle | 188.7 | LA | Evangeline | 30.8439 | -92.2611 | 2000 | 6
MISO | Coughlin Power Station | 1396 | U7CT |  |  | Natural Gas Fired Combined Cycle | 188.7 | LA | Evangeline | 30.8439 | -92.2611 | 2000 | 6
MISO | Courtenay Wind Farm | 58658 | 1 |  |  | Onshore Wind Turbine | 200 | ND | Stutsman | 47.1797 | -98.5947 | 2016 | 12
MISO | Courtland CSG LLC | 66029 | CLCSG |  |  | Solar Photovoltaic | 1 | MN | Nicollet | 44.2558 | -94.2929 | 2023 | 7
MISO | Covanta Hennepin Energy | 10013 | GEN1 |  |  | Municipal Solid Waste | 39.5 | MN | Hennepin | 44.9833 | -93.2804 | 1989 | 10
MISO | Covanta Indianapolis Energy | 50647 | GEN1 |  |  | Municipal Solid Waste | 6.5 | IN | Marion | 39.7345 | -86.1891 | 1988 | 11
MISO | Coyote | 8222 | 1 |  |  | Conventional Steam Coal | 450 | ND | Mercer | 47.2214 | -101.8157 | 1981 | 5
MISO | Craighead Electric Solar One | 66608 | SOL |  |  | Solar Photovoltaic | 1 | AR | Craighead | 35.9223 | -90.5672 | 2018 | 8
MISO | Crane Battery Energy Storage System | 64207 | ES1 |  |  | Batteries | 5 | IN | Martin | 38.8135 | -86.8864 | 2020 | 12
MISO | Crane Creek Wind Energy Center | 56831 | 1 |  |  | Onshore Wind Turbine | 99 | IA | Howard | 43.3978 | -92.4736 | 2009 | 12
MISO | Crane Garden | 66573 | MNC04 |  |  | Solar Photovoltaic | 0.9 | MN | McLeod | 44.909 | -94.0327 | 2023 | 11
MISO | Crane Solar Facility | 60435 | XXXXX |  |  | Solar Photovoltaic | 17 | IN | Martin | 38.8164 | -86.8842 | 2017 | 1
MISO | Crater Community Solar | 61328 | TCCS1 |  |  | Solar Photovoltaic | 1 | MN | Chippewa | 44.7987 | -95.5083 | 2017 | 12
MISO | Crater Community Solar | 61328 | TCCS2 |  |  | Solar Photovoltaic | 1 | MN | Chippewa | 44.7987 | -95.5083 | 2017 | 12
MISO | Crater Community Solar | 61328 | TCCS3 |  |  | Solar Photovoltaic | 1 | MN | Chippewa | 44.7987 | -95.5083 | 2017 | 12
MISO | Crawfish River | 65012 | PV1 |  |  | Solar Photovoltaic | 75 | WI | Jefferson | 43 | -88.8764 | 2023 | 12
MISO | Crawfordsville 2 Solar Park | 62484 | SCRA2 |  |  | Solar Photovoltaic | 7.9 | IN | Montgomery | 40.0558 | -86.8884 | 2019 | 12
MISO | Crawfordsville 3 Solar Park | 62485 | SCRA3 |  |  | Solar Photovoltaic | 4.8 | IN | Montgomery | 40.0781 | -86.8968 | 2019 | 12
MISO | Crawfordsville 5 Solar Park | 62793 | SCRA5 |  |  | Solar Photovoltaic | 9.8 | IN | Montgomery | 40.0177 | -86.8599 | 2020 | 9
MISO | Crawfordsville Solar Park 4 | 62776 | SCRA4 |  |  | Solar Photovoltaic | 2.3 | IN | Montgomery | 40.0497 | -86.8808 | 2020 | 6
MISO | Crescent Wind Park | 63686 | GFWP |  |  | Onshore Wind Turbine | 150 | MI | Hillsdale | 41.935 | -84.477 | 2021 | 2
MISO | Creston Solar (50 MW) | 67536 | PV1 |  |  | Solar Photovoltaic | 50 | IA | Union | 41.0707 | -94.3185 | 2024 | 10
MISO | Crocker Wind Farm | 60505 | CRCKR |  |  | Onshore Wind Turbine | 200 | SD | Clark | 45.0515 | -97.8264 | 2019 | 11
MISO | Crooked Lake Solar, LLC | 66185 | GEN1 |  |  | Solar Photovoltaic | 175 | AR | Mississippi | 35.9147 | -89.7843 | 2024 | 5
MISO | Cross Winds Energy Park | 58830 | CWEP |  |  | Onshore Wind Turbine | 111 | MI | Tuscola | 43.6103 | -83.4856 | 2014 | 12
MISO | Cross Winds Energy Park | 58830 | CWEP2 |  |  | Onshore Wind Turbine | 44 | MI | Tuscola | 43.6103 | -83.4856 | 2018 | 1
MISO | Cross Winds Energy Park | 58830 | CWEP3 |  |  | Onshore Wind Turbine | 75.9 | MI | Tuscola | 43.6103 | -83.4856 | 2019 | 12
MISO | Crossett SD | 67515 | 60845 |  |  | Solar Photovoltaic | 1 | AR | Ashley | 33.1312 | -91.9411 | 2022 | 5
MISO | Crossett Solar | 67915 | CROSS |  |  | Solar Photovoltaic | 100 | AR | Ashley | 33.0961 | -91.9479 | 2024 | 9
MISO | Crossroads Energy Center | 55395 | CT01 |  |  | Natural Gas Fired Combustion Turbine | 76.6 | MS | Coahoma | 34.183 | -90.5621 | 2002 | 7
MISO | Crossroads Energy Center | 55395 | CT02 |  |  | Natural Gas Fired Combustion Turbine | 76.6 | MS | Coahoma | 34.183 | -90.5621 | 2002 | 7
MISO | Crossroads Energy Center | 55395 | CT03 |  |  | Natural Gas Fired Combustion Turbine | 76.6 | MS | Coahoma | 34.183 | -90.5621 | 2002 | 7
MISO | Crossroads Energy Center | 55395 | CT04 |  |  | Natural Gas Fired Combustion Turbine | 76.6 | MS | Coahoma | 34.183 | -90.5621 | 2002 | 7
MISO | Croswell | 7497 | 1 |  |  | Petroleum Liquids | 0.6 | MI | Sanilac | 43.2719 | -82.6139 | 1982 | 11
MISO | Croswell | 7497 | 2 |  |  | Petroleum Liquids | 0.7 | MI | Sanilac | 43.2719 | -82.6139 | 1984 | 11
MISO | Croswell | 7497 | 3 |  |  | Petroleum Liquids | 1.2 | MI | Sanilac | 43.2719 | -82.6139 | 1988 | 11
MISO | Croswell | 7497 | 4 |  |  | Petroleum Liquids | 1.3 | MI | Sanilac | 43.2719 | -82.6139 | 1990 | 11
MISO | Croswell | 7497 | 5 |  |  | Petroleum Liquids | 1.3 | MI | Sanilac | 43.2719 | -82.6139 | 1996 | 10
MISO | Croton | 1701 | 1 |  |  | Conventional Hydroelectric | 3 | MI | Newaygo | 43.4373 | -85.6645 | 1907 | 1
MISO | Croton | 1701 | 2 |  |  | Conventional Hydroelectric | 3 | MI | Newaygo | 43.4373 | -85.6645 | 1907 | 1
MISO | Croton | 1701 | 3 |  |  | Conventional Hydroelectric | 1.4 | MI | Newaygo | 43.4373 | -85.6645 | 1915 | 1
MISO | Croton | 1701 | 4 |  |  | Conventional Hydroelectric | 1.5 | MI | Newaygo | 43.4373 | -85.6645 | 1912 | 1
MISO | Crowned Ridge Wind Energy Center | 60503 | CTTL1 |  |  | Onshore Wind Turbine | 200.1 | SD | Codington | 45.1549 | -96.8368 | 2019 | 12
MISO | Crowned Ridge Wind II Energy Center | 63269 | CRW2 |  |  | Onshore Wind Turbine | 200.6 | SD | Codington | 45.0054 | -96.9299 | 2020 | 12
MISO | Crux Community Solar | 61712 | CRUX |  |  | Solar Photovoltaic | 1 | MN | Dodge | 44.0401 | -92.6932 | 2019 | 1
MISO | Crystal Falls | 1821 | 1 |  |  | Conventional Hydroelectric | 0.3 | MI | Iron | 46.1063 | -88.3345 | 1914 | 6
MISO | Crystal Falls | 1821 | 2 |  |  | Conventional Hydroelectric | 0.3 | MI | Iron | 46.1063 | -88.3345 | 1924 | 6
MISO | Crystal Falls | 1821 | 3 |  |  | Conventional Hydroelectric | 0.4 | MI | Iron | 46.1063 | -88.3345 | 1954 | 6
MISO | Crystal Lake 3 LLC | 57468 | GE1.5 |  |  | Onshore Wind Turbine | 66 | IA | Winnebago | 43.3192 | -93.8836 | 2009 | 12
MISO | Cumberland (WI) | 4112 | 1 |  |  | Petroleum Liquids | 0.7 | WI | Barron | 45.5336 | -92.0224 | 1945 | 2
MISO | Cumberland (WI) | 4112 | 2 |  |  | Petroleum Liquids | 0.3 | WI | Barron | 45.5336 | -92.0224 | 1939 | 8
MISO | Cumberland (WI) | 4112 | 3 |  |  | Petroleum Liquids | 0.3 | WI | Barron | 45.5336 | -92.0224 | 1939 | 8
MISO | Cumberland (WI) | 4112 | 4 |  |  | Petroleum Liquids | 1.3 | WI | Barron | 45.5336 | -92.0224 | 1954 | 5
MISO | Cumberland (WI) | 4112 | 5 |  |  | Natural Gas Internal Combustion Engine | 2 | WI | Barron | 45.5336 | -92.0224 | 1966 | 7
MISO | Cumberland (WI) | 4112 | 6 |  |  | Petroleum Liquids | 6.5 | WI | Barron | 45.5336 | -92.0224 | 1979 | 4
MISO | Cumberland (WI) | 4112 | 7 |  |  | Natural Gas Internal Combustion Engine | 6.6 | WI | Barron | 45.5336 | -92.0224 | 2001 | 11
MISO | Cumberland (WI) | 4112 | 8 |  |  | Natural Gas Internal Combustion Engine | 3.5 | WI | Barron | 45.5336 | -92.0224 | 2001 | 12
MISO | Cumberland Rose | 58456 | 1 |  |  | Onshore Wind Turbine | 1.6 | IA | Adair | 41.2269 | -94.4347 | 2012 | 8
MISO | Cumberland Solar | 62849 | CUM4 |  |  | Solar Photovoltaic | 2.5 | WI | Barron | 45.511 | -92.025 | 2019 | 9
MISO | Custer Energy Center | 7795 | 1 |  |  | Natural Gas Fired Combustion Turbine | 24.5 | WI | Manitowoc | 44.0854 | -87.7261 | 1999 | 6
MISO | D B Wilson | 6823 | 1 |  |  | Conventional Steam Coal | 509.4 | KY | Ohio | 37.4497 | -87.0806 | 1984 | 9
MISO | D G Hunter | 6558 | 10 |  |  | Natural Gas Internal Combustion Engine | 9.3 | LA | Rapides | 31.3207 | -92.4613 | 2016 | 3
MISO | D G Hunter | 6558 | 11 |  |  | Natural Gas Internal Combustion Engine | 9.3 | LA | Rapides | 31.3207 | -92.4613 | 2016 | 3
MISO | D G Hunter | 6558 | 5 |  |  | Natural Gas Internal Combustion Engine | 9.3 | LA | Rapides | 31.3207 | -92.4613 | 2016 | 3
MISO | D G Hunter | 6558 | 6 |  |  | Natural Gas Internal Combustion Engine | 9.3 | LA | Rapides | 31.3207 | -92.4613 | 2016 | 3
MISO | D G Hunter | 6558 | 7 |  |  | Natural Gas Internal Combustion Engine | 9.3 | LA | Rapides | 31.3207 | -92.4613 | 2016 | 3
MISO | D G Hunter | 6558 | 8 |  |  | Natural Gas Internal Combustion Engine | 9.3 | LA | Rapides | 31.3207 | -92.4613 | 2016 | 3
MISO | D G Hunter | 6558 | 9 |  |  | Natural Gas Internal Combustion Engine | 9.3 | LA | Rapides | 31.3207 | -92.4613 | 2016 | 3
MISO | DG AMP Solar Coldwater | 61435 | AMPCW |  |  | Solar Photovoltaic | 1.3 | MI | Branch | 41.9341 | -84.9972 | 2018 | 2
MISO | DL Windy Acres LLC | 56207 | 1 |  |  | Onshore Wind Turbine | 2 | MN | Jackson | 43.6514 | -95.3686 | 2003 | 12
MISO | DPC Madison | 67795 | PV1 |  |  | Solar Photovoltaic | 1.5 | IA | Winneshiek | 43.2745 | -91.9393 | 2019 | 2
MISO | DPC York | 67796 | PV1 |  |  | Solar Photovoltaic | 1.5 | IL | Carroll | 41.9937 | -90.1108 | 2019 | 8
MISO | DSI Don Solar | 67588 | DSID |  |  | Solar Photovoltaic | 1 | MN | Renville | 44.805 | -95.2056 | 2024 | 7
MISO | DSI Julie Solar | 67958 | DSIJ |  |  | Solar Photovoltaic | 1 | MN | Stearns | 45.4672 | -94.3961 | 2024 | 12
MISO | Dafter | 1868 | 1C |  |  | Petroleum Liquids | 2 | MI | Chippewa | 46.3744 | -84.4172 | 2021 | 12
MISO | Dafter | 1868 | 2C |  |  | Petroleum Liquids | 2 | MI | Chippewa | 46.3744 | -84.4172 | 2021 | 12
MISO | Dafter | 1868 | 3C |  |  | Petroleum Liquids | 2 | MI | Chippewa | 46.3744 | -84.4172 | 2021 | 12
MISO | Dafter | 1868 | 4 |  |  | Petroleum Liquids | 3 | MI | Chippewa | 46.3744 | -84.4172 | 1960 | 6
MISO | Dafter | 1868 | 4C |  |  | Petroleum Liquids | 2 | MI | Chippewa | 46.3744 | -84.4172 | 2021 | 12
MISO | Dakota Community Solar One LLC CSG | 63116 | 52838 |  |  | Solar Photovoltaic | 1 | MN | Dakota | 44.6578 | -93.1085 | 2019 | 12
MISO | Dakota Magic | 7884 | 1 |  |  | Petroleum Liquids | 1.5 | ND | Richland | 45.9386 | -96.8358 | 2000 | 2
MISO | Dakota Range Wind | 68318 | DKR01 |  |  | Onshore Wind Turbine | 304 | SD | Grant | 45.2237 | -97.0231 | 2022 | 1
MISO | Dallman | 963 | 4 |  |  | Conventional Steam Coal | 230.1 | IL | Sangamon | 39.7548 | -89.6024 | 2009 | 5
MISO | Dam 2 | 7246 | 1 |  |  | Conventional Hydroelectric | 34.2 | AR | Desha | 33.9865 | -91.3158 | 1999 | 6
MISO | Dam 2 | 7246 | 2 |  |  | Conventional Hydroelectric | 34.2 | AR | Desha | 33.9865 | -91.3158 | 1999 | 10
MISO | Dam 2 | 7246 | 3 |  |  | Conventional Hydroelectric | 34.2 | AR | Desha | 33.9865 | -91.3158 | 1999 | 8
MISO | Dan E Karn | 1702 | 3 |  |  | Natural Gas Steam Turbine | 692.5 | MI | Bay | 43.645 | -83.8401 | 1975 | 1
MISO | Dan E Karn | 1702 | 4 |  |  | Natural Gas Steam Turbine | 709.8 | MI | Bay | 43.645 | -83.8401 | 1977 | 9
MISO | Danbury Dam | 4019 | 1 |  |  | Conventional Hydroelectric | 0.1 | WI | Burnett | 46 | -92.3725 | 1921 | 1
MISO | Danbury Dam | 4019 | 2 |  |  | Conventional Hydroelectric | 0.3 | WI | Burnett | 46 | -92.3725 | 1927 | 3
MISO | Danbury Dam | 4019 | HY3 |  |  | Conventional Hydroelectric | 0.6 | WI | Burnett | 46 | -92.3725 | 1950 | 6
MISO | Dane County Airport Solar | 64080 | 1 |  |  | Solar Photovoltaic | 10.8 | WI | Dane | 43.1606 | -89.3295 | 2020 | 12
MISO | Dane County Solar LLC | 66419 | DANE |  |  | Solar Photovoltaic | 17.3 | WI | Dane | 43.0466 | -89.2393 | 2023 | 6
MISO | Danielson Wind Farms LLC | 57396 | DWF |  |  | Onshore Wind Turbine | 20 | MN | Meeker | 45.0717 | -94.7522 | 2011 | 3
MISO | Davenport Water Pollution Control Plant | 55035 | GEN1 |  |  | Other Waste Biomass | 0.8 | IA | Scott | 41.4928 | -90.6275 | 1995 | 5
MISO | Davenport Water Pollution Control Plant | 55035 | GEN2 |  |  | Other Waste Biomass | 0.8 | IA | Scott | 41.4928 | -90.6275 | 1995 | 5
MISO | Dayton (IA) | 1135 | 5 |  |  | Petroleum Liquids | 1.8 | IA | Webster | 42.2602 | -94.0692 | 2000 | 10
MISO | Dayton Hydro | 10520 | 1 |  |  | Conventional Hydroelectric | 1.6 | IL | LaSalle | 41.3878 | -88.7897 | 1925 | 1
MISO | Dayton Hydro | 10520 | 2 |  |  | Conventional Hydroelectric | 1 | IL | LaSalle | 41.3878 | -88.7897 | 1925 | 1
MISO | Dayton Hydro | 10520 | 3 |  |  | Conventional Hydroelectric | 1 | IL | LaSalle | 41.3878 | -88.7897 | 1925 | 1
MISO | De Pere Energy Center | 55029 | CT01 |  |  | Natural Gas Fired Combustion Turbine | 192.3 | WI | Brown | 44.4486 | -88.072 | 1999 | 6
MISO | DePue Holdings, LLC | 63845 | DEPUE |  |  | Solar Photovoltaic | 20 | IL | Bureau | 41.3382 | -89.3012 | 2023 | 2
MISO | DeRidder Mill | 10488 | TG |  |  | Wood/Wood Waste Biomass | 61.5 | LA | Beauregard | 30.8606 | -93.3756 | 1969 | 10
MISO | Dean | 55718 | GT1 |  |  | Natural Gas Fired Combustion Turbine | 89.4 | MI | St Clair | 42.7741 | -82.482 | 2002 | 6
MISO | Dean | 55718 | GT2 |  |  | Natural Gas Fired Combustion Turbine | 89.4 | MI | St Clair | 42.7741 | -82.482 | 2002 | 6
MISO | Dean | 55718 | GT3 |  |  | Natural Gas Fired Combustion Turbine | 89.4 | MI | St Clair | 42.7741 | -82.482 | 2002 | 6
MISO | Dean | 55718 | GT4 |  |  | Natural Gas Fired Combustion Turbine | 89.4 | MI | St Clair | 42.7741 | -82.482 | 2002 | 6
MISO | Dearborn Energy Center | 62289 | GTG-1 |  |  | Natural Gas Fired Combined Cycle | 15 | MI | Wayne | 42.2969 | -83.2313 | 2019 | 12
MISO | Dearborn Energy Center | 62289 | GTG-2 |  |  | Natural Gas Fired Combined Cycle | 15 | MI | Wayne | 42.2969 | -83.2313 | 2019 | 12
MISO | Dearborn Energy Center | 62289 | STG-1 |  |  | Natural Gas Fired Combined Cycle | 5 | MI | Wayne | 42.2969 | -83.2313 | 2019 | 12
MISO | Dearborn Industrial Generation | 55088 | GT 1 |  |  | Natural Gas Fired Combined Cycle | 157.3 | MI | Wayne | 42.3026 | -83.154 | 2001 | 7
MISO | Dearborn Industrial Generation | 55088 | GT2 |  |  | Natural Gas Fired Combined Cycle | 157.3 | MI | Wayne | 42.3026 | -83.154 | 2001 | 7
MISO | Dearborn Industrial Generation | 55088 | GTP1 |  |  | Natural Gas Fired Combustion Turbine | 195.3 | MI | Wayne | 42.3026 | -83.154 | 1999 | 6
MISO | Dearborn Industrial Generation | 55088 | ST1 |  |  | Other Gases | 238 | MI | Wayne | 42.3026 | -83.154 | 2001 | 8
MISO | Decatur Co. Solar RES (IN) | 59988 | PV1 |  |  | Solar Photovoltaic | 1.1 | IN | Decatur | 39.3379 | -85.5064 | 2017 | 9
MISO | Decorah Battery | 64375 | BESS1 |  |  | Batteries | 2.5 | IA | Winneshiek | 43.324 | -91.793 | 2021 | 6
MISO | Decorative Panels Intl | 10149 | GEN1 |  |  | Natural Gas Steam Turbine | 7.5 | MI | Alpena | 45.0628 | -83.4233 | 1957 | 11
MISO | Deer Run Battery | 65531 | BESS1 |  |  | Batteries | 5 | IA | Linn | 41.9513 | -91.6941 | 2023 | 1
MISO | Deercroft I & II LFGTE | 54956 | I-1 |  |  | Natural Gas Internal Combustion Engine | 0.8 | IN | LaPorte | 41.6514 | -86.9036 | 1999 | 8
MISO | Deercroft I & II LFGTE | 54956 | I-2 |  |  | Natural Gas Internal Combustion Engine | 0.8 | IN | LaPorte | 41.6514 | -86.9036 | 1999 | 8
MISO | Deercroft I & II LFGTE | 54956 | I-3 |  |  | Natural Gas Internal Combustion Engine | 0.8 | IN | LaPorte | 41.6514 | -86.9036 | 1999 | 8
MISO | Deercroft I & II LFGTE | 54956 | I-4 |  |  | Natural Gas Internal Combustion Engine | 0.8 | IN | LaPorte | 41.6514 | -86.9036 | 1999 | 8
MISO | Deercroft I & II LFGTE | 54956 | II-1 |  |  | Landfill Gas | 0.8 | IN | LaPorte | 41.6514 | -86.9036 | 2007 | 9
MISO | Deercroft I & II LFGTE | 54956 | II-2 |  |  | Landfill Gas | 0.8 | IN | LaPorte | 41.6514 | -86.9036 | 2007 | 9
MISO | Deercroft I & II LFGTE | 54956 | II-3 |  |  | Landfill Gas | 0.8 | IN | LaPorte | 41.6514 | -86.9036 | 2007 | 9
MISO | Deercroft I & II LFGTE | 54956 | II-4 |  |  | Landfill Gas | 0.8 | IN | LaPorte | 41.6514 | -86.9036 | 2007 | 9
MISO | Deerfield Wind Energy 2 | 65742 | DWF02 |  |  | Onshore Wind Turbine | 112.1 | MI | Huron | 43.9287 | -82.8735 | 2023 | 3
MISO | Deerfield Wind Energy, LLC | 60883 | WT1 |  |  | Onshore Wind Turbine | 41.6 | MI | Huron | 43.9419 | -82.8987 | 2017 | 2
MISO | Deerfield Wind Energy, LLC | 60883 | WT2 |  |  | Onshore Wind Turbine | 74.5 | MI | Huron | 43.9419 | -82.8987 | 2017 | 2
MISO | Deerfield Wind Energy, LLC | 60883 | WT3 |  |  | Onshore Wind Turbine | 32.9 | MI | Huron | 43.9419 | -82.8987 | 2017 | 2
MISO | Degray | 187 | 1 |  |  | Conventional Hydroelectric | 40 | AR | Clark | 34.2119 | -93.111 | 1972 | 2
MISO | Degray | 187 | 2 |  |  | Hydroelectric Pumped Storage | 30 | AR | Clark | 34.2119 | -93.111 | 1972 | 2
MISO | Delano | 1969 | 10 |  |  | Petroleum Liquids | 2 | MN | Wright | 45.0414 | -93.7905 | 2022 | 5
MISO | Delano | 1969 | 11 |  |  | Petroleum Liquids | 2 | MN | Wright | 45.0414 | -93.7905 | 2022 | 5
MISO | Delano | 1969 | 2 |  |  | Petroleum Liquids | 1.1 | MN | Wright | 45.0414 | -93.7905 | 1972 | 11
MISO | Delano | 1969 | 3 |  |  | Petroleum Liquids | 1.3 | MN | Wright | 45.0414 | -93.7905 | 1973 | 3
MISO | Delano | 1969 | 5 |  |  | Petroleum Liquids | 0.8 | MN | Wright | 45.0414 | -93.7905 | 1946 | 10
MISO | Delano | 1969 | 6 |  |  | Petroleum Liquids | 1.2 | MN | Wright | 45.0414 | -93.7905 | 1989 | 8
MISO | Delano | 1969 | 7 |  |  | Petroleum Liquids | 3 | MN | Wright | 45.0414 | -93.7905 | 1994 | 8
MISO | Delano | 1969 | 8 |  |  | Petroleum Liquids | 3.1 | MN | Wright | 45.0414 | -93.7905 | 1999 | 6
MISO | Dells | 4002 | 1 |  |  | Conventional Hydroelectric | 2.9 | WI | Eau Claire | 44.8281 | -91.5111 | 1923 | 1
MISO | Dells | 4002 | 2 |  |  | Conventional Hydroelectric | 2.6 | WI | Eau Claire | 44.8281 | -91.5111 | 1924 | 1
MISO | Dells | 4002 | 3 |  |  | Conventional Hydroelectric | 2.6 | WI | Eau Claire | 44.8281 | -91.5111 | 1924 | 1
MISO | Dells | 4002 | 4 |  |  | Conventional Hydroelectric | 2.6 | WI | Eau Claire | 44.8281 | -91.5111 | 1924 | 1
MISO | Dells | 4002 | 5 |  |  | Conventional Hydroelectric | 1.6 | WI | Eau Claire | 44.8281 | -91.5111 | 1924 | 1
MISO | Delphinus Community Solar | 61329 | QDCS1 |  |  | Solar Photovoltaic | 1 | MN | Benton | 45.6186 | -94.0888 | 2018 | 3
MISO | Delphinus Community Solar | 61329 | QDCS2 |  |  | Solar Photovoltaic | 1 | MN | Benton | 45.6186 | -94.0888 | 2018 | 3
MISO | Delray | 1728 | 11-1 |  |  | Natural Gas Fired Combustion Turbine | 71.1 | MI | Wayne | 42.2947 | -83.1019 | 2000 | 2
MISO | Delray | 1728 | 12-1 |  |  | Natural Gas Fired Combustion Turbine | 71.1 | MI | Wayne | 42.2947 | -83.1019 | 2000 | 2
MISO | Delta Energy Park | 63259 | DEPC2 |  |  | Natural Gas Fired Combined Cycle | 58 | MI | Eaton | 42.6906 | -84.6578 | 2022 | 3
MISO | Delta Energy Park | 63259 | DEPC3 |  |  | Natural Gas Fired Combined Cycle | 58 | MI | Eaton | 42.6906 | -84.6578 | 2022 | 3
MISO | Delta Energy Park | 63259 | DEPS1 |  |  | Natural Gas Fired Combustion Turbine | 58 | MI | Eaton | 42.6906 | -84.6578 | 2022 | 3
MISO | Delta Energy Park | 63259 | DEPST |  |  | Natural Gas Fired Combined Cycle | 89.2 | MI | Eaton | 42.6906 | -84.6578 | 2022 | 3
MISO | Delta Solar Power I | 61954 | DSPI |  |  | Solar Photovoltaic | 8.1 | MI | Eaton | 42.7 | -84.701 | 2018 | 6
MISO | Delta Solar Power II | 61955 | DSPII |  |  | Solar Photovoltaic | 15.9 | MI | Eaton | 42.707 | -84.7 | 2018 | 7
MISO | Delta Wind Farm (MS) | 66000 | DLTA |  |  | Onshore Wind Turbine | 184.5 | MS | Coahoma | 34.4692 | -90.3927 | 2024 | 4
MISO | Delta's Edge Solar | 66759 | DELTA |  |  | Solar Photovoltaic | 100 | MS | Carroll | 33.5 | -90.1 | 2023 | 11
MISO | Demille Solar Farm | 60346 | 1 |  |  | Solar Photovoltaic | 28.4 | MI | Lapeer | 43.04 | -83.3332 | 2017 | 5
MISO | Deneb Community Solar | 61715 | DENE |  |  | Solar Photovoltaic | 1 | MN | Kandiyohi | 45.4041 | -94.8311 | 2019 | 5
MISO | Des Moines Wastewater Reclamation Fac | 50932 | 72-04 |  |  | Other Waste Biomass | 1.4 | IA | Polk | 41.5734 | -93.5577 | 2015 | 9
MISO | Des Moines Wastewater Reclamation Fac | 50932 | 72-05 |  |  | Other Waste Biomass | 1.4 | IA | Polk | 41.5734 | -93.5577 | 2015 | 9
MISO | Detour | 6369 | 6 |  |  | Petroleum Liquids | 3 | MI | Chippewa | 45.9836 | -83.9079 | 1973 | 10
MISO | Detour | 6369 | 7 |  |  | Petroleum Liquids | 3 | MI | Chippewa | 45.9836 | -83.9079 | 1976 | 8
MISO | Deuel Harvest Wind Energy LLC | 62943 | GEN1 |  |  | Onshore Wind Turbine | 300 | SD | Deuel | 44.8636 | -96.5346 | 2021 | 2
MISO | Diamond Trail Wind Farm | 63641 | DTWF |  |  | Onshore Wind Turbine | 252.5 | IA | Iowa | 41.6744 | -92.1642 | 2020 | 12
MISO | Diamond Willow Wind Facility | 56782 | DIAW |  |  | Onshore Wind Turbine | 30 | MT | Fallon | 46.2753 | -104.1836 | 2007 | 12
MISO | Dickinson Solar Array | 60652 | PV1 |  |  | Solar Photovoltaic | 2.3 | MN | Wright | 45.1144 | -93.8138 | 2016 | 8
MISO | Diesel Generators | 56070 | 1 |  |  | Petroleum Liquids | 54 | WI | Dane | 43.0802 | -89.3747 | 2001 | 6
MISO | Dike City Power Plant | 56194 | 001 |  |  | Petroleum Liquids | 2.2 | IA | Grundy | 42.4622 | -92.6264 | 2005 | 6
MISO | Dodge Center Solar | 60523 | PV1 |  |  | Solar Photovoltaic | 6.5 | MN | Dodge | 44.026 | -92.8816 | 2016 | 12
MISO | Dodge Holdco Solar CSG | 60833 | DODGE |  |  | Solar Photovoltaic | 5 | MN | Dodge | 44.0224 | -92.757 | 2017 | 7
MISO | Dodge Renewables 1 | 65515 | 11049 |  |  | Solar Photovoltaic | 1 | MN | Dodge | 44.0186 | -92.8661 | 2022 | 8
MISO | Dodge Renewables 2 | 65516 | 11083 |  |  | Solar Photovoltaic | 1 | MN | Dodge | 44.0204 | -92.8697 | 2022 | 9
MISO | DodgeSun CSG | 61379 | DODG1 |  |  | Solar Photovoltaic | 1 | MN | Dodge | 44.0404 | -92.69 | 2017 | 12
MISO | DodgeSun CSG | 61379 | DODG2 |  |  | Solar Photovoltaic | 1 | MN | Dodge | 44.0404 | -92.69 | 2017 | 12
MISO | DodgeSun CSG | 61379 | DODG3 |  |  | Solar Photovoltaic | 1 | MN | Dodge | 44.0404 | -92.69 | 2017 | 12
MISO | DodgeSun CSG | 61379 | DODG4 |  |  | Solar Photovoltaic | 1 | MN | Dodge | 44.0404 | -92.69 | 2017 | 12
MISO | DodgeSun CSG | 61379 | DODG5 |  |  | Solar Photovoltaic | 1 | MN | Dodge | 44.0404 | -92.69 | 2017 | 12
MISO | Domino Farms Solar | 60017 | 1 |  |  | Solar Photovoltaic | 1 | MI | Washtenaw | 42.3234 | -83.6803 | 2015 | 9
MISO | Domino Sugar Arabi Plant | 54512 | TG1 |  |  | Natural Gas Steam Turbine | 5 | LA | St Bernard | 29.9468 | -90.0018 | 1949 | 1
MISO | Domino Sugar Arabi Plant | 54512 | TG3 |  |  | Natural Gas Steam Turbine | 4 | LA | St Bernard | 29.9468 | -90.0018 | 1949 | 1
MISO | Domtar Paper Company Rothschild | 50190 | HG3 |  |  | Conventional Hydroelectric | 0.6 | WI | Marathon | 44.8867 | -89.6272 | 1910 | 1
MISO | Domtar Paper Company Rothschild | 50190 | HG7 |  |  | Conventional Hydroelectric | 0.5 | WI | Marathon | 44.8867 | -89.6272 | 1910 | 1
MISO | Double Back Diamond | 66624 | DBD |  |  | Solar Photovoltaic | 592.8 | IL | Sangamon | 39.5373 | -89.8098 | 2024 | 11
MISO | Douglas Todd Community Solar One LLC CSG | 63117 | 52834 |  |  | Solar Photovoltaic | 1 | MN | Douglas | 45.8433 | -95.15 | 2019 | 12
MISO | Dow St Charles Operations | 50152 | CGN1 |  |  | Natural Gas Fired Combined Cycle | 125.8 | LA | St Charles | 29.9861 | -90.4414 | 1996 | 12
MISO | Dow St Charles Operations | 50152 | CGN2 |  |  | Natural Gas Fired Combined Cycle | 125.8 | LA | St Charles | 29.9861 | -90.4414 | 1997 | 1
MISO | Dow St Charles Operations | 50152 | CSTG |  |  | Natural Gas Fired Combined Cycle | 50 | LA | St Charles | 29.9861 | -90.4414 | 2002 | 12
MISO | Dow St Charles Operations | 50152 | STG |  |  | Natural Gas Fired Combined Cycle | 22 | LA | St Charles | 29.9861 | -90.4414 | 1997 | 2
MISO | Downsville DPC Solar | 60892 | PV1 |  |  | Solar Photovoltaic | 1 | WI | Dunn | 44.8142 | -91.8841 | 2017 | 2
MISO | Downtown Generation Plant | 64552 | 1 |  |  | Petroleum Liquids | 2.5 | IA | Adair | 41.304 | -94.4605 | 2020 | 7
MISO | Downtown Generation Plant | 64552 | 2 |  |  | Petroleum Liquids | 2.5 | IA | Adair | 41.304 | -94.4605 | 2020 | 7
MISO | Dressor Plains Solar, LLC | 64224 | DPS |  |  | Solar Photovoltaic | 99 | IL | Fayette | 39.1863 | -89.0312 | 2021 | 9
MISO | Driver Solar | 65736 | AKDR1 |  |  | Solar Photovoltaic | 150 | AR | Mississippi | 35.6406 | -89.9694 | 2024 | 11
MISO | Du Bay | 3972 | 1 |  |  | Conventional Hydroelectric | 1.2 | WI | Portage | 44.6647 | -89.6511 | 1942 | 1
MISO | Du Bay | 3972 | 2 |  |  | Conventional Hydroelectric | 2 | WI | Portage | 44.6647 | -89.6511 | 1942 | 1
MISO | Du Bay | 3972 | 3 |  |  | Conventional Hydroelectric | 2 | WI | Portage | 44.6647 | -89.6511 | 1942 | 1
MISO | Du Bay | 3972 | 4 |  |  | Conventional Hydroelectric | 2 | WI | Portage | 44.6647 | -89.6511 | 1942 | 1
MISO | Duke Building 129 | 59434 | DU129 |  |  | Solar Photovoltaic | 3.4 | IN | Marion | 39.9108 | -86.2453 | 2014 | 12
MISO | Duke Building 87 | 59432 | DUK87 |  |  | Solar Photovoltaic | 2.7 | IN | Marion | 39.8908 | -86.2556 | 2014 | 12
MISO | Duke Building 98 | 59433 | DUK98 |  |  | Solar Photovoltaic | 2.7 | IN | Marion | 39.9047 | -86.26 | 2014 | 12
MISO | Dundas Solar Holdings LLC CSG | 61626 | DU |  |  | Solar Photovoltaic | 5 | MN | Rice | 44.4396 | -93.1973 | 2018 | 3
MISO | Dunns Bridge I Solar | 66643 | DBSC1 |  |  | Solar Photovoltaic | 265 | IN | Jasper | 41.1726 | -87.0073 | 2023 | 6
MISO | Durant | 6220 | 7 |  |  | Petroleum Liquids | 1.8 | IA | Cedar | 41.5998 | -90.9119 | 1998 | 1
MISO | Durant | 6220 | 8 |  |  | Petroleum Liquids | 2.6 | IA | Cedar | 41.5998 | -90.9119 | 2011 | 5
MISO | E. Goenner Project CSG | 63175 | TC3 |  |  | Solar Photovoltaic | 1 | MN | Sherburne | 45.464 | -94.091 | 2019 | 12
MISO | ENGIE 2020 ProjectCo-WI1 LLC | 65659 | PV1 |  |  | Solar Photovoltaic | 1 | WI | Fond Du Lac | 43.735 | -88.4738 | 2021 | 12
MISO | ENO Paterson Solar | 61647 | NOSPS |  |  | Solar Photovoltaic | 1.1 | LA | Orleans | 30.0114 | -90.024 | 2016 | 6
MISO | ERDC | 66592 | ERDC1 |  |  | Natural Gas Internal Combustion Engine | 0.4 | MS | Warren | 32.3103 | -90.8599 | 2021 | 10
MISO | ERDC | 66592 | ERDC2 |  |  | Natural Gas Internal Combustion Engine | 0.4 | MS | Warren | 32.3103 | -90.8599 | 2021 | 10
MISO | ERDC | 66592 | ERDC3 |  |  | Natural Gas Internal Combustion Engine | 0.4 | MS | Warren | 32.3103 | -90.8599 | 2021 | 10
MISO | ERDC | 66592 | ERDC4 |  |  | Natural Gas Internal Combustion Engine | 0.4 | MS | Warren | 32.3103 | -90.8599 | 2021 | 10
MISO | ERDC | 66592 | ERDC5 |  |  | Natural Gas Internal Combustion Engine | 0.4 | MS | Warren | 32.3103 | -90.8599 | 2021 | 10
MISO | ERDC | 66592 | ERDC6 |  |  | Natural Gas Internal Combustion Engine | 0.4 | MS | Warren | 32.3103 | -90.8599 | 2021 | 10
MISO | ERDC | 66592 | ERDC7 |  |  | Natural Gas Internal Combustion Engine | 0.4 | MS | Warren | 32.3103 | -90.8599 | 2021 | 10
MISO | ERDC | 66592 | ERDC8 |  |  | Natural Gas Internal Combustion Engine | 0.4 | MS | Warren | 32.3103 | -90.8599 | 2021 | 10
MISO | ESIL-PFCHICAGO 2, LLC | 63889 | PF2CH |  |  | Solar Photovoltaic | 1 | IL | Cook | 41.817 | -87.735 | 2020 | 11
MISO | ESIL-PFCHICAGO 3, LLC | 63888 | PF3CH |  |  | Solar Photovoltaic | 1.4 | IL | Cook | 41.849 | -87.669 | 2020 | 8
MISO | Eagle Valley (IN) | 991 | GT1 |  |  | Natural Gas Fired Combined Cycle | 207 | IN | Morgan | 39.4852 | -86.4183 | 2018 | 4
MISO | Eagle Valley (IN) | 991 | GT2 |  |  | Natural Gas Fired Combined Cycle | 207 | IN | Morgan | 39.4852 | -86.4183 | 2018 | 4
MISO | Eagle Valley (IN) | 991 | STG1 |  |  | Natural Gas Fired Combined Cycle | 230 | IN | Morgan | 39.4852 | -86.4183 | 2018 | 4
MISO | Eagle Valley (MI) | 57405 | GEN1 |  |  | Landfill Gas | 1.6 | MI | Oakland | 42.7225 | -83.2631 | 2011 | 7
MISO | Eagle Valley (MI) | 57405 | GEN2 |  |  | Landfill Gas | 1.6 | MI | Oakland | 42.7225 | -83.2631 | 2011 | 7
MISO | Earlville | 7865 | 1 |  |  | Petroleum Liquids | 1.8 | IA | Delaware | 42.4942 | -91.2725 | 2001 | 7
MISO | Earp Solar, LLC | 66631 | PV |  |  | Solar Photovoltaic | 35 | IL | Warren | 40.8918 | -90.6688 | 2024 | 4
MISO | East Chicago | 59018 | 1 |  |  | Solar Photovoltaic | 2 | IN | Lake | 41.6322 | -87.4692 | 2013 | 3
MISO | East. Michigan Univ. Heating Plant | 59452 | COGN2 |  |  | Natural Gas Fired Combustion Turbine | 7.8 | MI | Washtenaw | 42.2489 | -83.6289 | 2018 | 1
MISO | Eastern Iowa Solar | 60876 | EIS1 |  |  | Solar Photovoltaic | 1.8 | IA | Muscatine | 41.597 | -91.0363 | 2016 | 11
MISO | Eastridge Wind Project | 56543 | 1 |  |  | Onshore Wind Turbine | 10.4 | MN | Murray | 43.9358 | -95.9222 | 2006 | 4
MISO | Eastwood Solar | 60524 | PV1 |  |  | Solar Photovoltaic | 5.5 | MN | Blue Earth | 44.1545 | -93.9166 | 2016 | 12
MISO | Echo Wind Park | 58121 | GEN1 |  |  | Onshore Wind Turbine | 49.6 | MI | Huron | 43.8825 | -83.1614 | 2014 | 1
MISO | Echo Wind Park | 58121 | GEN2 |  |  | Onshore Wind Turbine | 62.4 | MI | Huron | 43.8825 | -83.1614 | 2014 | 12
MISO | Echo Wind Park | 58121 | GEN3 |  |  | Onshore Wind Turbine | 50 | MI | Huron | 43.8825 | -83.1614 | 2016 | 12
MISO | Eclipse Wind Farm | 57873 | EWF |  |  | Onshore Wind Turbine | 207.1 | IA | Guthrie | 41.5547 | -94.685 | 2012 | 9
MISO | Edgewater | 4050 | 5 |  |  | Conventional Steam Coal | 413.7 | WI | Sheboygan | 43.7151 | -87.7059 | 1985 | 3
MISO | Edison Sault | 1751 | 10 |  |  | Conventional Hydroelectric | 0.6 | MI | Chippewa | 46.4974 | -84.332 | 1963 | 7
MISO | Edison Sault | 1751 | 11 |  |  | Conventional Hydroelectric | 0.6 | MI | Chippewa | 46.4974 | -84.332 | 1963 | 7
MISO | Edison Sault | 1751 | 12 |  |  | Conventional Hydroelectric | 0.6 | MI | Chippewa | 46.4974 | -84.332 | 1963 | 7
MISO | Edison Sault | 1751 | 13 |  |  | Conventional Hydroelectric | 0.6 | MI | Chippewa | 46.4974 | -84.332 | 1963 | 7
MISO | Edison Sault | 1751 | 14 |  |  | Conventional Hydroelectric | 0.6 | MI | Chippewa | 46.4974 | -84.332 | 1963 | 7
MISO | Edison Sault | 1751 | 15 |  |  | Conventional Hydroelectric | 0.6 | MI | Chippewa | 46.4974 | -84.332 | 1963 | 7
MISO | Edison Sault | 1751 | 16 |  |  | Conventional Hydroelectric | 0.6 | MI | Chippewa | 46.4974 | -84.332 | 1963 | 7
MISO | Edison Sault | 1751 | 17 |  |  | Conventional Hydroelectric | 0.6 | MI | Chippewa | 46.4974 | -84.332 | 1963 | 7
MISO | Edison Sault | 1751 | 18 |  |  | Conventional Hydroelectric | 0.6 | MI | Chippewa | 46.4974 | -84.332 | 1963 | 7
MISO | Edison Sault | 1751 | 19 |  |  | Conventional Hydroelectric | 0.6 | MI | Chippewa | 46.4974 | -84.332 | 1963 | 7
MISO | Edison Sault | 1751 | 20 |  |  | Conventional Hydroelectric | 0.6 | MI | Chippewa | 46.4974 | -84.332 | 1963 | 7
MISO | Edison Sault | 1751 | 21 |  |  | Conventional Hydroelectric | 0.6 | MI | Chippewa | 46.4974 | -84.332 | 1963 | 7
MISO | Edison Sault | 1751 | 22 |  |  | Conventional Hydroelectric | 0.6 | MI | Chippewa | 46.4974 | -84.332 | 1963 | 7
MISO | Edison Sault | 1751 | 23 |  |  | Conventional Hydroelectric | 0.6 | MI | Chippewa | 46.4974 | -84.332 | 1963 | 7
MISO | Edison Sault | 1751 | 24 |  |  | Conventional Hydroelectric | 0.6 | MI | Chippewa | 46.4974 | -84.332 | 1963 | 7
MISO | Edison Sault | 1751 | 25 |  |  | Conventional Hydroelectric | 0.6 | MI | Chippewa | 46.4974 | -84.332 | 1963 | 7
MISO | Edison Sault | 1751 | 26 |  |  | Conventional Hydroelectric | 0.6 | MI | Chippewa | 46.4974 | -84.332 | 1963 | 7
MISO | Edison Sault | 1751 | 27 |  |  | Conventional Hydroelectric | 0.6 | MI | Chippewa | 46.4974 | -84.332 | 1963 | 7
MISO | Edison Sault | 1751 | 28 |  |  | Conventional Hydroelectric | 0.6 | MI | Chippewa | 46.4974 | -84.332 | 1963 | 7
MISO | Edison Sault | 1751 | 29 |  |  | Conventional Hydroelectric | 0.6 | MI | Chippewa | 46.4974 | -84.332 | 1963 | 7
MISO | Edison Sault | 1751 | 30 |  |  | Conventional Hydroelectric | 0.6 | MI | Chippewa | 46.4974 | -84.332 | 1963 | 7
MISO | Edison Sault | 1751 | 31 |  |  | Conventional Hydroelectric | 0.6 | MI | Chippewa | 46.4974 | -84.332 | 1963 | 7
MISO | Edison Sault | 1751 | 32 |  |  | Conventional Hydroelectric | 0.6 | MI | Chippewa | 46.4974 | -84.332 | 1963 | 7
MISO | Edison Sault | 1751 | 33 |  |  | Conventional Hydroelectric | 0.6 | MI | Chippewa | 46.4974 | -84.332 | 1963 | 7
MISO | Edison Sault | 1751 | 34 |  |  | Conventional Hydroelectric | 0.6 | MI | Chippewa | 46.4974 | -84.332 | 1963 | 7
MISO | Edison Sault | 1751 | 35 |  |  | Conventional Hydroelectric | 0.6 | MI | Chippewa | 46.4974 | -84.332 | 1963 | 7
MISO | Edison Sault | 1751 | 36 |  |  | Conventional Hydroelectric | 0.6 | MI | Chippewa | 46.4974 | -84.332 | 1963 | 7
MISO | Edison Sault | 1751 | 37 |  |  | Conventional Hydroelectric | 0.6 | MI | Chippewa | 46.4974 | -84.332 | 1963 | 7
MISO | Edison Sault | 1751 | 38 |  |  | Conventional Hydroelectric | 0.6 | MI | Chippewa | 46.4974 | -84.332 | 1963 | 7
MISO | Edison Sault | 1751 | 39 |  |  | Conventional Hydroelectric | 0.6 | MI | Chippewa | 46.4974 | -84.332 | 1963 | 7
MISO | Edison Sault | 1751 | 40 |  |  | Conventional Hydroelectric | 0.6 | MI | Chippewa | 46.4974 | -84.332 | 1963 | 7
MISO | Edison Sault | 1751 | 41 |  |  | Conventional Hydroelectric | 0.6 | MI | Chippewa | 46.4974 | -84.332 | 1901 | 7
MISO | Edison Sault | 1751 | 42 |  |  | Conventional Hydroelectric | 0.5 | MI | Chippewa | 46.4974 | -84.332 | 1901 | 7
MISO | Edison Sault | 1751 | 45 |  |  | Conventional Hydroelectric | 0.6 | MI | Chippewa | 46.4974 | -84.332 | 1916 | 7
MISO | Edison Sault | 1751 | 46 |  |  | Conventional Hydroelectric | 0.6 | MI | Chippewa | 46.4974 | -84.332 | 1963 | 7
MISO | Edison Sault | 1751 | 47 |  |  | Conventional Hydroelectric | 0.6 | MI | Chippewa | 46.4974 | -84.332 | 1963 | 7
MISO | Edison Sault | 1751 | 48 |  |  | Conventional Hydroelectric | 0.6 | MI | Chippewa | 46.4974 | -84.332 | 1963 | 7
MISO | Edison Sault | 1751 | 49 |  |  | Conventional Hydroelectric | 0.6 | MI | Chippewa | 46.4974 | -84.332 | 1963 | 7
MISO | Edison Sault | 1751 | 50 |  |  | Conventional Hydroelectric | 0.6 | MI | Chippewa | 46.4974 | -84.332 | 1963 | 7
MISO | Edison Sault | 1751 | 51 |  |  | Conventional Hydroelectric | 0.6 | MI | Chippewa | 46.4974 | -84.332 | 1963 | 7
MISO | Edison Sault | 1751 | 52 |  |  | Conventional Hydroelectric | 0.6 | MI | Chippewa | 46.4974 | -84.332 | 1963 | 7
MISO | Edison Sault | 1751 | 53 |  |  | Conventional Hydroelectric | 0.6 | MI | Chippewa | 46.4974 | -84.332 | 1963 | 7
MISO | Edison Sault | 1751 | 54 |  |  | Conventional Hydroelectric | 0.6 | MI | Chippewa | 46.4974 | -84.332 | 1963 | 7
MISO | Edison Sault | 1751 | 55 |  |  | Conventional Hydroelectric | 0.6 | MI | Chippewa | 46.4974 | -84.332 | 1963 | 7
MISO | Edison Sault | 1751 | 56 |  |  | Conventional Hydroelectric | 0.6 | MI | Chippewa | 46.4974 | -84.332 | 1963 | 7
MISO | Edison Sault | 1751 | 57 |  |  | Conventional Hydroelectric | 0.6 | MI | Chippewa | 46.4974 | -84.332 | 1963 | 7
MISO | Edison Sault | 1751 | 58 |  |  | Conventional Hydroelectric | 0.6 | MI | Chippewa | 46.4974 | -84.332 | 1963 | 7
MISO | Edison Sault | 1751 | 59 |  |  | Conventional Hydroelectric | 0.6 | MI | Chippewa | 46.4974 | -84.332 | 1963 | 7
MISO | Edison Sault | 1751 | 6 |  |  | Conventional Hydroelectric | 0.6 | MI | Chippewa | 46.4974 | -84.332 | 1963 | 7
MISO | Edison Sault | 1751 | 60 |  |  | Conventional Hydroelectric | 0.6 | MI | Chippewa | 46.4974 | -84.332 | 1963 | 7
MISO | Edison Sault | 1751 | 61 |  |  | Conventional Hydroelectric | 0.6 | MI | Chippewa | 46.4974 | -84.332 | 1963 | 7
MISO | Edison Sault | 1751 | 62 |  |  | Conventional Hydroelectric | 0.5 | MI | Chippewa | 46.4974 | -84.332 | 1916 | 7
MISO | Edison Sault | 1751 | 63 |  |  | Conventional Hydroelectric | 0.5 | MI | Chippewa | 46.4974 | -84.332 | 1916 | 7
MISO | Edison Sault | 1751 | 64 |  |  | Conventional Hydroelectric | 0.5 | MI | Chippewa | 46.4974 | -84.332 | 1916 | 7
MISO | Edison Sault | 1751 | 65 |  |  | Conventional Hydroelectric | 0.5 | MI | Chippewa | 46.4974 | -84.332 | 1916 | 7
MISO | Edison Sault | 1751 | 66 |  |  | Conventional Hydroelectric | 0.5 | MI | Chippewa | 46.4974 | -84.332 | 1916 | 7
MISO | Edison Sault | 1751 | 67 |  |  | Conventional Hydroelectric | 0.5 | MI | Chippewa | 46.4974 | -84.332 | 1916 | 7
MISO | Edison Sault | 1751 | 68 |  |  | Conventional Hydroelectric | 0.5 | MI | Chippewa | 46.4974 | -84.332 | 1916 | 7
MISO | Edison Sault | 1751 | 69 |  |  | Conventional Hydroelectric | 0.5 | MI | Chippewa | 46.4974 | -84.332 | 1916 | 7
MISO | Edison Sault | 1751 | 7 |  |  | Conventional Hydroelectric | 0.6 | MI | Chippewa | 46.4974 | -84.332 | 1963 | 7
MISO | Edison Sault | 1751 | 70 |  |  | Conventional Hydroelectric | 0.5 | MI | Chippewa | 46.4974 | -84.332 | 1916 | 7
MISO | Edison Sault | 1751 | 71 |  |  | Conventional Hydroelectric | 0.5 | MI | Chippewa | 46.4974 | -84.332 | 1916 | 7
MISO | Edison Sault | 1751 | 72 |  |  | Conventional Hydroelectric | 0.5 | MI | Chippewa | 46.4974 | -84.332 | 1916 | 7
MISO | Edison Sault | 1751 | 73 |  |  | Conventional Hydroelectric | 0.5 | MI | Chippewa | 46.4974 | -84.332 | 1916 | 7
MISO | Edison Sault | 1751 | 74 |  |  | Conventional Hydroelectric | 0.5 | MI | Chippewa | 46.4974 | -84.332 | 1916 | 7
MISO | Edison Sault | 1751 | 75 |  |  | Conventional Hydroelectric | 0.5 | MI | Chippewa | 46.4974 | -84.332 | 1916 | 7
MISO | Edison Sault | 1751 | 76 |  |  | Conventional Hydroelectric | 0.5 | MI | Chippewa | 46.4974 | -84.332 | 1916 | 7
MISO | Edison Sault | 1751 | 77 |  |  | Conventional Hydroelectric | 0.5 | MI | Chippewa | 46.4974 | -84.332 | 1916 | 7
MISO | Edison Sault | 1751 | 78 |  |  | Conventional Hydroelectric | 0.5 | MI | Chippewa | 46.4974 | -84.332 | 1916 | 7
MISO | Edison Sault | 1751 | 79 |  |  | Conventional Hydroelectric | 0.5 | MI | Chippewa | 46.4974 | -84.332 | 1916 | 7
MISO | Edison Sault | 1751 | 8 |  |  | Conventional Hydroelectric | 0.6 | MI | Chippewa | 46.4974 | -84.332 | 1963 | 7
MISO | Edison Sault | 1751 | 80 |  |  | Conventional Hydroelectric | 0.5 | MI | Chippewa | 46.4974 | -84.332 | 1916 | 7
MISO | Edison Sault | 1751 | 9 |  |  | Conventional Hydroelectric | 0.6 | MI | Chippewa | 46.4974 | -84.332 | 1963 | 7
MISO | Edwardsport | 1004 | CT1 |  |  | Coal Integrated Gasification Combined Cycle | 240.6 | IN | Knox | 38.8067 | -87.2472 | 2013 | 6
MISO | Edwardsport | 1004 | CT2 |  |  | Coal Integrated Gasification Combined Cycle | 240.6 | IN | Knox | 38.8067 | -87.2472 | 2013 | 6
MISO | Edwardsport | 1004 | ST |  |  | Coal Integrated Gasification Combined Cycle | 331.5 | IN | Knox | 38.8067 | -87.2472 | 2013 | 6
MISO | Edwardsville Solar II | 64016 | 6777 |  |  | Solar Photovoltaic | 2 | IL | Madison | 38.8145 | -89.9973 | 2021 | 7
MISO | Eichtens Community Solar | 60795 | SO228 |  |  | Solar Photovoltaic | 3.9 | MN | Chisago | 45.3827 | -92.7725 | 2016 | 12
MISO | Eichtens II CSG | 62137 | SO340 |  |  | Solar Photovoltaic | 1 | MN | Chisago | 45.3966 | -92.7826 | 2018 | 9
MISO | El Dorado AR | 67517 | 63154 |  |  | Solar Photovoltaic | 1.8 | AR | Union | 33.2129 | -92.6215 | 2024 | 2
MISO | Elba Solar LLC | 65797 | ELBA |  |  | Solar Photovoltaic | 2 | IL | Knox | 40.8855 | -90.0167 | 2023 | 2
MISO | Electrifarm | 6063 | 1 |  |  | Natural Gas Fired Combustion Turbine | 71.2 | IA | Black Hawk | 42.4407 | -92.4205 | 1975 | 5
MISO | Electrifarm | 6063 | 2 |  |  | Natural Gas Fired Combustion Turbine | 89 | IA | Black Hawk | 42.4407 | -92.4205 | 1978 | 1
MISO | Electrifarm | 6063 | 3 |  |  | Natural Gas Fired Combustion Turbine | 103.9 | IA | Black Hawk | 42.4407 | -92.4205 | 1978 | 1
MISO | Elizabeth Solar Plant | 66111 | US199 |  |  | Solar Photovoltaic | 142.8 | LA | Allen | 30.8198 | -92.9718 | 2024 | 8
MISO | Elk Mound | 7863 | 1 |  |  | Natural Gas Fired Combustion Turbine | 35.5 | WI | Chippewa | 44.9028 | -91.5681 | 2001 | 6
MISO | Elk Mound | 7863 | 2 |  |  | Natural Gas Fired Combustion Turbine | 35.5 | WI | Chippewa | 44.9028 | -91.5681 | 2001 | 6
MISO | Elk River | 2039 | CT |  |  | Natural Gas Fired Combustion Turbine | 191.3 | MN | Sherburne | 45.2968 | -93.5584 | 2009 | 7
MISO | Elk River City of | 1971 | 1 |  |  | Petroleum Liquids | 0.5 | MN | Sherburne | 45.3158 | -93.5781 | 1948 | 3
MISO | Elk River City of | 1971 | 2 |  |  | Petroleum Liquids | 0.5 | MN | Sherburne | 45.3158 | -93.5781 | 1948 | 3
MISO | Elk River City of | 1971 | 3 |  |  | Petroleum Liquids | 3 | MN | Sherburne | 45.3158 | -93.5781 | 1962 | 3
MISO | Elk River City of | 1971 | 4 |  |  | Petroleum Liquids | 5 | MN | Sherburne | 45.3158 | -93.5781 | 1972 | 8
MISO | Elk Wind Farm | 57417 | NORD |  |  | Onshore Wind Turbine | 40.8 | IA | Delaware | 42.5839 | -91.3708 | 2011 | 12
MISO | Ellettsville Solar RES | 59985 | PV1 |  |  | Solar Photovoltaic | 1.1 | IN | Monroe | 39.2548 | -86.6568 | 2016 | 10
MISO | Elm Creek Wind II LLC | 57649 | 1 |  |  | Onshore Wind Turbine | 148.8 | MN | Martin | 43.6848 | -94.8799 | 2010 | 12
MISO | Elm Creek Wind LLC | 56793 | 1 |  |  | Onshore Wind Turbine | 99 | MN | Jackson | 43.7542 | -94.9497 | 2008 | 12
MISO | Elm Road Generating Station | 56068 | 1 |  |  | Natural Gas Steam Turbine | 701.3 | WI | Milwaukee | 42.8492 | -87.8336 | 2010 | 2
MISO | Elm Road Generating Station | 56068 | 2 |  |  | Natural Gas Steam Turbine | 701.3 | WI | Milwaukee | 42.8492 | -87.8336 | 2011 | 1
MISO | Elm Street Substation Generators | 56597 | EP01 |  |  | Petroleum Liquids | 2 | MO | St Francois | 37.7814 | -90.4156 | 2002 | 10
MISO | Elm Street Substation Generators | 56597 | EP02 |  |  | Petroleum Liquids | 2 | MO | St Francois | 37.7814 | -90.4156 | 2002 | 10
MISO | Elm Street Substation Generators | 56597 | EP03 |  |  | Petroleum Liquids | 2 | MO | St Francois | 37.7814 | -90.4156 | 2002 | 10
MISO | Elroy | 4113 | 1A |  |  | Petroleum Liquids | 2.3 | WI | Juneau | 43.7395 | -90.2675 | 2005 | 2
MISO | Elroy | 4113 | 2A |  |  | Petroleum Liquids | 2.3 | WI | Juneau | 43.7395 | -90.2675 | 2005 | 2
MISO | Elroy | 4113 | 5 |  |  | Petroleum Liquids | 2 | WI | Juneau | 43.7395 | -90.2675 | 1973 | 5
MISO | Elroy Solar | 62868 | ELR5 |  |  | Solar Photovoltaic | 1.5 | WI | Juneau | 43.732 | -90.025 | 2019 | 9
MISO | Emery Station | 8031 | 11 |  |  | Natural Gas Fired Combined Cycle | 173.4 | IA | Cerro Gordo | 43.094 | -93.2922 | 2004 | 5
MISO | Emery Station | 8031 | 12 |  |  | Natural Gas Fired Combined Cycle | 173.4 | IA | Cerro Gordo | 43.094 | -93.2922 | 2004 | 5
MISO | Emery Station | 8031 | ST1 |  |  | Natural Gas Fired Combined Cycle | 256 | IA | Cerro Gordo | 43.094 | -93.2922 | 2004 | 5
MISO | Emmons-Logan Wind, LLC | 62380 | ELLLC |  |  | Onshore Wind Turbine | 200 | ND | Emmons | 46.373 | -100.0511 | 2019 | 12
MISO | Empire Solar | 60631 | PV1 |  |  | Solar Photovoltaic | 5 | MN | Dakota | 44.6644 | -93.1088 | 2016 | 12
MISO | Enderlin | 54908 | GEN1 |  |  | Other Waste Biomass | 5.1 | ND | Ransom | 46.6144 | -97.5765 | 1983 | 8
MISO | Enderlin | 54908 | GEN2 |  |  | Other Waste Biomass | 4.7 | ND | Ransom | 46.6144 | -97.5765 | 1983 | 8
MISO | English Farms | 61565 | 1 |  |  | Onshore Wind Turbine | 171.5 | IA | Poweshiek | 41.57 | -92.4072 | 2019 | 3
MISO | Enter Solar | 63542 | ENTER |  |  | Solar Photovoltaic | 1 | MN | Waseca | 44.1416 | -93.7077 | 2019 | 1
MISO | Enterprise Sugar Factory | 51008 | 1000 |  |  | Other Waste Biomass | 1 | LA | Iberia | 29.9036 | -91.7256 | 1981 | 10
MISO | Enterprise Sugar Factory | 51008 | 2000 |  |  | Other Waste Biomass | 2 | LA | Iberia | 29.9036 | -91.7256 | 1981 | 10
MISO | Eolos Wind Energy Research Field Station | 57880 | 1 |  |  | Onshore Wind Turbine | 2.5 | MN | Dakota | 44.7283 | -93.0481 | 2011 | 10
MISO | Epic Verona | 62676 | G101 |  |  | Petroleum Liquids | 2.3 | WI | Dane | 42.9968 | -89.5687 | 2013 | 10
MISO | Epic Verona | 62676 | G102 |  |  | Petroleum Liquids | 2.3 | WI | Dane | 42.9968 | -89.5687 | 2013 | 10
MISO | Epic Verona | 62676 | G103 |  |  | Petroleum Liquids | 2.3 | WI | Dane | 42.9968 | -89.5687 | 2013 | 10
MISO | Epic Verona | 62676 | G104 |  |  | Petroleum Liquids | 2.3 | WI | Dane | 42.9968 | -89.5687 | 2013 | 10
MISO | Epic Verona | 62676 | G105 |  |  | Petroleum Liquids | 2.3 | WI | Dane | 42.9968 | -89.5687 | 2013 | 10
MISO | Epic Verona | 62676 | G202 |  |  | Petroleum Liquids | 2.3 | WI | Dane | 42.9968 | -89.5687 | 2013 | 10
MISO | Epic Verona | 62676 | G203 |  |  | Petroleum Liquids | 2.3 | WI | Dane | 42.9968 | -89.5687 | 2013 | 10
MISO | Epic Verona | 62676 | G204 |  |  | Petroleum Liquids | 2.3 | WI | Dane | 42.9968 | -89.5687 | 2013 | 10
MISO | Epic Verona | 62676 | G205 |  |  | Petroleum Liquids | 2.3 | WI | Dane | 42.9968 | -89.5687 | 2013 | 10
MISO | Epic Verona | 62676 | G206 |  |  | Petroleum Liquids | 2.3 | WI | Dane | 42.9968 | -89.5687 | 2013 | 10
MISO | Epic Verona | 62676 | G207 |  |  | Petroleum Liquids | 2.3 | WI | Dane | 42.9968 | -89.5687 | 2013 | 10
MISO | Epic Verona | 62676 | G208 |  |  | Petroleum Liquids | 2.3 | WI | Dane | 42.9968 | -89.5687 | 2013 | 10
MISO | Epic Verona | 62676 | G209 |  |  | Petroleum Liquids | 2.3 | WI | Dane | 42.9968 | -89.5687 | 2013 | 10
MISO | Epic Verona | 62676 | G210 |  |  | Petroleum Liquids | 2.3 | WI | Dane | 42.9968 | -89.5687 | 2013 | 10
MISO | Epic Verona | 62676 | G211 |  |  | Petroleum Liquids | 2.3 | WI | Dane | 42.9968 | -89.5687 | 2013 | 10
MISO | Epic Verona | 62676 | G301 |  |  | Petroleum Liquids | 2.3 | WI | Dane | 42.9968 | -89.5687 | 2009 | 6
MISO | Epic Verona | 62676 | G302 |  |  | Petroleum Liquids | 2.3 | WI | Dane | 42.9968 | -89.5687 | 2009 | 6
MISO | Epic Verona | 62676 | G303 |  |  | Petroleum Liquids | 2.3 | WI | Dane | 42.9968 | -89.5687 | 2009 | 6
MISO | Epic Verona | 62676 | G304 |  |  | Petroleum Liquids | 2.3 | WI | Dane | 42.9968 | -89.5687 | 2021 | 4
MISO | Epic Verona | 62676 | PV |  |  | Solar Photovoltaic | 2.7 | WI | Dane | 42.9968 | -89.5687 | 2011 | 4
MISO | Equuleus Community Solar Gardens | 61363 | CSG1 |  |  | Solar Photovoltaic | 1 | MN | Dakota | 44.7261 | -93.0227 | 2017 | 8
MISO | Equuleus Community Solar Gardens | 61363 | CSG2 |  |  | Solar Photovoltaic | 1 | MN | Dakota | 44.7261 | -93.0227 | 2017 | 8
MISO | Equuleus Community Solar Gardens | 61363 | CSG3 |  |  | Solar Photovoltaic | 1 | MN | Dakota | 44.7261 | -93.0227 | 2017 | 8
MISO | Equuleus Community Solar Gardens | 61363 | CSG4 |  |  | Solar Photovoltaic | 1 | MN | Dakota | 44.7261 | -93.0227 | 2017 | 8
MISO | Equuleus Community Solar Gardens | 61363 | CSG5 |  |  | Solar Photovoltaic | 1 | MN | Dakota | 44.7261 | -93.0227 | 2017 | 8
MISO | Ergon Refining Vicksburg | 54918 | TMO1 |  |  | Natural Gas Fired Combustion Turbine | 4.8 | MS | Warren | 32.3883 | -90.9083 | 1995 | 3
MISO | Erin Garden Solar | 63429 | CSG |  |  | Solar Photovoltaic | 1 | MN | Sibley | 44.6752 | -94.0101 | 2020 | 4
MISO | Escanaba Mill | 10208 | NO.7 |  |  | Wood/Wood Waste Biomass | 38.6 | MI | Delta | 45.8044 | -87.0891 | 1969 | 1
MISO | Escanaba Mill | 10208 | NO.8 |  |  | Wood/Wood Waste Biomass | 29.8 | MI | Delta | 45.8044 | -87.0891 | 1972 | 1
MISO | Escanaba Mill | 10208 | NO9 |  |  | Wood/Wood Waste Biomass | 54 | MI | Delta | 45.8044 | -87.0891 | 1982 | 1
MISO | Eunice LA Plant | 66615 | STG01 |  |  | Natural Gas Steam Turbine | 4.7 | LA | Acadia | 30.461 | -92.532 | 2024 | 9
MISO | Everson Garden | 65075 | CGS |  |  | Solar Photovoltaic | 1 | MN | Waseca | 44.0896 | -93.5531 | 2022 | 5
MISO | Evonik Industries AG | 54835 | T121 |  |  | Petroleum Liquids | 1.2 | IN | Tippecanoe | 40.3872 | -86.9391 | 1992 | 5
MISO | Ewington Energy Systems, LLC | 56626 | 1 |  |  | Onshore Wind Turbine | 22.5 | MN | Jackson | 43.6181 | -95.4172 | 2008 | 1
MISO | Expander Turbine | 10475 | 16TG |  |  | Other Gases | 20 | IN | Lake | 41.6836 | -87.4233 | 1981 | 5
MISO | ExxonMobil Baton Rouge Turbine Generator | 10690 | CTG1 |  |  | Natural Gas Fired Combustion Turbine | 85.3 | LA | East Baton Rouge | 30.4897 | -91.1872 | 1990 | 5
MISO | ExxonMobil Beaumont Refinery | 50625 | ETG |  |  | Other Gases | 7.5 | TX | Jefferson | 30.0636 | -94.0753 | 1978 | 1
MISO | ExxonMobil Beaumont Refinery | 50625 | TG22 |  |  | Natural Gas Steam Turbine | 27.2 | TX | Jefferson | 30.0636 | -94.0753 | 1978 | 2
MISO | ExxonMobil Beaumont Refinery | 50625 | TG23 |  |  | Natural Gas Steam Turbine | 40.5 | TX | Jefferson | 30.0636 | -94.0753 | 1993 | 6
MISO | ExxonMobil Beaumont Refinery | 50625 | TG24 |  |  | Natural Gas Fired Combustion Turbine | 38.6 | TX | Jefferson | 30.0636 | -94.0753 | 1993 | 6
MISO | ExxonMobil Beaumont Refinery | 50625 | TG32 |  |  | Natural Gas Steam Turbine | 25 | TX | Jefferson | 30.0636 | -94.0753 | 1970 | 1
MISO | ExxonMobil Beaumont Refinery | 50625 | TG33 |  |  | Natural Gas Steam Turbine | 20 | TX | Jefferson | 30.0636 | -94.0753 | 1966 | 1
MISO | ExxonMobil Beaumont Refinery | 50625 | TG34 |  |  | Natural Gas Steam Turbine | 30 | TX | Jefferson | 30.0636 | -94.0753 | 1967 | 1
MISO | ExxonMobil Beaumont Refinery | 50625 | TG41 |  |  | Natural Gas Fired Combustion Turbine | 163 | TX | Jefferson | 30.0636 | -94.0753 | 2005 | 6
MISO | ExxonMobil Beaumont Refinery | 50625 | TG42 |  |  | Natural Gas Fired Combustion Turbine | 163 | TX | Jefferson | 30.0636 | -94.0753 | 2005 | 4
MISO | ExxonMobil Beaumont Refinery | 50625 | TG43 |  |  | Natural Gas Fired Combustion Turbine | 163 | TX | Jefferson | 30.0636 | -94.0753 | 2004 | 12
MISO | F B Culley | 1012 | 2 |  |  | Conventional Steam Coal | 103.7 | IN | Warrick | 37.9111 | -87.3275 | 1966 | 12
MISO | F B Culley | 1012 | 3 |  |  | Conventional Steam Coal | 265.2 | IN | Warrick | 37.9111 | -87.3275 | 1973 | 6
MISO | F.D. Kuester Generating Station | 61392 | K1 |  |  | Natural Gas Internal Combustion Engine | 18.8 | MI | Marquette | 46.5127 | -87.5107 | 2019 | 3
MISO | F.D. Kuester Generating Station | 61392 | K2 |  |  | Natural Gas Internal Combustion Engine | 18.8 | MI | Marquette | 46.5127 | -87.5107 | 2019 | 3
MISO | F.D. Kuester Generating Station | 61392 | K3 |  |  | Natural Gas Internal Combustion Engine | 18.8 | MI | Marquette | 46.5127 | -87.5107 | 2019 | 3
MISO | F.D. Kuester Generating Station | 61392 | K4 |  |  | Natural Gas Internal Combustion Engine | 18.8 | MI | Marquette | 46.5127 | -87.5107 | 2019 | 3
MISO | F.D. Kuester Generating Station | 61392 | K5 |  |  | Natural Gas Internal Combustion Engine | 18.8 | MI | Marquette | 46.5127 | -87.5107 | 2019 | 3
MISO | F.D. Kuester Generating Station | 61392 | K6 |  |  | Natural Gas Internal Combustion Engine | 18.8 | MI | Marquette | 46.5127 | -87.5107 | 2019 | 3
MISO | F.D. Kuester Generating Station | 61392 | K7 |  |  | Natural Gas Internal Combustion Engine | 18.8 | MI | Marquette | 46.5127 | -87.5107 | 2019 | 3
MISO | FECC Solar Benton | 61839 | FECC1 |  |  | Solar Photovoltaic | 1 | AR | Saline | 34.6384 | -92.5783 | 2017 | 3
MISO | FPL Energy Ashtabula Wind LLC | 56919 | GE15 |  |  | Onshore Wind Turbine | 148.5 | ND | Barnes | 47.1294 | -97.8853 | 2008 | 12
MISO | FPL Energy Burleigh County Wind | 56357 | GE |  |  | Onshore Wind Turbine | 18 | ND | Burleigh | 47.1167 | -100.7333 | 2006 | 2
MISO | FPL Energy Burleigh County Wind | 56357 | GE15 |  |  | Onshore Wind Turbine | 31.5 | ND | Burleigh | 47.1167 | -100.7333 | 2005 | 12
MISO | FPL Energy Crystal Lake Wind II LLC | 56925 | CL25 |  |  | Onshore Wind Turbine | 200 | IA | Hancock | 43.2737 | -93.8 | 2009 | 1
MISO | FPL Energy Crystal Lake Wind LLC | 56923 | GE15 |  |  | Onshore Wind Turbine | 150 | IA | Hancock | 43.2125 | -93.8311 | 2008 | 12
MISO | FPL Energy North Dakota Wind I/II | 56099 | GE15 |  |  | Onshore Wind Turbine | 61.5 | ND | LaMoure | 46.3272 | -98.8984 | 2003 | 10
MISO | FPL Energy Oliver Wind I LLC | 56392 | 1 |  |  | Onshore Wind Turbine | 50.6 | ND | Oliver | 47.1528 | -101.1977 | 2006 | 12
MISO | FPL Energy Oliver Wind II LLC | 56573 | 2 |  |  | Onshore Wind Turbine | 48 | ND | Oliver | 47.1528 | -101.1977 | 2007 | 12
MISO | FPL Energy Story Wind LLC | 56924 | GE15 |  |  | Onshore Wind Turbine | 150 | IA | Story | 42.1044 | -93.2722 | 2008 | 12
MISO | Factory | 8016 | 1 |  |  | Petroleum Liquids | 26.6 | IL | Sangamon | 39.8259 | -89.6373 | 1973 | 8
MISO | Fairbanks Wind Park | 62815 | GNWF1 |  |  | Onshore Wind Turbine | 72.8 | MI | Delta | 45.6836 | -86.6457 | 2022 | 1
MISO | Fairfax | 1972 | 2A |  |  | Petroleum Liquids | 2 | MN | Renville | 44.5259 | -94.7188 | 2001 | 8
MISO | Fairgrounds | 2082 | 1 |  |  | Petroleum Liquids | 68.3 | MO | Cole | 38.5935 | -92.2206 | 1974 | 8
MISO | Fairmont (MN) | 1973 | 10 |  |  | Natural Gas Internal Combustion Engine | 6.5 | MN | Martin | 43.6579 | -94.4647 | 2014 | 3
MISO | Fairmont (MN) | 1973 | 11 |  |  | Natural Gas Internal Combustion Engine | 6.5 | MN | Martin | 43.6579 | -94.4647 | 2014 | 3
MISO | Fairmont (MN) | 1973 | 12 |  |  | Natural Gas Internal Combustion Engine | 6.5 | MN | Martin | 43.6579 | -94.4647 | 2014 | 3
MISO | Fairmont (MN) | 1973 | 6 |  |  | Petroleum Liquids | 6.5 | MN | Martin | 43.6579 | -94.4647 | 1975 | 1
MISO | Fairmont (MN) | 1973 | 7 |  |  | Petroleum Liquids | 6.5 | MN | Martin | 43.6579 | -94.4647 | 1975 | 1
MISO | Fairmont (MN) | 1973 | 9 |  |  | Natural Gas Internal Combustion Engine | 6.5 | MN | Martin | 43.6579 | -94.4647 | 2014 | 3
MISO | Fairmont Wind | 56415 | WND1 |  |  | Onshore Wind Turbine | 1 | MN | Martin | 43.575 | -94.4467 | 2003 | 3
MISO | Fairmont Wind | 56415 | WND2 |  |  | Onshore Wind Turbine | 1 | MN | Martin | 43.575 | -94.4467 | 2003 | 3
MISO | Fairmont Wind | 56415 | WND3 |  |  | Onshore Wind Turbine | 1.7 | MN | Martin | 43.575 | -94.4467 | 2004 | 12
MISO | Fairmont Wind | 56415 | WND4 |  |  | Onshore Wind Turbine | 1.7 | MN | Martin | 43.575 | -94.4467 | 2005 | 1
MISO | Falls Creek Garden | 63394 | CGS |  |  | Solar Photovoltaic | 1 | MN | Rice | 44.1757 | -93.1427 | 2020 | 2
MISO | Fareway Customer Hosted 1 MW Solar | 67096 | PV1 |  |  | Solar Photovoltaic | 1 | IA | Boone | 42.0632 | -93.8566 | 2024 | 5
MISO | Faribault Energy Park | 56164 | EU01 |  |  | Natural Gas Fired Combined Cycle | 212.5 | MN | Rice | 44.3356 | -93.2906 | 2005 | 5
MISO | Faribault Energy Park | 56164 | HRSG |  |  | Natural Gas Fired Combined Cycle | 122 | MN | Rice | 44.3356 | -93.2906 | 2007 | 8
MISO | Farmer City | 941 | 1 |  |  | Natural Gas Internal Combustion Engine | 1.5 | IL | DeWitt | 40.2461 | -88.6388 | 1967 | 7
MISO | Farmer City | 941 | 2 |  |  | Petroleum Liquids | 1.1 | IL | DeWitt | 40.2461 | -88.6388 | 1963 | 4
MISO | Farmer City | 941 | 4 |  |  | Petroleum Liquids | 0.8 | IL | DeWitt | 40.2461 | -88.6388 | 1951 | 4
MISO | Farmer City | 941 | 5 |  |  | Natural Gas Internal Combustion Engine | 3.5 | IL | DeWitt | 40.2461 | -88.6388 | 1974 | 7
MISO | Farmer City | 941 | 6 |  |  | Petroleum Liquids | 2.2 | IL | DeWitt | 40.2461 | -88.6388 | 2012 | 8
MISO | Farmer City | 941 | 7 |  |  | Petroleum Liquids | 2.2 | IL | DeWitt | 40.2461 | -88.6388 | 2012 | 8
MISO | Farmers City Wind LLC | 56767 | 1 |  |  | Onshore Wind Turbine | 146 | MO | Atchison | 40.575 | -95.5228 | 2009 | 4
MISO | Farmers Electric Cooperative | 66610 | SOL |  |  | Solar Photovoltaic | 1 | AR | Jackson | 35.6296 | -91.2305 | 2019 | 6
MISO | Farmers Electric Cooperative - Kalona | 62461 | 1 |  |  | Petroleum Liquids | 2 | IA | Johnson | 41.5667 | -91.7367 | 2001 | 3
MISO | Farmers Electric Cooperative - Kalona | 62461 | 2 |  |  | Petroleum Liquids | 2 | IA | Johnson | 41.5667 | -91.7367 | 2001 | 3
MISO | Farmers Electric Cooperative - Kalona | 62461 | 3 |  |  | Petroleum Liquids | 2 | IA | Johnson | 41.5667 | -91.7367 | 2006 | 3
MISO | Farmington Holdco Solar | 60832 | FARMI |  |  | Solar Photovoltaic | 5 | MN | Dakota | 44.6231 | -93.134 | 2017 | 2
MISO | FastSun 1 CSG | 63046 | FS1 |  |  | Solar Photovoltaic | 1 | MN | Meeker | 45.0723 | -94.3067 | 2019 | 12
MISO | FastSun 10 CSG | 63038 | FS10 |  |  | Solar Photovoltaic | 1 | MN | Goodhue | 44.2915 | -92.7195 | 2020 | 3
MISO | FastSun 11 CSG | 63037 | FS11 |  |  | Solar Photovoltaic | 1 | MN | Goodhue | 44.3009 | -92.7362 | 2020 | 3
MISO | FastSun 13 CSG | 63035 | FS13 |  |  | Solar Photovoltaic | 1 | MN | Douglas | 45.8417 | -95.148 | 2019 | 12
MISO | FastSun 14 CSG | 63036 | FS14 |  |  | Solar Photovoltaic | 1 | MN | Blue Earth | 44.179 | -93.8652 | 2019 | 12
MISO | FastSun 18 CSG | 63034 | FS18 |  |  | Solar Photovoltaic | 1 | MN | Winona | 43.8654 | -91.3275 | 2020 | 1
MISO | FastSun 19 CSG | 63033 | FS19 |  |  | Solar Photovoltaic | 1 | MN | Dakota | 44.6552 | -93.1108 | 2020 | 6
MISO | FastSun 2 CSG | 62696 | FS2 |  |  | Solar Photovoltaic | 1 | MN | Dakota | 44.5317 | -92.9792 | 2020 | 6
MISO | FastSun 21 CSG | 63577 | FS21 |  |  | Solar Photovoltaic | 1 | MN | Sherburne | 45.4981 | -94.1147 | 2021 | 6
MISO | FastSun 3 CSG | 63042 | FS3 |  |  | Solar Photovoltaic | 1 | MN | Stearns | 45.6177 | -94.4865 | 2019 | 12
MISO | FastSun 4 CSG | 63576 | FS4 |  |  | Solar Photovoltaic | 1 | MN | Washington | 45.1904 | -92.959 | 2021 | 6
MISO | FastSun 5 CSG | 63045 | FS5 |  |  | Solar Photovoltaic | 1 | MN | Winona | 43.8595 | -91.3196 | 2020 | 1
MISO | FastSun 7 CSG | 63043 | FS7 |  |  | Solar Photovoltaic | 1 | MN | McLeod | 44.7192 | -94.4941 | 2019 | 12
MISO | FastSun 8 CSG | 63039 | FS8 |  |  | Solar Photovoltaic | 1 | MN | Nicollet | 44.2605 | -94.2908 | 2019 | 12
MISO | FastSun 9 CSG | 63040 | FS9 |  |  | Solar Photovoltaic | 1 | MN | Goodhue | 44.2954 | -92.6957 | 2020 | 3
MISO | FastSun12 CSG | 63966 | FS12 |  |  | Solar Photovoltaic | 1 | MN | Rice | 44.2201 | -93.457 | 2021 | 7
MISO | Fayetteville Public Schools (SWEPCO) | 67519 | 63617 |  |  | Solar Photovoltaic | 4 | AR | Logan | 35.1474 | -93.8709 | 2023 | 8
MISO | Felton CSG PV1-5 | 62210 | FELT1 |  |  | Solar Photovoltaic | 1 | MN | Dakota | 44.5417 | -92.9736 | 2019 | 6
MISO | Felton CSG PV1-5 | 62210 | FELT2 |  |  | Solar Photovoltaic | 1 | MN | Dakota | 44.5417 | -92.9736 | 2019 | 6
MISO | Felton CSG PV1-5 | 62210 | FELT3 |  |  | Solar Photovoltaic | 1 | MN | Dakota | 44.5417 | -92.9736 | 2019 | 6
MISO | Felton CSG PV1-5 | 62210 | FELT4 |  |  | Solar Photovoltaic | 1 | MN | Dakota | 44.5417 | -92.9736 | 2019 | 6
MISO | Felton CSG PV1-5 | 62210 | FELT5 |  |  | Solar Photovoltaic | 1 | MN | Dakota | 44.5417 | -92.9736 | 2019 | 6
MISO | Fennimore | 4114 | 4 |  |  | Petroleum Liquids | 1.1 | WI | Grant | 42.9828 | -90.6558 | 1964 | 2
MISO | Fennimore | 4114 | 5 |  |  | Petroleum Liquids | 0.9 | WI | Grant | 42.9828 | -90.6558 | 1952 | 2
MISO | Fennimore | 4114 | 6 |  |  | Petroleum Liquids | 1.8 | WI | Grant | 42.9828 | -90.6558 | 1999 | 12
MISO | Fennimore | 4114 | 7 |  |  | Petroleum Liquids | 1.8 | WI | Grant | 42.9828 | -90.6558 | 1999 | 12
MISO | Fennimore | 4114 | 8 |  |  | Petroleum Liquids | 1.8 | WI | Grant | 42.9828 | -90.6558 | 1999 | 12
MISO | Fennimore Solar | 62847 | FEN6 |  |  | Solar Photovoltaic | 3 | WI | Grant | 42.971 | -90.662 | 2019 | 9
MISO | Fenton Wind Farm | 56617 | 1 |  |  | Onshore Wind Turbine | 205.5 | MN | Murray | 43.8528 | -96.0183 | 2007 | 9
MISO | Fermi | 1729 | 2 |  |  | Nuclear | 1217 | MI | Monroe | 41.9631 | -83.2581 | 1988 | 1
MISO | Fermi | 1729 | 3 |  |  | Petroleum Liquids | 16 | MI | Monroe | 41.9631 | -83.2581 | 1966 | 4
MISO | Fermi | 1729 | 4 |  |  | Petroleum Liquids | 16 | MI | Monroe | 41.9631 | -83.2581 | 1966 | 4
MISO | Fermi | 1729 | GT1 |  |  | Petroleum Liquids | 16 | MI | Monroe | 41.9631 | -83.2581 | 1966 | 4
MISO | Fermi | 1729 | GT2 |  |  | Petroleum Liquids | 16 | MI | Monroe | 41.9631 | -83.2581 | 1966 | 4
MISO | Fey Windfarm LLC | 56204 | 1 |  |  | Onshore Wind Turbine | 2 | MN | Pipestone | 44.0364 | -96.0736 | 2003 | 9
MISO | Fiber Recovery, Inc. | 61652 | ENG1 |  |  | Landfill Gas | 0.8 | WI | Marathon | 44.8875 | -89.3859 | 2008 | 1
MISO | Fiber Recovery, Inc. | 61652 | ENG2 |  |  | Landfill Gas | 0.8 | WI | Marathon | 44.8875 | -89.3859 | 2008 | 1
MISO | Fiber Recovery, Inc. | 61652 | ENG3 |  |  | Landfill Gas | 0.8 | WI | Marathon | 44.8875 | -89.3859 | 2008 | 1
MISO | Fillmore County Solar Project | 67168 | FILCO |  |  | Solar Photovoltaic | 45 | MN | Fillmore | 43.552 | -92.357 | 2024 | 12
MISO | Fitchburg | 3991 | 1 |  |  | Natural Gas Fired Combustion Turbine | 28.8 | WI | Dane | 43.0147 | -89.4603 | 1973 | 5
MISO | Fitchburg | 3991 | 2 |  |  | Natural Gas Fired Combustion Turbine | 28.8 | WI | Dane | 43.0147 | -89.4603 | 1973 | 5
MISO | Five Channels | 1704 | 1 |  |  | Conventional Hydroelectric | 3 | MI | Iosco | 44.4555 | -83.6763 | 1912 | 1
MISO | Five Channels | 1704 | 2 |  |  | Conventional Hydroelectric | 3 | MI | Iosco | 44.4555 | -83.6763 | 1912 | 1
MISO | Five Oaks Gas Recovery | 56529 | GEN1 |  |  | Landfill Gas | 0.8 | IL | Christian | 39.5678 | -89.3683 | 2008 | 2
MISO | Five Oaks Gas Recovery | 56529 | GEN2 |  |  | Landfill Gas | 0.8 | IL | Christian | 39.5678 | -89.3683 | 2008 | 2
MISO | Five Oaks Gas Recovery | 56529 | GEN3 |  |  | Landfill Gas | 0.8 | IL | Christian | 39.5678 | -89.3683 | 2008 | 2
MISO | Five Oaks Gas Recovery | 56529 | GEN4 |  |  | Landfill Gas | 0.8 | IL | Christian | 39.5678 | -89.3683 | 2008 | 2
MISO | Flambeau Crowley Rapids Project | 55684 | GEN1 |  |  | Conventional Hydroelectric | 1 | WI | Price | 45.8683 | -90.5844 | 1930 | 1
MISO | Flambeau Crowley Rapids Project | 55684 | GEN2 |  |  | Conventional Hydroelectric | 0.5 | WI | Price | 45.8683 | -90.5844 | 1930 | 1
MISO | Flambeau Hydroelectric Station | 4142 | 1 |  |  | Conventional Hydroelectric | 7.9 | WI | Rusk | 45.4918 | -91.0472 | 1951 | 3
MISO | Flambeau Hydroelectric Station | 4142 | 2 |  |  | Conventional Hydroelectric | 6.2 | WI | Rusk | 45.4918 | -91.0472 | 1951 | 1
MISO | Flambeau Hydroelectric Station | 4142 | 3 |  |  | Conventional Hydroelectric | 7.9 | WI | Rusk | 45.4918 | -91.0472 | 1951 | 1
MISO | Flambeau Lower Project | 55685 | GEN1 |  |  | Conventional Hydroelectric | 0.4 | WI | Price | 45.9135 | -90.4475 | 1923 | 1
MISO | Flambeau Lower Project | 55685 | GEN2 |  |  | Conventional Hydroelectric | 0.4 | WI | Price | 45.9135 | -90.4475 | 1923 | 1
MISO | Flambeau Lower Project | 55685 | GEN3 |  |  | Conventional Hydroelectric | 0.4 | WI | Price | 45.9135 | -90.4475 | 1923 | 1
MISO | Flambeau Solar Partners | 61595 | FLAMB |  |  | Solar Photovoltaic | 2.5 | WI | Price | 45.7368 | -90.471 | 2017 | 5
MISO | Flint Hills Resources Pine Bend, LLC | 65405 | CTG |  |  | Natural Gas Fired Combined Cycle | 60.5 | MN | Dakota | 44.4548 | -93.0212 | 2019 | 5
MISO | Flint Hills Resources Pine Bend, LLC | 65405 | SOLAR |  |  | Solar Photovoltaic | 45 | MN | Dakota | 44.4548 | -93.0212 | 2023 | 12
MISO | Flint Hills Resources Pine Bend, LLC | 65405 | STG |  |  | Natural Gas Fired Combined Cycle | 12.9 | MN | Dakota | 44.4548 | -93.0212 | 2019 | 5
MISO | Flodquist Community Solar LLC CSG | 63650 | TC3 |  |  | Solar Photovoltaic | 1 | MN | Chisago | 45.4894 | -92.857 | 2021 | 8
MISO | Flora Site A | 56117 | 1 |  |  | Petroleum Liquids | 1.8 | IL | Clay | 38.6693 | -88.4635 | 2001 | 12
MISO | Flora Site A | 56117 | 2 |  |  | Petroleum Liquids | 1.8 | IL | Clay | 38.6693 | -88.4635 | 2001 | 12
MISO | Flora Site A | 56117 | 3 |  |  | Petroleum Liquids | 1.8 | IL | Clay | 38.6693 | -88.4635 | 2001 | 12
MISO | Flora Site B | 56118 | 4 |  |  | Petroleum Liquids | 1.8 | IL | Clay | 38.6714 | -88.4894 | 2001 | 12
MISO | Flora Site B | 56118 | 5 |  |  | Petroleum Liquids | 1.8 | IL | Clay | 38.6714 | -88.4894 | 2001 | 12
MISO | Florence Hills LLC | 55574 | FH30 |  |  | Onshore Wind Turbine | 1.9 | MN | Lincoln | 44.2297 | -96.225 | 2001 | 1
MISO | Flying Cloud Power Partners LLC | 56172 | FC |  |  | Onshore Wind Turbine | 43.5 | IA | Dickinson | 43.3897 | -95.2997 | 2003 | 12
MISO | Fond Du Lac | 1894 | 1 |  |  | Conventional Hydroelectric | 12 | MN | St Louis | 46.6668 | -92.2939 | 1924 | 1
MISO | Fond du Lac Community Solar | 67815 | PV1 |  |  | Solar Photovoltaic | 1 | WI | Fond Du Lac | 43.734 | -88.473 | 2021 | 12
MISO | Fontanelle | 58457 | 1 |  |  | Onshore Wind Turbine | 1.6 | IA | Adair | 41.3389 | -94.57 | 2012 | 8
MISO | Foote | 1705 | 1 |  |  | Conventional Hydroelectric | 3 | MI | Iosco | 44.4354 | -83.4407 | 1918 | 1
MISO | Foote | 1705 | 2 |  |  | Conventional Hydroelectric | 3 | MI | Iosco | 44.4354 | -83.4407 | 1918 | 1
MISO | Foote | 1705 | 3 |  |  | Conventional Hydroelectric | 3 | MI | Iosco | 44.4354 | -83.4407 | 1918 | 1
MISO | Ford County Wind Farm LLC | 65350 | FORDC |  |  | Onshore Wind Turbine | 121.3 | IL | Ford | 40.5563 | -88.3495 | 2022 | 3
MISO | Foreman's Hill Community Solar | 61690 | FOREM |  |  | Solar Photovoltaic | 5 | MN | Goodhue | 44.5533 | -92.6369 | 2018 | 7
MISO | Forest City Light Plant | 1138 | 1 |  |  | Petroleum Liquids | 1.2 | IA | Winnebago | 43.2632 | -93.6354 | 1958 | 1
MISO | Forest City Light Plant | 1138 | 2 |  |  | Petroleum Liquids | 2.7 | IA | Winnebago | 43.2632 | -93.6354 | 1965 | 1
MISO | Forest City Light Plant | 1138 | 3 |  |  | Petroleum Liquids | 3.5 | IA | Winnebago | 43.2632 | -93.6354 | 1968 | 1
MISO | Forest City Light Plant | 1138 | 4 |  |  | Petroleum Liquids | 6.3 | IA | Winnebago | 43.2632 | -93.6354 | 1976 | 1
MISO | Forest City Light Plant | 1138 | 5 |  |  | Petroleum Liquids | 0.7 | IA | Winnebago | 43.2632 | -93.6354 | 1950 | 1
MISO | Forest City Light Plant | 1138 | 6 |  |  | Petroleum Liquids | 7.6 | IA | Winnebago | 43.2632 | -93.6354 | 2000 | 4
MISO | Forest City Solar | 62861 | FOR7 |  |  | Solar Photovoltaic | 3 | IA | Winnebago | 43.276 | -93.629 | 2019 | 9
MISO | Forest Lake Solar CSG | 60837 | FORES |  |  | Solar Photovoltaic | 5 | MN | Washington | 45.2535 | -92.894 | 2017 | 7
MISO | Formosa Plastics | 54518 | GT2 |  |  | Natural Gas Fired Combustion Turbine | 38 | LA | East Baton Rouge | 30.4992 | -91.1872 | 1990 | 7
MISO | Formosa Plastics | 54518 | GT3 |  |  | Natural Gas Fired Combustion Turbine | 38.8 | LA | East Baton Rouge | 30.4992 | -91.1872 | 1996 | 7
MISO | Formosa Plastics | 54518 | ST1 |  |  | Natural Gas Steam Turbine | 12 | LA | East Baton Rouge | 30.4992 | -91.1872 | 1985 | 5
MISO | Formosa Plastics | 54518 | ST2 |  |  | Natural Gas Steam Turbine | 12 | LA | East Baton Rouge | 30.4992 | -91.1872 | 1990 | 10
MISO | Forrest City- Eldridge Road | 64262 | 453 |  |  | Solar Photovoltaic | 1 | AR | St Francis | 35.0379 | -90.8071 | 2021 | 4
MISO | Forrest City- Prison Site | 64261 | 361 |  |  | Solar Photovoltaic | 1 | AR | St Francis | 34.9795 | -90.806 | 2021 | 4
MISO | Forward Wind Energy Center | 56942 | 1 |  |  | Onshore Wind Turbine | 99 | WI | Dodge | 43.6161 | -88.4969 | 2008 | 7
MISO | Forward Wind Energy Center | 56942 | 2 |  |  | Onshore Wind Turbine | 30 | WI | Dodge | 43.6161 | -88.4969 | 2009 | 5
MISO | Fountain | 64907 | 511 |  |  | Solar Photovoltaic | 3 | MN | Fillmore | 43.7461 | -92.1294 | 2021 | 11
MISO | Four Mile Hydropower Project | 54341 | 1 |  |  | Conventional Hydroelectric | 0.6 | MI | Alpena | 45.0933 | -83.5025 | 1990 | 9
MISO | Four Mile Hydropower Project | 54341 | 2 |  |  | Conventional Hydroelectric | 0.6 | MI | Alpena | 45.0933 | -83.5025 | 1990 | 9
MISO | Four Mile Hydropower Project | 54341 | 3 |  |  | Conventional Hydroelectric | 0.6 | MI | Alpena | 45.0933 | -83.5025 | 1990 | 9
MISO | Four Mile Hydropower Project | 54341 | 4 |  |  | Conventional Hydroelectric | 0.2 | MI | Alpena | 45.0933 | -83.5025 | 2005 | 10
MISO | Fourche Creek Wastewater | 10050 | 4 |  |  | Natural Gas Internal Combustion Engine | 1.3 | AR | Pulaski | 34.6968 | -92.165 | 2009 | 12
MISO | Fox CSG, LLC | 61484 | FOX1 |  |  | Solar Photovoltaic | 1 | MN | Chisago | 45.3926 | -92.6813 | 2018 | 3
MISO | Fox CSG, LLC | 61484 | FOX2 |  |  | Solar Photovoltaic | 1 | MN | Chisago | 45.3926 | -92.6813 | 2018 | 3
MISO | Fox CSG, LLC | 61484 | FOX3 |  |  | Solar Photovoltaic | 1 | MN | Chisago | 45.3926 | -92.6813 | 2018 | 3
MISO | Fox CSG, LLC | 61484 | FOX4 |  |  | Solar Photovoltaic | 1 | MN | Chisago | 45.3926 | -92.6813 | 2018 | 3
MISO | Fox CSG, LLC | 61484 | FOX5 |  |  | Solar Photovoltaic | 1 | MN | Chisago | 45.3926 | -92.6813 | 2018 | 3
MISO | Fox Energy Center | 56031 | CTG1 |  |  | Natural Gas Fired Combined Cycle | 198.9 | WI | Outagamie | 44.3204 | -88.2089 | 2006 | 6
MISO | Fox Energy Center | 56031 | CTG2 |  |  | Natural Gas Fired Combined Cycle | 198.9 | WI | Outagamie | 44.3204 | -88.2089 | 2005 | 6
MISO | Fox Energy Center | 56031 | STG |  |  | Natural Gas Fired Combined Cycle | 221 | WI | Outagamie | 44.3204 | -88.2089 | 2005 | 6
MISO | Fox Garden | 66576 | MNC07 |  |  | Solar Photovoltaic | 0.9 | MN | Waseca | 43.9751 | -93.4915 | 2024 | 12
MISO | Foxtail Wind, LLC | 61747 | 1 |  |  | Onshore Wind Turbine | 150 | ND | Dickey | 46.0982 | -98.8801 | 2020 | 1
MISO | Frank Jenkins | 1851 | 4 |  |  | Petroleum Liquids | 0.8 | MI | Ionia | 42.8686 | -84.8956 | 1950 | 5
MISO | Frank Jenkins | 1851 | 5 |  |  | Petroleum Liquids | 2 | MI | Ionia | 42.8686 | -84.8956 | 1995 | 8
MISO | Frank Jenkins | 1851 | 6 |  |  | Petroleum Liquids | 1 | MI | Ionia | 42.8686 | -84.8956 | 2002 | 7
MISO | Franklin County Solar | 64986 | FCS |  |  | Solar Photovoltaic | 7 | IA | Franklin | 42.7208 | -93.2061 | 2022 | 1
MISO | Franklin County Wind Farm | 57844 | 1 |  |  | Onshore Wind Turbine | 99 | IA | Franklin | 42.6067 | -93.3365 | 2012 | 12
MISO | Franklin Heating Station | 54224 | DG10 |  |  | Petroleum Liquids | 3.1 | MN | Olmsted | 44.0206 | -92.4656 | 2021 | 7
MISO | Franklin Heating Station | 54224 | DG4 |  |  | Petroleum Liquids | 2 | MN | Olmsted | 44.0206 | -92.4656 | 2009 | 5
MISO | Franklin Heating Station | 54224 | DG5 |  |  | Petroleum Liquids | 2 | MN | Olmsted | 44.0206 | -92.4656 | 2011 | 4
MISO | Franklin Heating Station | 54224 | DG8 |  |  | Petroleum Liquids | 3.1 | MN | Olmsted | 44.0206 | -92.4656 | 2021 | 12
MISO | Franklin Heating Station | 54224 | EG1 |  |  | Petroleum Liquids | 2 | MN | Olmsted | 44.0206 | -92.4656 | 2001 | 6
MISO | Franklin Heating Station | 54224 | EG2 |  |  | Petroleum Liquids | 2 | MN | Olmsted | 44.0206 | -92.4656 | 2001 | 6
MISO | Franklin Heating Station | 54224 | EG3 |  |  | Petroleum Liquids | 2 | MN | Olmsted | 44.0206 | -92.4656 | 2001 | 6
MISO | Franklin Heating Station | 54224 | GEN1 |  |  | Natural Gas Steam Turbine | 2.5 | MN | Olmsted | 44.0206 | -92.4656 | 1951 | 1
MISO | Franklin Heating Station | 54224 | GEN2 |  |  | Natural Gas Steam Turbine | 2.5 | MN | Olmsted | 44.0206 | -92.4656 | 1951 | 1
MISO | Franklin Heating Station | 54224 | GEN3 |  |  | Natural Gas Steam Turbine | 6.3 | MN | Olmsted | 44.0206 | -92.4656 | 1968 | 1
MISO | Franklin Heating Station | 54224 | GEN6 |  |  | All Other | 6.5 | MN | Olmsted | 44.0206 | -92.4656 | 2006 | 1
MISO | Frederic Diesel | 4020 | 10 |  |  | Petroleum Liquids | 2.5 | WI | Polk | 45.6548 | -92.4651 | 2000 | 7
MISO | Frederic Diesel | 4020 | 2 |  |  | Petroleum Liquids | 0.7 | WI | Polk | 45.6548 | -92.4651 | 1948 | 12
MISO | Frederic Diesel | 4020 | 3 |  |  | Petroleum Liquids | 0.7 | WI | Polk | 45.6548 | -92.4651 | 1949 | 12
MISO | Frederic Diesel | 4020 | 4 |  |  | Petroleum Liquids | 0.7 | WI | Polk | 45.6548 | -92.4651 | 1955 | 12
MISO | Frederic Diesel | 4020 | 5 |  |  | Petroleum Liquids | 0.6 | WI | Polk | 45.6548 | -92.4651 | 1955 | 12
MISO | Frederic Diesel | 4020 | 6 |  |  | Petroleum Liquids | 1.8 | WI | Polk | 45.6548 | -92.4651 | 1970 | 12
MISO | Frederic Diesel | 4020 | 7 |  |  | Petroleum Liquids | 1.7 | WI | Polk | 45.6548 | -92.4651 | 1975 | 9
MISO | Frederic Diesel | 4020 | 8 |  |  | Petroleum Liquids | 2.5 | WI | Polk | 45.6548 | -92.4651 | 2000 | 7
MISO | Frederic Diesel | 4020 | 9 |  |  | Petroleum Liquids | 2.5 | WI | Polk | 45.6548 | -92.4651 | 2000 | 7
MISO | Freeborn Wind Farm | 64623 | FBW01 |  |  | Onshore Wind Turbine | 218 | MN | Freeborn | 43.5131 | -93.1886 | 2021 | 5
MISO | Freeburg | 943 | 10 |  |  | Petroleum Liquids | 1.8 | IL | St Clair | 38.4256 | -89.9144 | 2007 | 9
MISO | Freeburg | 943 | 11 |  |  | Petroleum Liquids | 1.8 | IL | St Clair | 38.4256 | -89.9144 | 2007 | 9
MISO | Freeburg | 943 | 12 |  |  | Petroleum Liquids | 1.8 | IL | St Clair | 38.4256 | -89.9144 | 2007 | 9
MISO | Freeburg | 943 | 6 |  |  | Petroleum Liquids | 1.8 | IL | St Clair | 38.4256 | -89.9144 | 1974 | 8
MISO | Freeburg | 943 | 8 |  |  | Petroleum Liquids | 1.8 | IL | St Clair | 38.4256 | -89.9144 | 1996 | 1
MISO | Freeburg | 943 | 9 |  |  | Petroleum Liquids | 1.8 | IL | St Clair | 38.4256 | -89.9144 | 1996 | 1
MISO | Fremont Community Digester, LLC | 59785 | 19001 |  |  | Other Waste Biomass | 2.9 | MI | Newaygo | 43.4596 | -85.9761 | 2012 | 12
MISO | Fremont Community Digester, LLC | 59785 | 19002 |  |  | Other Waste Biomass | 2.9 | MI | Newaygo | 43.4596 | -85.9761 | 2012 | 12
MISO | French Island | 4005 | 1 |  |  | Municipal Solid Waste | 15.2 | WI | La Crosse | 43.8292 | -91.2597 | 1940 | 1
MISO | French Island | 4005 | 2 |  |  | Municipal Solid Waste | 15.2 | WI | La Crosse | 43.8292 | -91.2597 | 1948 | 1
MISO | French Island | 4005 | 3 |  |  | Petroleum Liquids | 78.8 | WI | La Crosse | 43.8292 | -91.2597 | 1974 | 9
MISO | French Island | 4005 | 4 |  |  | Petroleum Liquids | 78.8 | WI | La Crosse | 43.8292 | -91.2597 | 1974 | 11
MISO | French Landing Dam | 50437 | FRL1 |  |  | Conventional Hydroelectric | 1.6 | MI | Wayne | 42.2143 | -83.4407 | 1988 | 12
MISO | French Road Solar II | 66083 | 7063 |  |  | Solar Photovoltaic | 2 | IL | Kane | 42.0605 | -88.5451 | 2022 | 3
MISO | Frontenac Holdco LLC, CSG | 61919 | FRONT |  |  | Solar Photovoltaic | 5 | MN | Goodhue | 44.5017 | -92.3587 | 2019 | 3
MISO | Fuyao Glass Illinois Inc. | 54360 | PORT |  |  | Petroleum Liquids | 0.7 | IL | Macon | 39.779 | -88.9016 | 1980 | 12
MISO | Fuyao Glass Illinois Inc. | 54360 | TK1 |  |  | Petroleum Liquids | 2 | IL | Macon | 39.779 | -88.9016 | 1980 | 12
MISO | Fuyao Glass Illinois Inc. | 54360 | TK2 |  |  | Petroleum Liquids | 2 | IL | Macon | 39.779 | -88.9016 | 1980 | 12
MISO | G Flow Wind LLC | 56588 | 1 |  |  | Onshore Wind Turbine | 1.3 | MN | Nobles | 43.5861 | -95.7761 | 2006 | 5
MISO | G McNeilus Wind Farm Dodge Center | 56054 | GM1 |  |  | Onshore Wind Turbine | 32 | MN | Dodge | 43.9785 | -92.8511 | 2002 | 9
MISO | G McNeilus Wind Farm Dodge Center | 56054 | GM2 |  |  | Onshore Wind Turbine | 8 | MN | Dodge | 43.9785 | -92.8511 | 2003 | 5
MISO | G McNeilus Wind Farm Dodge Center | 56054 | GM3 |  |  | Onshore Wind Turbine | 3 | MN | Dodge | 43.9785 | -92.8511 | 2004 | 5
MISO | GL Wind | 57813 | TURB1 |  |  | Onshore Wind Turbine | 2.5 | MN | Winona | 43.9917 | -91.8778 | 2011 | 12
MISO | GL Wind | 57813 | TURB2 |  |  | Onshore Wind Turbine | 2.5 | MN | Winona | 43.9917 | -91.8778 | 2011 | 12
MISO | GRE Cambridge Solar | 67803 | PV1 |  |  | Solar Photovoltaic | 2 | MN | Isanti | 45.5885 | -93.1826 | 2019 | 12
MISO | GRE Marshan Solar | 60935 | PV1 |  |  | Solar Photovoltaic | 1 | MN | Dakota | 44.6922 | -92.8169 | 2017 | 11
MISO | GRS Arbor Hills | 55596 | 0001 |  |  | Landfill Gas | 5 | MI | Washtenaw | 42.3953 | -83.558 | 1996 | 6
MISO | GRS Arbor Hills | 55596 | 0002 |  |  | Landfill Gas | 5 | MI | Washtenaw | 42.3953 | -83.558 | 1996 | 6
MISO | GRS Arbor Hills | 55596 | 0003 |  |  | Landfill Gas | 5 | MI | Washtenaw | 42.3953 | -83.558 | 1996 | 6
MISO | GRS Arbor Hills | 55596 | 0004 |  |  | Landfill Gas | 10 | MI | Washtenaw | 42.3953 | -83.558 | 1996 | 6
MISO | GRS Arbor Hills | 55596 | 0005 |  |  | Landfill Gas | 5.3 | MI | Washtenaw | 42.3953 | -83.558 | 2005 | 11
MISO | GRS C&C | 55597 | 1 |  |  | Landfill Gas | 1 | MI | Calhoun | 42.3563 | -85.0058 | 1995 | 2
MISO | GRS C&C | 55597 | 3 |  |  | Landfill Gas | 1 | MI | Calhoun | 42.3563 | -85.0058 | 1995 | 2
MISO | GRS C&C | 55597 | 4 |  |  | Landfill Gas | 2.7 | MI | Calhoun | 42.3563 | -85.0058 | 2007 | 2
MISO | GSPP Held LLC CSG | 62829 | HELDM |  |  | Solar Photovoltaic | 3 | MN | Stearns | 45.5268 | -94.2847 | 2019 | 6
MISO | GSPP Imholte CSG | 62830 | IMHOL |  |  | Solar Photovoltaic | 1 | MN | Stearns | 45.5579 | -94.1632 | 2019 | 5
MISO | GSSP Schneider LLC | 63370 | SCHN1 |  |  | Solar Photovoltaic | 1 | MN | Stearns | 45.5295 | -94.2975 | 2019 | 10
MISO | GSSP Schneider LLC | 63370 | SCHN2 |  |  | Solar Photovoltaic | 1 | MN | Stearns | 45.5295 | -94.2975 | 2019 | 10
MISO | GSSP Schneider LLC | 63370 | SCHN3 |  |  | Solar Photovoltaic | 1 | MN | Stearns | 45.5295 | -94.2975 | 2019 | 10
MISO | GSSP Schneider LLC | 63370 | SCHN4 |  |  | Solar Photovoltaic | 1 | MN | Stearns | 45.5295 | -94.2975 | 2019 | 10
MISO | GSSP Schneider LLC | 63370 | SCHN5 |  |  | Solar Photovoltaic | 1 | MN | Stearns | 45.5295 | -94.2975 | 2019 | 10
MISO | Galactic Wind | 62161 | GWT |  |  | Onshore Wind Turbine | 9.9 | WI | Dane | 43.1016 | -89.3319 | 2012 | 12
MISO | Galesburg Solar Array | 63399 | GWA01 |  |  | Solar Photovoltaic | 1.4 | IL | Henderson | 40.9199 | -90.9484 | 2020 | 3
MISO | Garden 1 Solar Park | 65497 | GRDS1 |  |  | Solar Photovoltaic | 0.9 | MI | Delta | 45.7962 | -86.5346 | 2016 | 9
MISO | Garden 2 Solar Park | 65498 | GRDS2 |  |  | Solar Photovoltaic | 1.4 | MI | Delta | 45.798 | -86.5344 | 2022 | 6
MISO | Garden Wind LLC | 57469 | GE1.5 |  |  | Onshore Wind Turbine | 150 | IA | Hardin | 42.2244 | -93.3736 | 2009 | 12
MISO | Gary Works | 50733 | STG1 |  |  | Natural Gas Steam Turbine | 161 | IN | Lake | 41.6224 | -87.3289 | 1997 | 4
MISO | Gas City Solar Park | 62767 | SGASC |  |  | Solar Photovoltaic | 2.5 | IN | Grant | 40.4812 | -85.5703 | 2020 | 6
MISO | Gas Turbine (IA) | 1130 | 1 |  |  | Natural Gas Fired Combustion Turbine | 19.6 | IA | Black Hawk | 42.512 | -92.476 | 1968 | 1
MISO | Gas Turbine (IA) | 1130 | 2 |  |  | Natural Gas Fired Combustion Turbine | 23.8 | IA | Black Hawk | 42.512 | -92.476 | 2000 | 9
MISO | Gaylord - Wolverine | 7932 | 1 |  |  | Natural Gas Fired Combustion Turbine | 23.4 | MI | Otsego | 45.0046 | -84.7218 | 2001 | 6
MISO | Gaylord - Wolverine | 7932 | 2 |  |  | Natural Gas Fired Combustion Turbine | 23.4 | MI | Otsego | 45.0046 | -84.7218 | 2001 | 6
MISO | Gaylord - Wolverine | 7932 | 3 |  |  | Natural Gas Fired Combustion Turbine | 23.4 | MI | Otsego | 45.0046 | -84.7218 | 2001 | 6
MISO | Gaylord Container Bogalusa | 54427 | NO10 |  |  | Wood/Wood Waste Biomass | 37 | LA | Washington | 30.7811 | -89.8575 | 1999 | 4
MISO | Gaylord Container Bogalusa | 54427 | NO8 |  |  | Wood/Wood Waste Biomass | 25 | LA | Washington | 30.7811 | -89.8575 | 1981 | 3
MISO | Gaylord Container Bogalusa | 54427 | NO9 |  |  | Wood/Wood Waste Biomass | 37.5 | LA | Washington | 30.7811 | -89.8575 | 1979 | 6
MISO | Geddes 1 Solar, LLC | 64459 | FACG1 |  |  | Solar Photovoltaic | 2 | MI | Saginaw | 43.4338 | -84.1187 | 2020 | 12
MISO | Geddes 2 Solar, LLC | 64498 | FACG2 |  |  | Solar Photovoltaic | 2 | MI | Saginaw | 43.428 | -84.1193 | 2021 | 1
MISO | Geismar | 10319 | GEN1 |  |  | Natural Gas Fired Combustion Turbine | 35.7 | LA | Ascension | 30.2 | -91 | 1985 | 7
MISO | Geismar | 10319 | GEN2 |  |  | Natural Gas Fired Combustion Turbine | 41.2 | LA | Ascension | 30.2 | -91 | 1998 | 11
MISO | Geismar | 10319 | GEN3 |  |  | Natural Gas Steam Turbine | 7.2 | LA | Ascension | 30.2 | -91 | 2005 | 10
MISO | Geismar Cogen | 56787 | GTG |  |  | Natural Gas Fired Combustion Turbine | 83.9 | LA | Ascension | 30.209 | -90.9921 | 2000 | 1
MISO | Gemini Community Solar | 60940 | LGCS1 |  |  | Solar Photovoltaic | 1 | MN | Washington | 45.3003 | -92.8044 | 2017 | 9
MISO | Gemini Community Solar | 60940 | LGCS2 |  |  | Solar Photovoltaic | 1 | MN | Washington | 45.3003 | -92.8044 | 2017 | 9
MISO | Gemini Community Solar | 60940 | LGCS3 |  |  | Solar Photovoltaic | 1 | MN | Washington | 45.3003 | -92.8044 | 2017 | 9
MISO | General Dynamics | 65351 | GD |  |  | Solar Photovoltaic | 2 | AR | Ouachita | 33.602 | -92.541 | 2020 | 11
MISO | Genesee Power Station LP | 54751 | GEN1 |  |  | Wood/Wood Waste Biomass | 39.5 | MI | Genesee | 43.0851 | -83.6694 | 1995 | 12
MISO | Geneseo | 944 | 1 |  |  | Natural Gas Internal Combustion Engine | 5.6 | IL | Henry | 41.4515 | -90.1485 | 1974 | 3
MISO | Geneseo | 944 | 10 |  |  | Onshore Wind Turbine | 1.5 | IL | Henry | 41.4515 | -90.1485 | 2009 | 9
MISO | Geneseo | 944 | 11 |  |  | Onshore Wind Turbine | 1.5 | IL | Henry | 41.4515 | -90.1485 | 2009 | 10
MISO | Geneseo | 944 | 12 |  |  | Solar Photovoltaic | 1.2 | IL | Henry | 41.4515 | -90.1485 | 2015 | 8
MISO | Geneseo | 944 | 2 |  |  | Natural Gas Internal Combustion Engine | 3.5 | IL | Henry | 41.4515 | -90.1485 | 1967 | 10
MISO | Geneseo | 944 | 3 |  |  | Natural Gas Internal Combustion Engine | 3.5 | IL | Henry | 41.4515 | -90.1485 | 1966 | 6
MISO | Geneseo | 944 | 4 |  |  | Natural Gas Internal Combustion Engine | 1.6 | IL | Henry | 41.4515 | -90.1485 | 1957 | 7
MISO | Geneseo | 944 | 5A |  |  | Natural Gas Internal Combustion Engine | 4.4 | IL | Henry | 41.4515 | -90.1485 | 1990 | 8
MISO | Geneseo | 944 | 6A |  |  | Natural Gas Internal Combustion Engine | 3 | IL | Henry | 41.4515 | -90.1485 | 2003 | 5
MISO | Geneseo | 944 | 7 |  |  | Natural Gas Internal Combustion Engine | 3 | IL | Henry | 41.4515 | -90.1485 | 1961 | 6
MISO | Geneseo | 944 | 9 |  |  | Petroleum Liquids | 4.8 | IL | Henry | 41.4515 | -90.1485 | 1998 | 5
MISO | George Johnson | 1877 | 10 |  |  | Natural Gas Fired Combustion Turbine | 25 | MI | Osceola | 43.8393 | -85.426 | 2000 | 6
MISO | George Johnson | 1877 | 11 |  |  | Petroleum Liquids | 1 | MI | Osceola | 43.8393 | -85.426 | 1993 | 9
MISO | George Johnson | 1877 | 9 |  |  | Natural Gas Fired Combustion Turbine | 25 | MI | Osceola | 43.8393 | -85.426 | 2000 | 6
MISO | George Neal North | 1091 | 3 |  |  | Conventional Steam Coal | 584.1 | IA | Woodbury | 42.3252 | -96.3797 | 1975 | 5
MISO | George Neal South | 7343 | 4 |  |  | Conventional Steam Coal | 695.9 | IA | Woodbury | 42.3006 | -96.3617 | 1979 | 7
MISO | Georgetown | 7759 | GT1 |  |  | Natural Gas Fired Combustion Turbine | 85 | IN | Marion | 39.9026 | -86.2441 | 2000 | 6
MISO | Georgetown | 7759 | GT2 |  |  | Natural Gas Fired Combustion Turbine | 85 | IN | Marion | 39.9026 | -86.2441 | 2000 | 6
MISO | Georgetown | 7759 | GT3 |  |  | Natural Gas Fired Combustion Turbine | 85 | IN | Marion | 39.9026 | -86.2441 | 2000 | 6
MISO | Georgetown | 7759 | GT4 |  |  | Natural Gas Fired Combustion Turbine | 85 | IN | Marion | 39.9026 | -86.2441 | 2001 | 5
MISO | Georgetown (Polk Burnett) | 66985 | 722 |  |  | Solar Photovoltaic | 2 | WI | Polk | 45.4769 | -92.368 | 2023 | 11
MISO | Georgia-Pacific Corp - Nekoosa Mill | 50395 | HY1 |  |  | Conventional Hydroelectric | 0.8 | WI | Wood | 44.3142 | -89.8964 | 1917 | 1
MISO | Georgia-Pacific Corp - Nekoosa Mill | 50395 | HY2 |  |  | Conventional Hydroelectric | 0.8 | WI | Wood | 44.3142 | -89.8964 | 1917 | 1
MISO | Georgia-Pacific Corp - Nekoosa Mill | 50395 | HY3 |  |  | Conventional Hydroelectric | 0.8 | WI | Wood | 44.3142 | -89.8964 | 1923 | 1
MISO | Georgia-Pacific Corp - Nekoosa Mill | 50395 | HY4 |  |  | Conventional Hydroelectric | 0.6 | WI | Wood | 44.3142 | -89.8964 | 1912 | 1
MISO | Georgia-Pacific Corp - Nekoosa Mill | 50395 | NHG1 |  |  | Conventional Hydroelectric | 0.2 | WI | Wood | 44.3142 | -89.8964 | 1926 | 1
MISO | Georgia-Pacific Corp - Nekoosa Mill | 50395 | TG14 |  |  | Wood/Wood Waste Biomass | 13.1 | WI | Wood | 44.3142 | -89.8964 | 1991 | 2
MISO | Georgia-Pacific Corp - Nekoosa Mill | 50395 | TG6 |  |  | Natural Gas Steam Turbine | 6 | WI | Wood | 44.3142 | -89.8964 | 1951 | 1
MISO | Georgia-Pacific Corp - Nekoosa Mill | 50395 | TG8 |  |  | Natural Gas Steam Turbine | 16 | WI | Wood | 44.3142 | -89.8964 | 1966 | 1
MISO | Georgia-Pacific Crossett LLC | 10606 | GEN4 |  |  | Natural Gas Steam Turbine | 25 | AR | Ashley | 33.1421 | -91.975 | 1962 | 5
MISO | Georgia-Pacific Monticello Paper | 10610 | GEN1 |  |  | Wood/Wood Waste Biomass | 49.3 | MS | Lawrence | 31.6285 | -90.0809 | 1968 | 6
MISO | Georgia-Pacific Monticello Paper | 10610 | GEN2 |  |  | Wood/Wood Waste Biomass | 32.2 | MS | Lawrence | 31.6285 | -90.0809 | 1968 | 6
MISO | Gerald Andrus | 8054 | 1 |  |  | Natural Gas Steam Turbine | 781.4 | MS | Washington | 33.35 | -91.1167 | 1975 | 1
MISO | Geranium Solar, LLC | 63317 | GERNM |  |  | Solar Photovoltaic | 1 | MN | Kandiyohi | 44.9646 | -95.2295 | 2020 | 10
MISO | Germantown | 6253 | 1 |  |  | Petroleum Liquids | 61.2 | WI | Washington | 43.1952 | -88.1496 | 1978 | 7
MISO | Germantown | 6253 | 2 |  |  | Petroleum Liquids | 61.2 | WI | Washington | 43.1952 | -88.1496 | 1978 | 7
MISO | Germantown | 6253 | 3 |  |  | Petroleum Liquids | 61.2 | WI | Washington | 43.1952 | -88.1496 | 1978 | 7
MISO | Germantown | 6253 | 4 |  |  | Petroleum Liquids | 61.2 | WI | Washington | 43.1952 | -88.1496 | 1978 | 7
MISO | Germantown | 6253 | 5 |  |  | Natural Gas Fired Combustion Turbine | 90.9 | WI | Washington | 43.1952 | -88.1496 | 2000 | 5
MISO | Gibbon Solar | 62010 | PGRK1 |  |  | Solar Photovoltaic | 3.3 | MN | Sibley | 44.5209 | -94.5244 | 2019 | 6
MISO | Gibson | 6113 | 1 |  |  | Conventional Steam Coal | 667.9 | IN | Gibson | 38.3722 | -87.7658 | 1976 | 5
MISO | Gibson | 6113 | 2 |  |  | Conventional Steam Coal | 667.9 | IN | Gibson | 38.3722 | -87.7658 | 1975 | 4
MISO | Gibson | 6113 | 3 |  |  | Conventional Steam Coal | 667.9 | IN | Gibson | 38.3722 | -87.7658 | 1978 | 3
MISO | Gibson | 6113 | 4 |  |  | Conventional Steam Coal | 667.9 | IN | Gibson | 38.3722 | -87.7658 | 1979 | 3
MISO | Gibson | 6113 | 5 |  |  | Conventional Steam Coal | 667.9 | IN | Gibson | 38.3722 | -87.7658 | 1982 | 10
MISO | Gibson City Energy Center LLC | 55201 | 1 |  |  | Natural Gas Fired Combustion Turbine | 135 | IL | Ford | 40.4705 | -88.3987 | 2000 | 6
MISO | Gibson City Energy Center LLC | 55201 | 2 |  |  | Natural Gas Fired Combustion Turbine | 135 | IL | Ford | 40.4705 | -88.3987 | 2000 | 7
MISO | Gilliam South | 7857 | 1 |  |  | Petroleum Liquids | 1.8 | IA | Adair | 41.4961 | -94.3272 | 2001 | 2
MISO | Gilliam South | 7857 | 7 |  |  | Petroleum Liquids | 2.5 | IA | Adair | 41.4961 | -94.3272 | 2012 | 4
MISO | Glacier Hills | 57199 | 1 |  |  | Onshore Wind Turbine | 162 | WI | Columbia | 43.5639 | -89.1481 | 2011 | 12
MISO | Glacier Sands Wind Power, LLC | 64381 | GS001 |  |  | Onshore Wind Turbine | 185 | IL | Mason | 40.2614 | -89.7009 | 2021 | 11
MISO | Glaciers Edge Wind Project | 62035 | GEW |  |  | Onshore Wind Turbine | 211.7 | IA | Cherokee | 42.862 | -95.772 | 2019 | 12
MISO | Gladstone | 7119 | 1 |  |  | Petroleum Liquids | 22.6 | MI | Delta | 45.8475 | -87.0036 | 1975 | 11
MISO | Glen Ullin Energy Center | 62938 | 39001 |  |  | Onshore Wind Turbine | 106.7 | ND | Morton | 46.9641 | -101.8165 | 2019 | 12
MISO | Glen Ullin Station 6 | 57172 | 1 |  |  | All Other | 5.3 | ND | Morton | 46.8214 | -101.7564 | 2009 | 7
MISO | Glencoe | 1975 | 10 |  |  | Petroleum Liquids | 7 | MN | McLeod | 44.7709 | -94.1582 | 1985 | 10
MISO | Glencoe | 1975 | 11 |  |  | Petroleum Liquids | 4.8 | MN | McLeod | 44.7709 | -94.1582 | 1998 | 6
MISO | Glencoe | 1975 | 12 |  |  | Petroleum Liquids | 4.8 | MN | McLeod | 44.7709 | -94.1582 | 1998 | 7
MISO | Glencoe | 1975 | 14 |  |  | Petroleum Liquids | 4.8 | MN | McLeod | 44.7709 | -94.1582 | 2006 | 9
MISO | Glencoe | 1975 | 5 |  |  | Petroleum Liquids | 1.3 | MN | McLeod | 44.7709 | -94.1582 | 1957 | 6
MISO | Glencoe | 1975 | 7 |  |  | Petroleum Liquids | 4.1 | MN | McLeod | 44.7709 | -94.1582 | 1966 | 11
MISO | Glencoe | 1975 | 8 |  |  | Petroleum Liquids | 5.6 | MN | McLeod | 44.7709 | -94.1582 | 1969 | 7
MISO | Glencoe | 1975 | 9 |  |  | Petroleum Liquids | 7.1 | MN | McLeod | 44.7709 | -94.1582 | 1973 | 8
MISO | Glendive GT | 2176 | GT-2 |  |  | Natural Gas Fired Combustion Turbine | 43 | MT | Dawson | 47.0539 | -104.74 | 2003 | 5
MISO | Glendive GT | 2176 | GT1 |  |  | Natural Gas Fired Combustion Turbine | 40.7 | MT | Dawson | 47.0539 | -104.74 | 1979 | 6
MISO | Gohman Community Solar (CSG) | 63484 | GOHMN |  |  | Solar Photovoltaic | 1.1 | MN | Sherburne | 45.4357 | -94.0448 | 2020 | 2
MISO | Golden Plains | 62081 | 1 |  |  | Onshore Wind Turbine | 199.8 | IA | Winnebago | 43.4306 | -94.0164 | 2020 | 3
MISO | Goodhue Community Solar One LLC CSG | 63380 | 52829 |  |  | Solar Photovoltaic | 1 | MN | Goodhue | 44.2974 | -92.6409 | 2020 | 2
MISO | Goodhue Community Solar Three LLC CSG | 63417 | 52831 |  |  | Solar Photovoltaic | 1 | MN | Goodhue | 44.2972 | -92.7454 | 2020 | 2
MISO | Goodhue Community Solar Two LLC | 63533 | 52830 |  |  | Solar Photovoltaic | 1 | MN | Goodhue | 44.2939 | -92.7236 | 2020 | 4
MISO | Goodyear Beaumont Chemical Plant | 54321 | 2N80 |  |  | Natural Gas Fired Combustion Turbine | 5 | TX | Jefferson | 29.9728 | -94.2142 | 1999 | 8
MISO | Goodyear Beaumont Chemical Plant | 54321 | 3N80 |  |  | Natural Gas Steam Turbine | 14.8 | TX | Jefferson | 29.9728 | -94.2142 | 1987 | 3
MISO | Goodyear Beaumont Chemical Plant | 54321 | N802 |  |  | Natural Gas Fired Combustion Turbine | 5 | TX | Jefferson | 29.9728 | -94.2142 | 1999 | 8
MISO | Goodyear Beaumont Chemical Plant | 54321 | N803 |  |  | Natural Gas Fired Combustion Turbine | 5 | TX | Jefferson | 29.9728 | -94.2142 | 1999 | 10
MISO | Goodyear Beaumont Chemical Plant | 54321 | N804 |  |  | Natural Gas Fired Combustion Turbine | 5 | TX | Jefferson | 29.9728 | -94.2142 | 1999 | 10
MISO | Goose Creek Energy Center | 55496 | CT01 |  |  | Natural Gas Fired Combustion Turbine | 114 | IL | Piatt | 40.1069 | -88.5999 | 2003 | 5
MISO | Goose Creek Energy Center | 55496 | CT02 |  |  | Natural Gas Fired Combustion Turbine | 114 | IL | Piatt | 40.1069 | -88.5999 | 2003 | 5
MISO | Goose Creek Energy Center | 55496 | CT03 |  |  | Natural Gas Fired Combustion Turbine | 114 | IL | Piatt | 40.1069 | -88.5999 | 2003 | 5
MISO | Goose Creek Energy Center | 55496 | CT04 |  |  | Natural Gas Fired Combustion Turbine | 114 | IL | Piatt | 40.1069 | -88.5999 | 2003 | 5
MISO | Goose Creek Energy Center | 55496 | CT05 |  |  | Natural Gas Fired Combustion Turbine | 114 | IL | Piatt | 40.1069 | -88.5999 | 2003 | 5
MISO | Goose Creek Energy Center | 55496 | CT06 |  |  | Natural Gas Fired Combustion Turbine | 114 | IL | Piatt | 40.1069 | -88.5999 | 2003 | 5
MISO | Goose Lake MN DPC-GM | 62148 | PV1 |  |  | Solar Photovoltaic | 1.5 | MN | Freeborn | 43.6676 | -93.294 | 2019 | 2
MISO | Gopher CSG | 61426 | PV1 |  |  | Solar Photovoltaic | 5 | MN | Chisago | 45.3986 | -92.6792 | 2018 | 1
MISO | Gordon | 3976 | 3 |  |  | Petroleum Liquids | 0.7 | WI | Douglas | 46.2367 | -91.7855 | 1955 | 8
MISO | Gordon | 3976 | 4 |  |  | Petroleum Liquids | 0.7 | WI | Douglas | 46.2367 | -91.7855 | 1949 | 8
MISO | Gordon | 3976 | 5 |  |  | Petroleum Liquids | 2.8 | WI | Douglas | 46.2367 | -91.7855 | 2001 | 2
MISO | Gordon | 3976 | 6 |  |  | Petroleum Liquids | 2.8 | WI | Douglas | 46.2367 | -91.7855 | 2001 | 2
MISO | Gowrie | 1141 | 3 |  |  | Petroleum Liquids | 2.5 | IA | Webster | 42.2828 | -94.289 | 2013 | 1
MISO | Graettinger | 1142 | 5 |  |  | Petroleum Liquids | 1.1 | IA | Palo Alto | 43.2397 | -94.7498 | 1990 | 12
MISO | Graettinger | 1142 | 6 |  |  | Petroleum Liquids | 2 | IA | Palo Alto | 43.2397 | -94.7498 | 2002 | 2
MISO | Grafton | 2811 | 1 |  |  | Petroleum Liquids | 0.6 | ND | Walsh | 48.43 | -97.4033 | 1937 | 8
MISO | Grafton | 2811 | 2 |  |  | Petroleum Liquids | 0.8 | ND | Walsh | 48.43 | -97.4033 | 1949 | 8
MISO | Grafton | 2811 | 3 |  |  | Petroleum Liquids | 1.3 | ND | Walsh | 48.43 | -97.4033 | 1956 | 9
MISO | Grafton | 2811 | 4 |  |  | Petroleum Liquids | 1.3 | ND | Walsh | 48.43 | -97.4033 | 1956 | 9
MISO | Grand Blanc Generating Station | 54757 | 4-1 |  |  | Landfill Gas | 0.8 | MI | Genesee | 42.9088 | -83.7251 | 1994 | 7
MISO | Grand Blanc Generating Station | 54757 | 4-2 |  |  | Landfill Gas | 0.8 | MI | Genesee | 42.9088 | -83.7251 | 1994 | 7
MISO | Grand Blanc Generating Station | 54757 | 4-3 |  |  | Landfill Gas | 0.8 | MI | Genesee | 42.9088 | -83.7251 | 1994 | 7
MISO | Grand Blanc Generating Station | 54757 | 4-4 |  |  | Landfill Gas | 0.8 | MI | Genesee | 42.9088 | -83.7251 | 2000 | 10
MISO | Grand Blanc Generating Station | 54757 | 4-5 |  |  | Landfill Gas | 0.8 | MI | Genesee | 42.9088 | -83.7251 | 2003 | 1
MISO | Grand Blanc Generating Station | 54757 | 4-7 |  |  | Landfill Gas | 1.6 | MI | Genesee | 42.9088 | -83.7251 | 2012 | 8
MISO | Grand Blanc Generating Station | 54757 | 4-8 |  |  | Landfill Gas | 1.6 | MI | Genesee | 42.9088 | -83.7251 | 2012 | 8
MISO | Grand Casino Hinckley Solar | 65942 | GRAND |  |  | Solar Photovoltaic | 3 | MN | Pine | 46.0066 | -92.9077 | 2022 | 5
MISO | Grand Gulf | 6072 | 1 |  |  | Nuclear | 1440 | MS | Claiborne | 32.0081 | -91.0478 | 1985 | 7
MISO | Grand Isle Gas Plant / Treating Station | 54927 | 1 |  |  | Natural Gas Internal Combustion Engine | 3 | LA | Jefferson | 29.2521 | -89.9721 | 1965 | 1
MISO | Grand Isle Gas Plant / Treating Station | 54927 | 2 |  |  | Natural Gas Internal Combustion Engine | 3 | LA | Jefferson | 29.2521 | -89.9721 | 1965 | 1
MISO | Grand Isle Gas Plant / Treating Station | 54927 | 3 |  |  | Natural Gas Internal Combustion Engine | 3 | LA | Jefferson | 29.2521 | -89.9721 | 1965 | 1
MISO | Grand Junction | 1143 | 2 |  |  | Petroleum Liquids | 1.7 | IA | Greene | 42.0296 | -94.3699 | 1994 | 12
MISO | Grand Marais | 1976 | 7 |  |  | Petroleum Liquids | 2.7 | MN | Cook | 47.7503 | -90.3572 | 2004 | 2
MISO | Grand Marais | 1976 | 8 |  |  | Petroleum Liquids | 2 | MN | Cook | 47.7503 | -90.3572 | 2004 | 2
MISO | Grand Marais | 1976 | 9 |  |  | Petroleum Liquids | 2 | MN | Cook | 47.7503 | -90.3572 | 2004 | 2
MISO | Grand Meadow | 56994 | WND67 |  |  | Onshore Wind Turbine | 100.5 | MN | Mower | 43.7189 | -92.705 | 2008 | 12
MISO | Grand Rapids | 1787 | 1 |  |  | Conventional Hydroelectric | 1.1 | MI | Menominee | 45.3547 | -87.6494 | 1940 | 7
MISO | Grand Rapids | 1787 | 2 |  |  | Conventional Hydroelectric | 1.1 | MI | Menominee | 45.3547 | -87.6494 | 1941 | 7
MISO | Grand Rapids | 1787 | 4 |  |  | Conventional Hydroelectric | 1.9 | MI | Menominee | 45.3547 | -87.6494 | 1918 | 6
MISO | Grand Rapids | 1787 | 5 |  |  | Conventional Hydroelectric | 1.9 | MI | Menominee | 45.3547 | -87.6494 | 1923 | 6
MISO | Grand River | 10532 | 2-1 |  |  | Landfill Gas | 0.8 | MI | Clinton | 42.791 | -84.6957 | 1991 | 4
MISO | Grand River | 10532 | 2-3 |  |  | Landfill Gas | 0.8 | MI | Clinton | 42.791 | -84.6957 | 1991 | 4
MISO | Grand River | 10532 | 2-4 |  |  | Landfill Gas | 0.8 | MI | Clinton | 42.791 | -84.6957 | 1996 | 1
MISO | Grand River | 10532 | 2-5 |  |  | Landfill Gas | 0.8 | MI | Clinton | 42.791 | -84.6957 | 1997 | 8
MISO | Grand Valley Solar Gardens | 60118 | 1 |  |  | Solar Photovoltaic | 3 | MI | Ottawa | 42.9531 | -85.9012 | 2016 | 4
MISO | Grandfather Falls | 4063 | 1 |  |  | Conventional Hydroelectric | 11 | WI | Lincoln | 45.3019 | -89.7917 | 1938 | 12
MISO | Grandfather Falls | 4063 | 2 |  |  | Conventional Hydroelectric | 6.2 | WI | Lincoln | 45.3019 | -89.7917 | 1938 | 12
MISO | Granite City Works | 57072 | G-1 |  |  | All Other | 78 | IL | Madison | 38.6972 | -90.1283 | 2010 | 6
MISO | Granite Falls | 1977 | 1 |  |  | Conventional Hydroelectric | 0.3 | MN | Chippewa | 44.8117 | -95.5345 | 1940 | 8
MISO | Granite Falls | 1977 | 2 |  |  | Conventional Hydroelectric | 0.2 | MN | Chippewa | 44.8117 | -95.5345 | 1932 | 8
MISO | Granite Falls | 1977 | HC3 |  |  | Conventional Hydroelectric | 0.8 | MN | Chippewa | 44.8117 | -95.5345 | 1986 | 6
MISO | Granite Falls 2 | 7977 | 1 |  |  | Petroleum Liquids | 2 | MN | Yellow Medicine | 44.8047 | -95.557 | 2003 | 5
MISO | Granite Falls 2 | 7977 | 2 |  |  | Petroleum Liquids | 2 | MN | Yellow Medicine | 44.8047 | -95.557 | 2003 | 5
MISO | Granite Falls 2 | 7977 | 3 |  |  | Petroleum Liquids | 2 | MN | Yellow Medicine | 44.8047 | -95.557 | 2003 | 5
MISO | Grant County | 65007 | PV1 |  |  | Solar Photovoltaic | 200 | WI | Grant | 42.719 | -90.701 | 2024 | 5
MISO | Grant County Wind LLC | 57274 | 1 |  |  | Onshore Wind Turbine | 21 | MN | Grant | 45.8033 | -95.8844 | 2010 | 8
MISO | Grantsburg Diesel | 4021 | 1A |  |  | Petroleum Liquids | 0.7 | WI | Burnett | 45.7792 | -92.678 | 1995 | 3
MISO | Grantsburg Diesel | 4021 | 2 |  |  | Petroleum Liquids | 0.7 | WI | Burnett | 45.7792 | -92.678 | 1963 | 12
MISO | Grantsburg Diesel | 4021 | 3 |  |  | Petroleum Liquids | 1 | WI | Burnett | 45.7792 | -92.678 | 1968 | 11
MISO | Grantsburg Diesel | 4021 | 4 |  |  | Petroleum Liquids | 2.2 | WI | Burnett | 45.7792 | -92.678 | 1975 | 9
MISO | Grantsburg Diesel | 4021 | 8 |  |  | Petroleum Liquids | 1.8 | WI | Burnett | 45.7792 | -92.678 | 2007 | 6
MISO | Gratiot County Wind LLC | 58677 | 1 |  |  | Onshore Wind Turbine | 110.4 | MI | Gratiot | 43.4081 | -84.4622 | 2012 | 5
MISO | Gratiot Farms Wind Project | 63687 | CWP |  |  | Onshore Wind Turbine | 150 | MI | Montcalm | 43.1695 | -84.8653 | 2020 | 12
MISO | Gratiot Wind Park | 57421 | 1 |  |  | Onshore Wind Turbine | 102 | MI | Gratiot | 43.4339 | -84.4975 | 2011 | 11
MISO | Grayling Generating Station | 10822 | GEN1 |  |  | Wood/Wood Waste Biomass | 38.6 | MI | Crawford | 44.6049 | -84.6906 | 1992 | 5
MISO | Great Pathfinder Wind | 65715 | GPFWF |  |  | Onshore Wind Turbine | 224.4 | IA | Hamilton | 42.2141 | -93.8767 | 2023 | 2
MISO | Greater Des Moines | 7985 | GT1 |  |  | Natural Gas Fired Combined Cycle | 190.4 | IA | Polk | 41.5563 | -93.5283 | 2003 | 5
MISO | Greater Des Moines | 7985 | GT2 |  |  | Natural Gas Fired Combined Cycle | 190.4 | IA | Polk | 41.5563 | -93.5283 | 2003 | 5
MISO | Greater Des Moines | 7985 | ST1 |  |  | Natural Gas Fired Combined Cycle | 195.5 | IA | Polk | 41.5563 | -93.5283 | 2004 | 12
MISO | Green Acres Breeze LLC | 56590 | 1 |  |  | Onshore Wind Turbine | 1.3 | MN | Nobles | 43.5861 | -95.7803 | 2006 | 5
MISO | Green Cow Power | 60721 | ENG1 |  |  | Other Waste Biomass | 1 | IN | Elkhart | 41.5367 | -85.9272 | 2015 | 4
MISO | Green Cow Power | 60721 | ENG2 |  |  | Other Waste Biomass | 1 | IN | Elkhart | 41.5367 | -85.9272 | 2015 | 4
MISO | Green Cow Power | 60721 | ENG3 |  |  | Other Waste Biomass | 1 | IN | Elkhart | 41.5367 | -85.9272 | 2015 | 4
MISO | Green Cow Power | 60721 | ENG4 |  |  | Other Waste Biomass | 1.3 | IN | Elkhart | 41.5367 | -85.9272 | 2021 | 1
MISO | Green Energy Machine | 60911 | GRN |  |  | Onshore Wind Turbine | 1.7 | IA | Cass | 41.373 | -94.754 | 2016 | 6
MISO | Green Lake Solar | 63019 | GRN1 |  |  | Solar Photovoltaic | 1 | MI | Grand Traverse | 44.7767 | -85.6923 | 2018 | 10
MISO | Greenback Energy | 56413 | 1 |  |  | Onshore Wind Turbine | 1.7 | MN | Pipestone | 44.0208 | -96.4331 | 2004 | 12
MISO | Greenfield Wind | 58458 | 1 |  |  | Onshore Wind Turbine | 1.6 | IA | Adair | 41.29 | -94.485 | 2012 | 8
MISO | Greenstone Solar, LLC | 66109 | GRSS |  |  | Solar Photovoltaic | 20 | MI | Branch | 41.942 | -85.122 | 2023 | 10
MISO | Greenwood (MI) | 6035 | 1 |  |  | Natural Gas Steam Turbine | 815.4 | MI | St Clair | 43.1056 | -82.6964 | 1979 | 7
MISO | Greenwood (MI) | 6035 | 11-1 |  |  | Natural Gas Fired Combustion Turbine | 85.3 | MI | St Clair | 43.1056 | -82.6964 | 1999 | 9
MISO | Greenwood (MI) | 6035 | 11-2 |  |  | Natural Gas Fired Combustion Turbine | 85.3 | MI | St Clair | 43.1056 | -82.6964 | 1999 | 9
MISO | Greenwood (MI) | 6035 | 11-3 |  |  | Natural Gas Fired Combustion Turbine | 85.3 | MI | St Clair | 43.1056 | -82.6964 | 1999 | 9
MISO | Greenwood Solar Farm | 60019 | 1 |  |  | Solar Photovoltaic | 1.4 | MI | St Clair | 43.1056 | -82.6964 | 2016 | 1
MISO | Griffith | 59019 | 1 |  |  | Solar Photovoltaic | 2 | IN | Lake | 41.5214 | -87.4361 | 2013 | 3
MISO | Grimm Community Solar | 61689 | PV1 |  |  | Solar Photovoltaic | 1 | MN | Renville | 44.7314 | -94.6093 | 2018 | 5
MISO | Grinnell College | 65164 | GRIN |  |  | Solar Photovoltaic | 3.9 | IA | Poweshiek | 41.76 | -92.72 | 2024 | 4
MISO | Grundy Center City Light Plant | 1145 | IC1 |  |  | Petroleum Liquids | 2.2 | IA | Grundy | 42.3631 | -92.7723 | 1963 | 11
MISO | Grundy Center City Light Plant | 1145 | IC2 |  |  | Petroleum Liquids | 3.5 | IA | Grundy | 42.3631 | -92.7723 | 1972 | 3
MISO | Grundy Center City Light Plant | 1145 | IC3 |  |  | Petroleum Liquids | 3 | IA | Grundy | 42.3631 | -92.7723 | 1990 | 10
MISO | Guse CSG | 62195 | SO371 |  |  | Solar Photovoltaic | 1 | MN | Waseca | 44.092 | -93.7078 | 2018 | 9
MISO | HQC Rock River Solar Power Gen Station | 60573 | PV1 |  |  | Solar Photovoltaic | 2.1 | WI | Rock | 42.5788 | -89.033 | 2016 | 7
MISO | Hackbarth Solar WI, LLC | 67728 | 20244 |  |  | Solar Photovoltaic | 5 | WI | Jefferson | 42.8877 | -88.8772 | 2024 | 12
MISO | Hadley Ridge LLC | 55573 | HR30 |  |  | Onshore Wind Turbine | 1.9 | MN | Lincoln | 44.2253 | -96.235 | 2000 | 12
MISO | Halstad | 8105 | 4 |  |  | Petroleum Liquids | 2 | MN | Norman | 47.3501 | -96.8319 | 2007 | 9
MISO | Halstad | 8105 | 5 |  |  | Petroleum Liquids | 2 | MN | Norman | 47.3501 | -96.8319 | 2007 | 9
MISO | Hammer CSG | 62099 | HAMME |  |  | Solar Photovoltaic | 4.8 | MN | Sherburne | 45.4176 | -94.0094 | 2018 | 12
MISO | Hammer Community (CSG) | 63684 | HAMR |  |  | Solar Photovoltaic | 1 | MN | Sherburne | 45.4141 | -94.0057 | 2020 | 8
MISO | Hampton MN GRE | 62060 | PV1 |  |  | Solar Photovoltaic | 2 | MN | Dakota | 44.5488 | -93.0205 | 2018 | 10
MISO | Hancock | 1730 | 1 |  |  | Natural Gas Fired Combustion Turbine | 19 | MI | Oakland | 42.5497 | -83.4425 | 1967 | 9
MISO | Hancock | 1730 | 3 |  |  | Natural Gas Fired Combustion Turbine | 19 | MI | Oakland | 42.5497 | -83.4425 | 1967 | 11
MISO | Hancock | 1730 | 5 |  |  | Natural Gas Fired Combustion Turbine | 41.8 | MI | Oakland | 42.5497 | -83.4425 | 1970 | 5
MISO | Hancock | 1730 | 6 |  |  | Natural Gas Fired Combustion Turbine | 41.8 | MI | Oakland | 42.5497 | -83.4425 | 1966 | 4
MISO | Hancock County Wind Energy Center | 56010 | V-47 |  |  | Onshore Wind Turbine | 98 | IA | Hancock | 43.0528 | -93.63 | 2002 | 12
MISO | Happy Solar 1 | 63766 | ARHA1 |  |  | Solar Photovoltaic | 95 | AR | White | 35.1677 | -91.6603 | 2023 | 10
MISO | Hardin County Peaking Facility | 56604 | HC1 |  |  | Natural Gas Fired Combustion Turbine | 86.5 | TX | Hardin | 30.3038 | -94.2526 | 2001 | 7
MISO | Hardin County Peaking Facility | 56604 | HC2 |  |  | Natural Gas Fired Combustion Turbine | 86.5 | TX | Hardin | 30.3038 | -94.2526 | 2001 | 7
MISO | Hardin Hilltop Wind LLC | 56860 | 1 |  |  | Onshore Wind Turbine | 14.7 | IA | Greene | 42.0822 | -94.365 | 2007 | 5
MISO | Harding Street | 990 | 5 |  |  | Natural Gas Steam Turbine | 100 | IN | Marion | 39.7113 | -86.1969 | 1958 | 6
MISO | Harding Street | 990 | 6 |  |  | Natural Gas Steam Turbine | 100 | IN | Marion | 39.7113 | -86.1969 | 1961 | 5
MISO | Harding Street | 990 | 7 |  |  | Natural Gas Steam Turbine | 463 | IN | Marion | 39.7113 | -86.1969 | 1973 | 7
MISO | Harding Street | 990 | BAT1 |  |  | Batteries | 20 | IN | Marion | 39.7113 | -86.1969 | 2016 | 6
MISO | Harding Street | 990 | GT1 |  |  | Petroleum Liquids | 26 | IN | Marion | 39.7113 | -86.1969 | 1973 | 5
MISO | Harding Street | 990 | GT2 |  |  | Petroleum Liquids | 26 | IN | Marion | 39.7113 | -86.1969 | 1973 | 5
MISO | Harding Street | 990 | GT4 |  |  | Natural Gas Fired Combustion Turbine | 83 | IN | Marion | 39.7113 | -86.1969 | 1994 | 4
MISO | Harding Street | 990 | GT5 |  |  | Natural Gas Fired Combustion Turbine | 83 | IN | Marion | 39.7113 | -86.1969 | 1995 | 1
MISO | Harding Street | 990 | GT6 |  |  | Natural Gas Fired Combustion Turbine | 161 | IN | Marion | 39.7113 | -86.1969 | 2002 | 5
MISO | Harding Street | 990 | IC1 |  |  | Petroleum Liquids | 2.7 | IN | Marion | 39.7113 | -86.1969 | 1967 | 4
MISO | Hardy | 1707 | 1 |  |  | Conventional Hydroelectric | 10 | MI | Newaygo | 43.4866 | -85.6299 | 1931 | 6
MISO | Hardy | 1707 | 2 |  |  | Conventional Hydroelectric | 10 | MI | Newaygo | 43.4866 | -85.6299 | 1931 | 6
MISO | Hardy | 1707 | 3 |  |  | Conventional Hydroelectric | 11.5 | MI | Newaygo | 43.4866 | -85.6299 | 1931 | 6
MISO | Hardy Hills Solar Energy LLC | 67852 | HHSPV |  |  | Solar Photovoltaic | 195 | IN | Clinton | 40.3428 | -86.502 | 2024 | 3
MISO | Hargis-Hebert Electric Generating | 56283 | U-1 |  |  | Natural Gas Fired Combustion Turbine | 50.4 | LA | Lafayette | 30.1694 | -91.9923 | 2006 | 6
MISO | Hargis-Hebert Electric Generating | 56283 | U-2 |  |  | Natural Gas Fired Combustion Turbine | 50.4 | LA | Lafayette | 30.1694 | -91.9923 | 2006 | 6
MISO | Harlan | 1146 | HMU1 |  |  | Petroleum Liquids | 1.7 | IA | Shelby | 41.6445 | -95.3153 | 2001 | 7
MISO | Harlan | 1146 | HMU2 |  |  | Petroleum Liquids | 1.7 | IA | Shelby | 41.6445 | -95.3153 | 2001 | 7
MISO | Harley-Davison Powertrain Operations | 67382 | 1 |  |  | Solar Photovoltaic | 2.2 | WI | Waukesha | 43.1833 | -88.0972 | 2020 | 10
MISO | Harry L. Oswald | 55221 | G1 |  |  | Natural Gas Fired Combined Cycle | 51 | AR | Pulaski | 34.5923 | -92.2166 | 2002 | 7
MISO | Harry L. Oswald | 55221 | G2 |  |  | Natural Gas Fired Combined Cycle | 51 | AR | Pulaski | 34.5923 | -92.2166 | 2002 | 7
MISO | Harry L. Oswald | 55221 | G3 |  |  | Natural Gas Fired Combined Cycle | 51 | AR | Pulaski | 34.5923 | -92.2166 | 2002 | 7
MISO | Harry L. Oswald | 55221 | G4 |  |  | Natural Gas Fired Combined Cycle | 51 | AR | Pulaski | 34.5923 | -92.2166 | 2002 | 7
MISO | Harry L. Oswald | 55221 | G5 |  |  | Natural Gas Fired Combined Cycle | 51 | AR | Pulaski | 34.5923 | -92.2166 | 2002 | 7
MISO | Harry L. Oswald | 55221 | G6 |  |  | Natural Gas Fired Combined Cycle | 51 | AR | Pulaski | 34.5923 | -92.2166 | 2002 | 7
MISO | Harry L. Oswald | 55221 | G7 |  |  | Natural Gas Fired Combined Cycle | 83.5 | AR | Pulaski | 34.5923 | -92.2166 | 2002 | 7
MISO | Harry L. Oswald | 55221 | G8 |  |  | Natural Gas Fired Combined Cycle | 105 | AR | Pulaski | 34.5923 | -92.2166 | 2002 | 7
MISO | Harry L. Oswald | 55221 | G9 |  |  | Natural Gas Fired Combined Cycle | 105 | AR | Pulaski | 34.5923 | -92.2166 | 2002 | 7
MISO | Hart | 1827 | 4 |  |  | Natural Gas Internal Combustion Engine | 1.4 | MI | Oceana | 43.7041 | -86.3663 | 1964 | 3
MISO | Hart | 1827 | IC1 |  |  | Petroleum Liquids | 1.7 | MI | Oceana | 43.7041 | -86.3663 | 1985 | 3
MISO | Hart | 1827 | IC3 |  |  | Petroleum Liquids | 2 | MI | Oceana | 43.7041 | -86.3663 | 1985 | 4
MISO | Hartmann Project CSG | 63174 | TC3 |  |  | Solar Photovoltaic | 1 | MN | Sherburne | 45.4936 | -94.1134 | 2019 | 12
MISO | Harvest | 56635 | 1 |  |  | Onshore Wind Turbine | 52.8 | MI | Huron | 43.83 | -83.2064 | 2008 | 1
MISO | Harvest 2 | 57888 | 1 |  |  | Onshore Wind Turbine | 59.4 | MI | Huron | 43.8556 | -83.1669 | 2012 | 11
MISO | Harvest Gold Solar | 66623 | HGS |  |  | Solar Photovoltaic | 99 | MS | Sunflower | 33.505 | -90.636 | 2024 | 8
MISO | Harvest Ridge Wind Farm | 61161 | GEN01 |  |  | Onshore Wind Turbine | 202 | IL | Douglas | 39.8319 | -88.0723 | 2020 | 7
MISO | Hastings City Hydroelectric | 54285 | 1 |  |  | Conventional Hydroelectric | 2.2 | MN | Dakota | 44.7602 | -92.8677 | 1992 | 1
MISO | Hastings City Hydroelectric | 54285 | 2 |  |  | Conventional Hydroelectric | 2.2 | MN | Dakota | 44.7602 | -92.8677 | 1992 | 1
MISO | Hastings Solar | 60525 | PV1 |  |  | Solar Photovoltaic | 4.5 | MN | Dakota | 44.7593 | -92.8249 | 2016 | 12
MISO | Hat Rapids | 4064 | 1 |  |  | Conventional Hydroelectric | 0.8 | WI | Oneida | 45.5711 | -89.4806 | 1923 | 6
MISO | Hat Rapids | 4064 | 2A |  |  | Conventional Hydroelectric | 0.5 | WI | Oneida | 45.5711 | -89.4806 | 1984 | 10
MISO | Hat Rapids | 4064 | 3A |  |  | Conventional Hydroelectric | 0.4 | WI | Oneida | 45.5711 | -89.4806 | 1984 | 9
MISO | Haven Solar Project CSG | 62651 | HAVEN |  |  | Solar Photovoltaic | 3 | MN | Sherburne | 45.518 | -94.122 | 2019 | 7
MISO | Hawkeye Power Partners LLC | 55816 | 48M |  |  | Onshore Wind Turbine | 42 | IA | Cerro Gordo | 43.0472 | -93.4775 | 1999 | 4
MISO | Hawkeye Wind Farm | 57832 | NORD |  |  | Onshore Wind Turbine | 35 | IA | Bremer | 42.9489 | -92.0622 | 2012 | 10
MISO | Hay River (Dunn 1) | 66993 | 717 |  |  | Solar Photovoltaic | 1.5 | WI | Dunn | 45.0466 | -91.9756 | 2024 | 2
MISO | Hayfield Solar I LLC CSG | 63724 | HAYF1 |  |  | Solar Photovoltaic | 1 | MN | Dodge | 43.8941 | -92.8672 | 2021 | 2
MISO | Hayfield Solar III LLC CSG | 63725 | HAYF3 |  |  | Solar Photovoltaic | 1 | MN | Dodge | 43.9192 | -92.8613 | 2021 | 2
MISO | Hazel | 64906 | 512 |  |  | Solar Photovoltaic | 3 | MN | Fillmore | 43.7818 | -91.9497 | 2021 | 11
MISO | Hazel Solar, LLC | 64497 | FACHA |  |  | Solar Photovoltaic | 2 | MI | Montcalm | 43.4022 | -85.4535 | 2021 | 2
MISO | Heartland Community College | 59776 | T01 |  |  | Onshore Wind Turbine | 1.7 | IL | McLean | 40.537 | -89.019 | 2012 | 6
MISO | Heartland Divide II | 64661 | HDII |  |  | Onshore Wind Turbine | 200 | IA | Audubon | 41.7203 | -94.9284 | 2022 | 3
MISO | Heartland Divide Wind Project, LLC | 61609 | 1 |  |  | Onshore Wind Turbine | 103.5 | IA | Audubon | 41.7114 | -94.802 | 2018 | 12
MISO | Heartland Farms | 66192 | 65014 |  |  | Onshore Wind Turbine | 200 | MI | Gratiot | 43.2139 | -84.6331 | 2024 | 4
MISO | Heat Recovery Coke Facility | 55066 | TG18 |  |  | All Other | 94.6 | IN | Lake | 41.6789 | -87.42 | 1998 | 4
MISO | Held Solar Project | 62267 | HELD |  |  | Solar Photovoltaic | 5 | MN | Stearns | 45.5239 | -94.2736 | 2019 | 3
MISO | Helen CSG 1 LLC | 64869 | HLCSG |  |  | Solar Photovoltaic | 1 | MN | McLeod | 44.7893 | -94.0507 | 2021 | 11
MISO | Helen Solar CSG | 62706 | SC |  |  | Solar Photovoltaic | 4 | MN | McLeod | 44.7894 | -94.06 | 2020 | 7
MISO | Hemlock Falls | 1777 | 1 |  |  | Conventional Hydroelectric | 2.8 | MI | Iron | 46.1311 | -88.225 | 1953 | 8
MISO | Hendershot Solar, LLC | 64496 | FACHE |  |  | Solar Photovoltaic | 2 | MI | Lenawee | 41.9826 | -83.8885 | 2021 | 1
MISO | Hendricks Regional Health | 54731 | GE06 |  |  | Petroleum Liquids | 1 | IN | Hendricks | 39.7615 | -86.5016 | 2010 | 5
MISO | Hendricks Regional Health | 54731 | GEO1 |  |  | Petroleum Liquids | 0.5 | IN | Hendricks | 39.7615 | -86.5016 | 1992 | 9
MISO | Hendricks Regional Health | 54731 | GEO2 |  |  | Petroleum Liquids | 0.5 | IN | Hendricks | 39.7615 | -86.5016 | 1992 | 9
MISO | Hendricks Regional Health | 54731 | GEO3 |  |  | Petroleum Liquids | 0.3 | IN | Hendricks | 39.7615 | -86.5016 | 1992 | 9
MISO | Hendricks Regional Health | 54731 | GEO4 |  |  | Petroleum Liquids | 1 | IN | Hendricks | 39.7615 | -86.5016 | 2004 | 3
MISO | Hendricks Regional Health | 54731 | GEO5 |  |  | Petroleum Liquids | 1 | IN | Hendricks | 39.7615 | -86.5016 | 2004 | 3
MISO | Hennepin Island | 1911 | 1 |  |  | Conventional Hydroelectric | 2.8 | MN | Hennepin | 44.9824 | -93.2542 | 1954 | 10
MISO | Hennepin Island | 1911 | 2 |  |  | Conventional Hydroelectric | 2.8 | MN | Hennepin | 44.9824 | -93.2542 | 1955 | 3
MISO | Hennepin Island | 1911 | 3 |  |  | Conventional Hydroelectric | 2.8 | MN | Hennepin | 44.9824 | -93.2542 | 1955 | 10
MISO | Hennepin Island | 1911 | 4 |  |  | Conventional Hydroelectric | 2.8 | MN | Hennepin | 44.9824 | -93.2542 | 1954 | 10
MISO | Hennepin Island | 1911 | 5 |  |  | Conventional Hydroelectric | 2.5 | MN | Hennepin | 44.9824 | -93.2542 | 1955 | 11
MISO | Henry County | 7763 | 1 |  |  | Natural Gas Fired Combustion Turbine | 60.5 | IN | Henry | 39.9528 | -85.5039 | 2001 | 7
MISO | Henry County | 7763 | 2 |  |  | Natural Gas Fired Combustion Turbine | 60.5 | IN | Henry | 39.9528 | -85.5039 | 2001 | 7
MISO | Henry County | 7763 | 3 |  |  | Natural Gas Fired Combustion Turbine | 60.5 | IN | Henry | 39.9528 | -85.5039 | 2001 | 7
MISO | Henry Station | 7399 | GEN3 |  |  | Natural Gas Internal Combustion Engine | 7.7 | MI | Bay | 43.5951 | -83.8999 | 1993 | 5
MISO | Henry Station | 7399 | GEN4 |  |  | Natural Gas Internal Combustion Engine | 7.7 | MI | Bay | 43.5951 | -83.8999 | 1993 | 5
MISO | Henryville Solar RES | 59986 | PV1 |  |  | Solar Photovoltaic | 1.1 | IN | Clark | 38.5955 | -85.7773 | 2016 | 9
MISO | Heritage Garden Wind Farm I LLC | 58103 | 1 |  |  | Onshore Wind Turbine | 28 | MI | Delta | 45.7956 | -86.5339 | 2012 | 9
MISO | Hermsdorf Solar | 64780 | 1 |  |  | Solar Photovoltaic | 8 | WI | Dane | 43.0596 | -89.2609 | 2022 | 3
MISO | Herrema Dairy | 65494 | HER2 |  |  | Natural Gas Internal Combustion Engine | 1.5 | IN | Jasper | 41.0864 | -87.2568 | 2023 | 12
MISO | Hertzberg Community (CSG) | 63680 | HERTZ |  |  | Solar Photovoltaic | 1 | MN | Stearns | 45.4109 | -94.7021 | 2020 | 4
MISO | Heyer CSG | 61793 | HEYER |  |  | Solar Photovoltaic | 1 | MN | Rice | 44.2272 | -93.4217 | 2018 | 6
MISO | Hibbing | 1979 | 3 |  |  | Natural Gas Steam Turbine | 10 | MN | St Louis | 47.4294 | -92.935 | 1965 | 4
MISO | Hibbing | 1979 | 5 |  |  | Natural Gas Steam Turbine | 19.5 | MN | St Louis | 47.4294 | -92.935 | 1985 | 8
MISO | Hibbing | 1979 | 6 |  |  | Natural Gas Steam Turbine | 6.4 | MN | St Louis | 47.4294 | -92.935 | 1996 | 2
MISO | Hickory Solar | 67786 | GEN01 |  |  | Solar Photovoltaic | 110 | IL | Jersey | 39.1331 | -90.366 | 2024 | 9
MISO | Hidden View Dairy, LLC | 59260 | HV3 |  |  | Natural Gas Internal Combustion Engine | 1 | IN | Jasper | 41.0328 | -87.0725 | 2022 | 10
MISO | High Bridge | 1912 | 7 |  |  | Natural Gas Fired Combined Cycle | 197 | MN | Ramsey | 44.9314 | -93.1117 | 2008 | 5
MISO | High Bridge | 1912 | 8 |  |  | Natural Gas Fired Combined Cycle | 197 | MN | Ramsey | 44.9314 | -93.1117 | 2008 | 5
MISO | High Bridge | 1912 | 9 |  |  | Natural Gas Fired Combined Cycle | 250 | MN | Ramsey | 44.9314 | -93.1117 | 2008 | 5
MISO | High Falls (WI) | 4065 | 1 |  |  | Conventional Hydroelectric | 1.4 | WI | Marinette | 45.2794 | -88.1997 | 1910 | 8
MISO | High Falls (WI) | 4065 | 2 |  |  | Conventional Hydroelectric | 1.4 | WI | Marinette | 45.2794 | -88.1997 | 1910 | 8
MISO | High Falls (WI) | 4065 | 3 |  |  | Conventional Hydroelectric | 1.4 | WI | Marinette | 45.2794 | -88.1997 | 1910 | 8
MISO | High Falls (WI) | 4065 | 5 |  |  | Conventional Hydroelectric | 1.4 | WI | Marinette | 45.2794 | -88.1997 | 1910 | 8
MISO | High Prairie Wind Farm | 62563 | HPWF |  |  | Onshore Wind Turbine | 400 | MO | Schuyler | 40.3982 | -92.5186 | 2020 | 12
MISO | Highland | 946 | IC1 |  |  | Petroleum Liquids | 1.6 | IL | Madison | 38.7412 | -89.6849 | 1993 | 7
MISO | Highland | 946 | IC2 |  |  | Petroleum Liquids | 1.6 | IL | Madison | 38.7412 | -89.6849 | 1993 | 7
MISO | Highland | 946 | IC3 |  |  | Petroleum Liquids | 1.6 | IL | Madison | 38.7412 | -89.6849 | 1993 | 7
MISO | Highland | 946 | IC7 |  |  | Petroleum Liquids | 4.4 | IL | Madison | 38.7412 | -89.6849 | 1971 | 8
MISO | Highland | 946 | IC8 |  |  | Petroleum Liquids | 4.4 | IL | Madison | 38.7412 | -89.6849 | 1971 | 8
MISO | Highland Wind Project (IA) | 58883 | HLWF |  |  | Onshore Wind Turbine | 16.4 | IA | O'Brien | 43.0803 | -95.6561 | 2015 | 6
MISO | Highland Wind Project (IA) | 58883 | HLWF2 |  |  | Onshore Wind Turbine | 100.8 | IA | O'Brien | 43.0803 | -95.6561 | 2015 | 7
MISO | Highland Wind Project (IA) | 58883 | HLWF3 |  |  | Onshore Wind Turbine | 89.1 | IA | O'Brien | 43.0803 | -95.6561 | 2015 | 8
MISO | Highland Wind Project (IA) | 58883 | HLWF4 |  |  | Onshore Wind Turbine | 89.2 | IA | O'Brien | 43.0803 | -95.6561 | 2015 | 9
MISO | Highland Wind Project (IA) | 58883 | HLWF5 |  |  | Onshore Wind Turbine | 115 | IA | O'Brien | 43.0803 | -95.6561 | 2015 | 10
MISO | Highland Wind Project (IA) | 58883 | HLWF6 |  |  | Onshore Wind Turbine | 86.8 | IA | O'Brien | 43.0803 | -95.6561 | 2015 | 11
MISO | Highland Wind Project (IA) | 58883 | HLWF7 |  |  | Onshore Wind Turbine | 4.7 | IA | O'Brien | 43.0803 | -95.6561 | 2015 | 12
MISO | Hillsboro | 56098 | 1 |  |  | Petroleum Liquids | 2 | ND | Traill | 47.3969 | -97.0606 | 2002 | 7
MISO | Hillsboro | 56098 | 2 |  |  | Petroleum Liquids | 2 | ND | Traill | 47.3969 | -97.0606 | 2002 | 7
MISO | Hillsdale | 1829 | 5 |  |  | Natural Gas Internal Combustion Engine | 5.6 | MI | Hillsdale | 41.9061 | -84.6319 | 1973 | 9
MISO | Hillsdale | 1829 | 6 |  |  | Natural Gas Internal Combustion Engine | 6 | MI | Hillsdale | 41.9061 | -84.6319 | 1976 | 4
MISO | Hilltop Power | 61788 | WT |  |  | Onshore Wind Turbine | 2 | MN | Pipestone | 43.9129 | -96.1932 | 2008 | 12
MISO | Hinds Energy Facility | 55218 | H01 |  |  | Natural Gas Fired Combined Cycle | 176.6 | MS | Hinds | 32.379 | -90.2199 | 2001 | 5
MISO | Hinds Energy Facility | 55218 | H02 |  |  | Natural Gas Fired Combined Cycle | 176.6 | MS | Hinds | 32.379 | -90.2199 | 2001 | 5
MISO | Hinds Energy Facility | 55218 | H03 |  |  | Natural Gas Fired Combined Cycle | 198.1 | MS | Hinds | 32.379 | -90.2199 | 2001 | 5
MISO | Hinds Energy Facility | 55218 | H04BS |  |  | Natural Gas Fired Combustion Turbine | 49.1 | MS | Hinds | 32.379 | -90.2199 | 2020 | 1
MISO | Hinterland CSG, LLC | 63817 | HIN01 |  |  | Solar Photovoltaic | 1 | MN | Sherburne | 45.416 | -94.01 | 2020 | 11
MISO | Hobart Solar, LLC | 58795 | HS |  |  | Solar Photovoltaic | 1 | IN | Lake | 41.5294 | -87.3083 | 2012 | 11
MISO | Hodag Solar | 65968 | HODAG |  |  | Solar Photovoltaic | 7.5 | WI | Oneida | 45.6125 | -89.4437 | 2022 | 1
MISO | Hodenpyl | 1708 | 1 |  |  | Conventional Hydroelectric | 8.5 | MI | Wexford | 44.3629 | -85.82 | 1925 | 7
MISO | Hodenpyl | 1708 | 2 |  |  | Conventional Hydroelectric | 8.5 | MI | Wexford | 44.3629 | -85.82 | 1925 | 8
MISO | Hoist | 7115 | 2 |  |  | Conventional Hydroelectric | 1.4 | MI | Marquette | 46.5628 | -87.5686 | 1988 | 2
MISO | Hoist | 7115 | 3 |  |  | Conventional Hydroelectric | 2 | MI | Marquette | 46.5628 | -87.5686 | 1988 | 2
MISO | Holcombe | 4007 | 1 |  |  | Conventional Hydroelectric | 11.3 | WI | Chippewa | 45.2236 | -91.1272 | 1950 | 1
MISO | Holcombe | 4007 | 2 |  |  | Conventional Hydroelectric | 11.3 | WI | Chippewa | 45.2236 | -91.1272 | 1950 | 1
MISO | Holcombe | 4007 | 3 |  |  | Conventional Hydroelectric | 11.3 | WI | Chippewa | 45.2236 | -91.1272 | 1950 | 1
MISO | Holland Energy Facility | 55334 | CTG1 |  |  | Natural Gas Fired Combined Cycle | 178.5 | IL | Shelby | 39.2231 | -88.7584 | 2002 | 9
MISO | Holland Energy Facility | 55334 | CTG2 |  |  | Natural Gas Fired Combined Cycle | 178.5 | IL | Shelby | 39.2231 | -88.7584 | 2002 | 9
MISO | Holland Energy Facility | 55334 | STG1 |  |  | Natural Gas Fired Combined Cycle | 345.1 | IL | Shelby | 39.2231 | -88.7584 | 2002 | 9
MISO | Holland Energy Park | 59093 | 10 |  |  | Natural Gas Fired Combined Cycle | 53.1 | MI | Ottawa | 42.7925 | -86.0922 | 2017 | 6
MISO | Holland Energy Park | 59093 | 11 |  |  | Natural Gas Fired Combined Cycle | 53.1 | MI | Ottawa | 42.7925 | -86.0922 | 2017 | 6
MISO | Holland Energy Park | 59093 | 12 |  |  | Natural Gas Fired Combined Cycle | 43.2 | MI | Ottawa | 42.7925 | -86.0922 | 2017 | 6
MISO | Holliday Creek Solar | 64738 | HCS |  |  | Solar Photovoltaic | 100 | IA | Webster | 42.5687 | -94.1028 | 2022 | 7
MISO | Hometown Bio Energy LLC | 58563 | HTBE |  |  | Other Waste Biomass | 8 | MN | Le Sueur | 44.4356 | -93.9064 | 2013 | 12
MISO | Honeysuckle Solar, LLC | 63309 | HONEY |  |  | Solar Photovoltaic | 1 | MN | McLeod | 44.9076 | -94.0272 | 2021 | 1
MISO | Hoopeston Wind LLC | 59021 | HOO1 |  |  | Onshore Wind Turbine | 98 | IL | Vermilion | 40.3997 | -87.7992 | 2015 | 3
MISO | Hoosier Wind Project LLC | 56878 | TBD |  |  | Onshore Wind Turbine | 106 | IN | Benton | 40.7178 | -87.2631 | 2009 | 11
MISO | Hoot Lake | 1943 | H1 |  |  | Conventional Hydroelectric | 1 | MN | Otter Tail | 46.2906 | -96.0433 | 1914 | 9
MISO | Hoot Lake Solar | 65066 | 1 |  |  | Solar Photovoltaic | 49.9 | MN | Otter Tail | 46.2906 | -96.0433 | 2023 | 8
MISO | Hope Creek LLC | 55572 | HC30 |  |  | Onshore Wind Turbine | 1.9 | MN | Lincoln | 44.2275 | -96.2192 | 2001 | 1
MISO | Hopkinton | 8108 | 1 |  |  | Petroleum Liquids | 1.6 | IA | Delaware | 42.3435 | -91.2471 | 1973 | 9
MISO | Hopkinton | 8108 | CAT |  |  | Petroleum Liquids | 2.5 | IA | Delaware | 42.3435 | -91.2471 | 2011 | 9
MISO | Hormel CSG Solar | 65595 | HORCS |  |  | Solar Photovoltaic | 1 | MN | Chippewa | 44.953 | -95.697 | 2022 | 12
MISO | Hot Spring Generating Facility | 55418 | CT1 |  |  | Natural Gas Fired Combined Cycle | 198.9 | AR | Hot Spring | 34.2976 | -92.8683 | 2002 | 6
MISO | Hot Spring Generating Facility | 55418 | CT2 |  |  | Natural Gas Fired Combined Cycle | 198.9 | AR | Hot Spring | 34.2976 | -92.8683 | 2002 | 6
MISO | Hot Spring Generating Facility | 55418 | ST1 |  |  | Natural Gas Fired Combined Cycle | 317 | AR | Hot Spring | 34.2976 | -92.8683 | 2002 | 6
MISO | Houston/Winona Community Solar One LLC | 63534 | 52827 |  |  | Solar Photovoltaic | 1 | MN | Houston | 43.8663 | -91.3224 | 2020 | 6
MISO | Huneke CSG 1, LLC | 63820 | HUN01 |  |  | Solar Photovoltaic | 1 | MN | Goodhue | 44.297 | -92.736 | 2020 | 10
MISO | Huneke CSG 2, LLC | 63821 | HUN02 |  |  | Solar Photovoltaic | 1 | MN | Goodhue | 44.263 | -92.669 | 2020 | 11
MISO | Huneke I CSG | 61505 | HUNE1 |  |  | Solar Photovoltaic | 1 | MN | Goodhue | 44.7268 | -92.6694 | 2018 | 5
MISO | Huneke II CSG | 62139 | SO346 |  |  | Solar Photovoltaic | 1.1 | MN | Goodhue | 44.2972 | -92.7415 | 2018 | 9
MISO | Hurricane Creek CSG | 64786 | HRCRK |  |  | Solar Photovoltaic | 2 | IL | Williamson | 37.7895 | -89.0587 | 2021 | 6
MISO | Hurricane Creek Lift Station | 61267 | HURR |  |  | Petroleum Liquids | 2 | IN | Johnson | 39.5879 | -86.1858 | 2004 | 9
MISO | Hutchinson Plant #1 | 1980 | 10 |  |  | Natural Gas Internal Combustion Engine | 8.8 | MN | McLeod | 44.8957 | -94.3684 | 2013 | 2
MISO | Hutchinson Plant #1 | 1980 | 11 |  |  | Natural Gas Internal Combustion Engine | 9.8 | MN | McLeod | 44.8957 | -94.3684 | 2019 | 11
MISO | Hutchinson Plant #1 | 1980 | 12 |  |  | Natural Gas Internal Combustion Engine | 9.8 | MN | McLeod | 44.8957 | -94.3684 | 2019 | 11
MISO | Hutchinson Plant #2 | 6358 | 2 |  |  | Natural Gas Fired Combined Cycle | 54 | MN | McLeod | 44.8889 | -94.3493 | 1994 | 11
MISO | Hutchinson Plant #2 | 6358 | 3 |  |  | Natural Gas Fired Combined Cycle | 11.5 | MN | McLeod | 44.8889 | -94.3493 | 1994 | 11
MISO | Hutchinson Plant #2 | 6358 | 9 |  |  | Natural Gas Fired Combustion Turbine | 25 | MN | McLeod | 44.8889 | -94.3493 | 2001 | 5
MISO | Hwy 14 Holdco Solar CSG | 60834 | HWY14 |  |  | Solar Photovoltaic | 5 | MN | Olmsted | 44.0218 | -92.5922 | 2017 | 7
MISO | Hy-Vee Customer Hosted 2.25MW Solar | 67097 | PV1 |  |  | Solar Photovoltaic | 2.3 | IA | Lucas | 41.0356 | -93.331 | 2024 | 7
MISO | Hyacinth Solar, LLC | 63312 | HYCIN |  |  | Solar Photovoltaic | 1 | MN | Dakota | 44.4741 | -93.1993 | 2020 | 10
MISO | Hydra Community Solar Garden, LLC (CSG) | 63629 | HYDRA |  |  | Solar Photovoltaic | 1 | MN | Rice | 44.4167 | -93.2199 | 2020 | 5
MISO | IA - City of Ames - Airport Road | 64179 | 17000 |  |  | Solar Photovoltaic | 2 | IA | Story | 42.003 | -93.617 | 2020 | 12
MISO | IBM West | 56269 | 1 |  |  | Petroleum Liquids | 1.8 | MN | Olmsted | 44.0587 | -92.5119 | 2005 | 10
MISO | IBM West | 56269 | 2 |  |  | Petroleum Liquids | 1.8 | MN | Olmsted | 44.0587 | -92.5119 | 2005 | 10
MISO | IGS Stockton DG CSG | 64124 | BREW |  |  | Solar Photovoltaic | 1.9 | IL | Jo Daviess | 42.3482 | -90.0112 | 2020 | 11
MISO | IGS Stockton DG CSG | 64124 | BREW2 |  |  | Solar Photovoltaic | 1.9 | IL | Jo Daviess | 42.3482 | -90.0112 | 2020 | 12
MISO | IKEA Canton Rooftop PV System | 62677 | 26A |  |  | Solar Photovoltaic | 0.8 | MI | Wayne | 42.3235 | -83.4289 | 2015 | 11
MISO | IKEA Canton Rooftop PV System | 62677 | 26B |  |  | Solar Photovoltaic | 0.2 | MI | Wayne | 42.3235 | -83.4289 | 2016 | 1
MISO | IKEA Oak Creek Rooftop PV System | 61816 | PV1 |  |  | Solar Photovoltaic | 1.2 | WI | Milwaukee | 42.9029 | -87.9354 | 2018 | 6
MISO | IKEA St. Louis 410 | 59714 | IK410 |  |  | Solar Photovoltaic | 1 | MO | St Louis City | 38.635 | -90.2455 | 2015 | 9
MISO | IL Sidney Project1 | 66031 | 15332 |  |  | Solar Photovoltaic | 2 | IL | Champaign | 40.0274 | -88.0469 | 2021 | 4
MISO | IL West Hallock Project1 | 66033 | 15333 |  |  | Solar Photovoltaic | 2 | IL | Peoria | 40.924 | -89.632 | 2021 | 8
MISO | IMEA Flora | 56116 | 10 |  |  | Petroleum Liquids | 1.8 | IL | Clay | 38.6658 | -88.4625 | 2000 | 12
MISO | IMEA Flora | 56116 | 6 |  |  | Petroleum Liquids | 1.8 | IL | Clay | 38.6658 | -88.4625 | 2000 | 12
MISO | IMEA Flora | 56116 | 7 |  |  | Petroleum Liquids | 1.8 | IL | Clay | 38.6658 | -88.4625 | 2000 | 12
MISO | IMEA Flora | 56116 | 8 |  |  | Petroleum Liquids | 1.8 | IL | Clay | 38.6658 | -88.4625 | 2000 | 12
MISO | IMEA Flora | 56116 | 9 |  |  | Petroleum Liquids | 1.8 | IL | Clay | 38.6658 | -88.4625 | 2000 | 12
MISO | IMEA Highland | 56114 | 1 |  |  | Petroleum Liquids | 1.8 | IL | Madison | 38.7417 | -89.6847 | 1996 | 6
MISO | IMEA Highland | 56114 | 2 |  |  | Petroleum Liquids | 1.8 | IL | Madison | 38.7417 | -89.6847 | 1996 | 6
MISO | IMPA Crawfordsville Solar Park | 59483 | SCRAW |  |  | Solar Photovoltaic | 3 | IN | Montgomery | 40.0531 | -86.8872 | 2015 | 9
MISO | IMPA Huntingburg Solar Park | 60251 | SHUNT |  |  | Solar Photovoltaic | 2 | IN | Dubois | 38.3196 | -86.9681 | 2016 | 9
MISO | IMPA Knightstown Solar Park | 66415 | KNIGH |  |  | Solar Photovoltaic | 1.4 | IN | Henry | 39.796 | -85.5085 | 2023 | 10
MISO | IMPA Middletown Solar Park | 66366 | MIDDL |  |  | Solar Photovoltaic | 1.4 | IN | Henry | 40.0652 | -85.5367 | 2023 | 8
MISO | IMPA Pendleton Solar Park | 59770 | SPEND |  |  | Solar Photovoltaic | 2 | IN | Madison | 39.9886 | -85.7709 | 2015 | 10
MISO | IMPA Peru Solar Park | 59481 | SPERU |  |  | Solar Photovoltaic | 3 | IN | Miami | 40.7678 | -86.0456 | 2015 | 8
MISO | IMPA Rensselaer Solar Park | 59480 | SRENS |  |  | Solar Photovoltaic | 1 | IN | Jasper | 40.9461 | -87.1364 | 2014 | 5
MISO | IMPA Richmond 8 Solar Park | 66748 | RICH8 |  |  | Solar Photovoltaic | 6.1 | IN | Wayne | 39.8223 | -84.9501 | 2024 | 12
MISO | IMPA Tell City Solar Park | 59482 | STELL |  |  | Solar Photovoltaic | 1.1 | IN | Perry | 37.9461 | -86.7375 | 2015 | 7
MISO | IMPA Washington Solar Park | 60252 | SWASH |  |  | Solar Photovoltaic | 4 | IN | Daviess | 38.6535 | -87.2092 | 2016 | 9
MISO | IMPA Washington Solar Park 2 | 66416 | WASH2 |  |  | Solar Photovoltaic | 9.9 | IN | Daviess | 38.6783 | -87.2008 | 2023 | 7
MISO | IND Community Solar Farm 1st Phase | 58391 | 1 |  |  | Solar Photovoltaic | 10 | IN | Marion | 39.6952 | -86.3155 | 2013 | 11
MISO | IND Solar Farm (Phase IIA) | 59424 | IND2A |  |  | Solar Photovoltaic | 7.5 | IN | Marion | 39.6947 | -86.3217 | 2014 | 12
MISO | INDY III | 59823 | INDY3 |  |  | Solar Photovoltaic | 2.5 | IN | Marion | 39.723 | -86.3145 | 2015 | 8
MISO | ISU Customer Hosted 1MW Solar Project | 67098 | PV1 |  |  | Solar Photovoltaic | 1.4 | IA | Story | 41.9792 | -93.6562 | 2024 | 5
MISO | Ida Grove II | 62795 | 1 |  |  | Onshore Wind Turbine | 201 | IA | Ida | 42.3269 | -95.4588 | 2019 | 12
MISO | Ida Grove Wind | 60342 | IGWF |  |  | Onshore Wind Turbine | 61.1 | IA | Ida | 42.3557 | -95.4204 | 2016 | 9
MISO | Ida Grove Wind | 60342 | IGWF2 |  |  | Onshore Wind Turbine | 119.6 | IA | Ida | 42.3557 | -95.4204 | 2016 | 12
MISO | Ida Grove Wind | 60342 | IGWF3 |  |  | Onshore Wind Turbine | 92.8 | IA | Ida | 42.3557 | -95.4204 | 2016 | 12
MISO | Ida Grove Wind | 60342 | IGWF4 |  |  | Onshore Wind Turbine | 27.6 | IA | Ida | 42.3557 | -95.4204 | 2016 | 11
MISO | Illinois PV Fulton 1 CSG | 63790 | FULT |  |  | Solar Photovoltaic | 2 | IL | Fulton | 40.6985 | -89.9679 | 2020 | 6
MISO | Illinois PV Knox 1A | 67816 | PV1 |  |  | Solar Photovoltaic | 2 | IL | Knox | 40.769 | -90.008 | 2024 | 9
MISO | Illinois PV Knox 1B | 67805 | PV1 |  |  | Solar Photovoltaic | 2 | IL | Knox | 40.766 | -90.008 | 2024 | 9
MISO | Independence Steam Electric Station | 6641 | 1 |  |  | Conventional Steam Coal | 900 | AR | Independence | 35.6784 | -91.4088 | 1983 | 1
MISO | Independence Steam Electric Station | 6641 | 2 |  |  | Conventional Steam Coal | 900 | AR | Independence | 35.6784 | -91.4088 | 1984 | 12
MISO | Independence Wind Farm | 64183 | IWE |  |  | Onshore Wind Turbine | 55.4 | IA | Delaware | 42.4316 | -91.5686 | 2021 | 12
MISO | Indiana Crossroads Solar Park | 65702 | GEN01 |  |  | Solar Photovoltaic | 200 | IN | White | 40.7263 | -86.852 | 2023 | 6
MISO | Indiana Crossroads Wind Farm LLC | 64230 | GEN01 |  |  | Onshore Wind Turbine | 302.4 | IN | White | 40.6631 | -86.8695 | 2021 | 12
MISO | Indiana Harbor E 5 AC Station | 54995 | 17TG |  |  | Other Gases | 90 | IN | Lake | 41.6844 | -87.4214 | 1996 | 5
MISO | Indiana Harbor West | 10397 | GEN5 |  |  | Natural Gas Steam Turbine | 12.5 | IN | Lake | 41.6638 | -87.4523 | 1939 | 10
MISO | Indiana Harbor West | 10397 | GEN6 |  |  | Natural Gas Steam Turbine | 12.5 | IN | Lake | 41.6638 | -87.4523 | 1953 | 5
MISO | Indiana Harbor West | 10397 | GEN7 |  |  | Natural Gas Steam Turbine | 32 | IN | Lake | 41.6638 | -87.4523 | 1959 | 5
MISO | Indiana Harbor West | 10397 | GEN8 |  |  | Natural Gas Steam Turbine | 40 | IN | Lake | 41.6638 | -87.4523 | 1961 | 6
MISO | Indiana Harbor West | 10397 | GEN9 |  |  | Natural Gas Steam Turbine | 55 | IN | Lake | 41.6638 | -87.4523 | 2002 | 11
MISO | Indianapolis Motor Speedway Solar PV | 58615 | IMS |  |  | Solar Photovoltaic | 9 | IN | Marion | 39.79 | -86.2336 | 2014 | 7
MISO | Indianola | 1150 | 7 |  |  | Petroleum Liquids | 20.6 | IA | Warren | 41.3595 | -93.5633 | 1977 | 1
MISO | Indianola | 1150 | 8 |  |  | Petroleum Liquids | 20.3 | IA | Warren | 41.3595 | -93.5633 | 2000 | 1
MISO | Industrial Park | 7934 | 3 |  |  | Petroleum Liquids | 1.8 | IL | Whiteside | 41.7682 | -89.6744 | 2001 | 7
MISO | Industrial Park | 7934 | 4 |  |  | Petroleum Liquids | 1.8 | IL | Whiteside | 41.7682 | -89.6744 | 2001 | 7
MISO | Industrial Park | 7934 | 5 |  |  | Petroleum Liquids | 1.8 | IL | Whiteside | 41.7682 | -89.6744 | 2001 | 7
MISO | Industrial Park | 7934 | 6 |  |  | Petroleum Liquids | 1.8 | IL | Whiteside | 41.7682 | -89.6744 | 2002 | 6
MISO | Industrial Park | 7934 | 7 |  |  | Petroleum Liquids | 1.8 | IL | Whiteside | 41.7682 | -89.6744 | 2002 | 6
MISO | Industrial Park | 7934 | 8 |  |  | Petroleum Liquids | 2.2 | IL | Whiteside | 41.7682 | -89.6744 | 2011 | 7
MISO | Industrial Park | 7934 | 9 |  |  | Petroleum Liquids | 2.2 | IL | Whiteside | 41.7682 | -89.6744 | 2011 | 7
MISO | Indy Grocers | 59834 | INGRO |  |  | Solar Photovoltaic | 1 | IN | Marion | 39.7379 | -86.2377 | 2015 | 6
MISO | Indy Solar I, LLC | 58552 | 1 |  |  | Solar Photovoltaic | 10 | IN | Marion | 39.6628 | -85.9856 | 2013 | 12
MISO | Indy Solar II, LLC | 58556 | 1 |  |  | Solar Photovoltaic | 10.1 | IN | Marion | 39.6628 | -85.9856 | 2013 | 12
MISO | Indy Solar III, LLC | 58553 | 1 |  |  | Solar Photovoltaic | 8.6 | IN | Marion | 39.6594 | -86.2597 | 2013 | 12
MISO | Interchange Solar, LLC | 64470 | FACIC |  |  | Solar Photovoltaic | 2 | MI | Genesee | 43.0999 | -83.771 | 2020 | 12
MISO | International Falls Power | 10487 | GEN1 |  |  | Conventional Hydroelectric | 2.2 | MN | Koochiching | 48.6081 | -93.4043 | 1946 | 1
MISO | International Falls Power | 10487 | GEN2 |  |  | Conventional Hydroelectric | 2.2 | MN | Koochiching | 48.6081 | -93.4043 | 1946 | 1
MISO | International Falls Power | 10487 | GEN3 |  |  | Conventional Hydroelectric | 2.2 | MN | Koochiching | 48.6081 | -93.4043 | 1946 | 1
MISO | International Falls Power | 10487 | GEN4 |  |  | Conventional Hydroelectric | 2.2 | MN | Koochiching | 48.6081 | -93.4043 | 1946 | 1
MISO | International Falls Power | 10487 | GEN5 |  |  | Conventional Hydroelectric | 2.2 | MN | Koochiching | 48.6081 | -93.4043 | 1946 | 1
MISO | International Falls Power | 10487 | GEN6 |  |  | Conventional Hydroelectric | 1.6 | MN | Koochiching | 48.6081 | -93.4043 | 1924 | 1
MISO | International Falls Power | 10487 | GEN7 |  |  | Conventional Hydroelectric | 1.6 | MN | Koochiching | 48.6081 | -93.4043 | 1924 | 1
MISO | International Paper Red River Mill | 58108 | 3 T-G |  |  | Wood/Wood Waste Biomass | 78.8 | LA | Natchitoches | 31.9058 | -93.1725 | 2008 | 12
MISO | International Paper Vicksburg Mill | 54100 | GEN1 |  |  | Wood/Wood Waste Biomass | 2.5 | MS | Warren | 32.5292 | -90.7742 | 1967 | 1
MISO | International Paper Vicksburg Mill | 54100 | GEN2 |  |  | Wood/Wood Waste Biomass | 48 | MS | Warren | 32.5292 | -90.7742 | 1967 | 1
MISO | Interstate | 7425 | 1 |  |  | Natural Gas Fired Combustion Turbine | 138.6 | IL | Sangamon | 39.8233 | -89.5891 | 1997 | 9
MISO | Intrepid | 56251 | INWF |  |  | Onshore Wind Turbine | 160.5 | IA | Buena Vista | 42.5539 | -95.3283 | 2004 | 12
MISO | Intrepid | 56251 | INWF2 |  |  | Onshore Wind Turbine | 15 | IA | Buena Vista | 42.5539 | -95.3283 | 2005 | 12
MISO | Inver Hills | 1913 | 1 |  |  | Natural Gas Fired Combustion Turbine | 46.8 | MN | Dakota | 44.781 | -93.042 | 1972 | 4
MISO | Inver Hills | 1913 | 2 |  |  | Natural Gas Fired Combustion Turbine | 46.8 | MN | Dakota | 44.781 | -93.042 | 1972 | 4
MISO | Inver Hills | 1913 | 3 |  |  | Natural Gas Fired Combustion Turbine | 46.8 | MN | Dakota | 44.781 | -93.042 | 1972 | 4
MISO | Inver Hills | 1913 | 4 |  |  | Natural Gas Fired Combustion Turbine | 46.8 | MN | Dakota | 44.781 | -93.042 | 1972 | 4
MISO | Inver Hills | 1913 | 5 |  |  | Natural Gas Fired Combustion Turbine | 46.8 | MN | Dakota | 44.781 | -93.042 | 1972 | 4
MISO | Inver Hills | 1913 | 6 |  |  | Natural Gas Fired Combustion Turbine | 46.8 | MN | Dakota | 44.781 | -93.042 | 1972 | 4
MISO | Inver Hills | 1913 | 7 |  |  | Petroleum Liquids | 1.8 | MN | Dakota | 44.781 | -93.042 | 1997 | 6
MISO | Inver Hills | 1913 | 8 |  |  | Petroleum Liquids | 1.8 | MN | Dakota | 44.781 | -93.042 | 1997 | 6
MISO | Iowa Hydro LLC | 1067 | 1 |  |  | Conventional Hydroelectric | 0.6 | IA | Jackson | 42.07 | -90.6977 | 1924 | 1
MISO | Iowa Hydro LLC | 1067 | 2 |  |  | Conventional Hydroelectric | 0.6 | IA | Jackson | 42.07 | -90.6977 | 1924 | 1
MISO | Iowa Lakes Community College Wind Farm | 57257 | VMN82 |  |  | Onshore Wind Turbine | 1.7 | IA | Emmet | 43.3853 | -94.8157 | 2005 | 2
MISO | Iowa State University | 54201 | GEN3 |  |  | Natural Gas Steam Turbine | 13.2 | IA | Story | 42.0275 | -93.6394 | 1978 | 9
MISO | Iowa State University | 54201 | GEN5 |  |  | Natural Gas Steam Turbine | 11.5 | IA | Story | 42.0275 | -93.6394 | 1970 | 3
MISO | Iowa State University | 54201 | GEN6 |  |  | Natural Gas Steam Turbine | 15.1 | IA | Story | 42.0275 | -93.6394 | 2005 | 5
MISO | Iris Solar LLC | 63128 | ISLLC |  |  | Solar Photovoltaic | 50 | LA | Washington | 30.7818 | -90.1954 | 2022 | 10
MISO | Iris Solar, LLC (MN) | 63319 | IRIS |  |  | Solar Photovoltaic | 1 | MN | Nicollet | 44.2536 | -94.2097 | 2020 | 10
MISO | Iroquois Solar 1B LLC CSG | 64229 | IROQ |  |  | Solar Photovoltaic | 2 | IL | Iroquois | 40.774 | -87.7544 | 2020 | 12
MISO | Isabella Wind Park | 63601 | 1 |  |  | Onshore Wind Turbine | 383.5 | MI | Isabella | 43.6841 | -84.7885 | 2021 | 6
MISO | Island Street Peaking Plant | 55836 | FT81 |  |  | Natural Gas Fired Combustion Turbine | 60.5 | WI | Outagamie | 44.2761 | -88.2658 | 2004 | 6
MISO | Ivanhoe Generation Facility | 66175 | GEN1 |  |  | All Other | 31 | LA | St Mary | 29.777 | -91.736 | 2023 | 4
MISO | Ivester Wind Farm | 61911 | WT1 |  |  | Onshore Wind Turbine | 90.8 | IA | Grundy | 42.3333 | -92.9464 | 2018 | 12
MISO | J H Campbell | 1710 | 1 |  |  | Conventional Steam Coal | 265.2 | MI | Ottawa | 42.9103 | -86.2007 | 1962 | 10
MISO | J H Campbell | 1710 | 2 |  |  | Conventional Steam Coal | 378.8 | MI | Ottawa | 42.9103 | -86.2007 | 1967 | 7
MISO | J H Campbell | 1710 | 3 |  |  | Conventional Steam Coal | 916.8 | MI | Ottawa | 42.9103 | -86.2007 | 1980 | 9
MISO | JCO Oxides Olefins Plant | 54637 | GCG1 |  |  | Natural Gas Fired Combustion Turbine | 36.9 | TX | Jefferson | 29.9635 | -93.9297 | 1992 | 9
MISO | JCO Oxides Olefins Plant | 54637 | GCG2 |  |  | Natural Gas Fired Combustion Turbine | 36.9 | TX | Jefferson | 29.9635 | -93.9297 | 1992 | 9
MISO | JM Huber at Quincy | 64629 | JMH |  |  | Solar Photovoltaic | 1.5 | IL | Adams | 39.8591 | -91.3997 | 2021 | 12
MISO | Jack Francis Solar, LLC | 64460 | FACJF |  |  | Solar Photovoltaic | 2 | MI | Genesee | 43.1493 | -83.6792 | 2020 | 12
MISO | Jack Fusco Energy Center | 55357 | CTG1 |  |  | Natural Gas Fired Combined Cycle | 200 | TX | Fort Bend | 29.4731 | -95.6244 | 2003 | 5
MISO | Jack Fusco Energy Center | 55357 | CTG2 |  |  | Natural Gas Fired Combined Cycle | 200 | TX | Fort Bend | 29.4731 | -95.6244 | 2003 | 5
MISO | Jack Fusco Energy Center | 55357 | STG1 |  |  | Natural Gas Fired Combined Cycle | 275.6 | TX | Fort Bend | 29.4731 | -95.6244 | 2003 | 5
MISO | Jack River LLC | 55565 | JR30 |  |  | Onshore Wind Turbine | 1.9 | MN | Lincoln | 44.4233 | -96.4411 | 2001 | 2
MISO | Jackson (MO) | 2137 | 10 |  |  | Petroleum Liquids | 2 | MO | Cape Girardeau | 37.3847 | -89.6606 | 2006 | 9
MISO | Jackson (MO) | 2137 | 11 |  |  | Petroleum Liquids | 2 | MO | Cape Girardeau | 37.3847 | -89.6606 | 2006 | 9
MISO | Jackson (MO) | 2137 | 12 |  |  | Petroleum Liquids | 2 | MO | Cape Girardeau | 37.3847 | -89.6606 | 2006 | 9
MISO | Jackson (MO) | 2137 | 3 |  |  | Petroleum Liquids | 1 | MO | Cape Girardeau | 37.3847 | -89.6606 | 1963 | 4
MISO | Jackson (MO) | 2137 | 4 |  |  | Petroleum Liquids | 1 | MO | Cape Girardeau | 37.3847 | -89.6606 | 1963 | 7
MISO | Jackson (MO) | 2137 | 5 |  |  | Petroleum Liquids | 0.7 | MO | Cape Girardeau | 37.3847 | -89.6606 | 1936 | 1
MISO | Jackson (MO) | 2137 | 6 |  |  | Petroleum Liquids | 1 | MO | Cape Girardeau | 37.3847 | -89.6606 | 1946 | 6
MISO | Jackson (MO) | 2137 | 7 |  |  | Petroleum Liquids | 6.8 | MO | Cape Girardeau | 37.3847 | -89.6606 | 1973 | 8
MISO | Jackson (MO) | 2137 | 8 |  |  | Petroleum Liquids | 6.8 | MO | Cape Girardeau | 37.3847 | -89.6606 | 1973 | 7
MISO | Jackson (MO) | 2137 | 9 |  |  | Petroleum Liquids | 3 | MO | Cape Girardeau | 37.3847 | -89.6606 | 1983 | 7
MISO | Jackson Co. Solar RES | 59989 | PV1 |  |  | Solar Photovoltaic | 1.1 | IN | Jackson | 38.8817 | -86.033 | 2017 | 9
MISO | Jackson Generating Station | 55270 | 7EA |  |  | Natural Gas Fired Combined Cycle | 79 | MI | Jackson | 42.2488 | -84.3767 | 2002 | 7
MISO | Jackson Generating Station | 55270 | LM1 |  |  | Natural Gas Fired Combined Cycle | 60 | MI | Jackson | 42.2488 | -84.3767 | 2002 | 7
MISO | Jackson Generating Station | 55270 | LM2 |  |  | Natural Gas Fired Combined Cycle | 60 | MI | Jackson | 42.2488 | -84.3767 | 2002 | 7
MISO | Jackson Generating Station | 55270 | LM3 |  |  | Natural Gas Fired Combined Cycle | 60 | MI | Jackson | 42.2488 | -84.3767 | 2002 | 7
MISO | Jackson Generating Station | 55270 | LM4 |  |  | Natural Gas Fired Combined Cycle | 60 | MI | Jackson | 42.2488 | -84.3767 | 2002 | 7
MISO | Jackson Generating Station | 55270 | LM5 |  |  | Natural Gas Fired Combined Cycle | 60 | MI | Jackson | 42.2488 | -84.3767 | 2002 | 7
MISO | Jackson Generating Station | 55270 | LM6 |  |  | Natural Gas Fired Combined Cycle | 60 | MI | Jackson | 42.2488 | -84.3767 | 2002 | 7
MISO | Jackson Generating Station | 55270 | ST1 |  |  | Natural Gas Fired Combined Cycle | 105 | MI | Jackson | 42.2488 | -84.3767 | 2002 | 7
MISO | Jackson Generating Station | 55270 | ST2 |  |  | Natural Gas Fired Combined Cycle | 105 | MI | Jackson | 42.2488 | -84.3767 | 2002 | 7
MISO | Jackson Solar WI, LLC | 67729 | 20234 |  |  | Solar Photovoltaic | 7.5 | WI | Ozaukee | 43.3099 | -88.0915 | 2023 | 12
MISO | James R Smith | 1842 | 1 |  |  | Conventional Hydroelectric | 1.6 | MI | Marquette | 46.5716 | -87.4105 | 1919 | 1
MISO | James R Smith | 1842 | 2 |  |  | Conventional Hydroelectric | 1.6 | MI | Marquette | 46.5716 | -87.4105 | 1922 | 1
MISO | Jamestown | 2801 | 1 |  |  | Petroleum Liquids | 24.1 | ND | Stutsman | 46.9057 | -98.6622 | 1976 | 5
MISO | Jamestown | 2801 | 2 |  |  | Petroleum Liquids | 24.1 | ND | Stutsman | 46.9057 | -98.6622 | 1978 | 12
MISO | Janesville | 1982 | 1 |  |  | Petroleum Liquids | 1.1 | MN | Waseca | 44.1172 | -93.7073 | 1965 | 5
MISO | Janesville | 1982 | 2 |  |  | Petroleum Liquids | 1.3 | MN | Waseca | 44.1172 | -93.7073 | 1972 | 5
MISO | Janesville | 1982 | 3 |  |  | Petroleum Liquids | 0.7 | MN | Waseca | 44.1172 | -93.7073 | 1955 | 5
MISO | Janesville | 1982 | 4 |  |  | Petroleum Liquids | 1.8 | MN | Waseca | 44.1172 | -93.7073 | 1998 | 12
MISO | Jean Duluth Solar | 66743 | DUL |  |  | Solar Photovoltaic | 1.6 | MN | St Louis | 46.8738 | -92.052 | 2022 | 12
MISO | Jeffers Wind 20 LLC | 56750 | 1 |  |  | Onshore Wind Turbine | 50 | MN | Cottonwood | 44.0578 | -95.2525 | 2008 | 10
MISO | Jefferson Solar Park | 59771 | JSP01 |  |  | Solar Photovoltaic | 1 | WI | Jefferson | 43.0146 | -88.7992 | 2013 | 12
MISO | Jessica Mills LLC | 55564 | JM30 |  |  | Onshore Wind Turbine | 1.9 | MN | Lincoln | 44.4278 | -96.43 | 2001 | 2
MISO | Jim Falls | 4008 | 1 |  |  | Conventional Hydroelectric | 29.6 | WI | Chippewa | 45.051 | -91.274 | 1988 | 8
MISO | Jim Falls | 4008 | 2 |  |  | Conventional Hydroelectric | 29.6 | WI | Chippewa | 45.051 | -91.274 | 1988 | 8
MISO | Jim Falls | 4008 | 4 |  |  | Conventional Hydroelectric | 0.6 | WI | Chippewa | 45.051 | -91.274 | 1988 | 7
MISO | John A Logan College Solar | 61878 | JALC |  |  | Solar Photovoltaic | 1.3 | IL | Williamson | 37.7506 | -89.0853 | 2019 | 12
MISO | John Deere Dubuque Works | 54414 | GE10 |  |  | Petroleum Liquids | 1.5 | IA | Dubuque | 42.5734 | -90.6926 | 1994 | 6
MISO | John Deere Dubuque Works | 54414 | GEN5 |  |  | Petroleum Liquids | 1.5 | IA | Dubuque | 42.5734 | -90.6926 | 1994 | 6
MISO | John Deere Dubuque Works | 54414 | GEN6 |  |  | Petroleum Liquids | 1.5 | IA | Dubuque | 42.5734 | -90.6926 | 1994 | 6
MISO | John Deere Dubuque Works | 54414 | GEN7 |  |  | Petroleum Liquids | 1.5 | IA | Dubuque | 42.5734 | -90.6926 | 1994 | 6
MISO | John Deere Dubuque Works | 54414 | GEN8 |  |  | Petroleum Liquids | 1.5 | IA | Dubuque | 42.5734 | -90.6926 | 1994 | 6
MISO | John Deere Dubuque Works | 54414 | GEN9 |  |  | Petroleum Liquids | 1.5 | IA | Dubuque | 42.5734 | -90.6926 | 1994 | 6
MISO | John H Warden | 1772 | 1 |  |  | Wood/Wood Waste Biomass | 22 | MI | Baraga | 46.7553 | -88.4558 | 1959 | 8
MISO | John P Madgett | 4271 | 1 |  |  | Conventional Steam Coal | 387 | WI | Buffalo | 44.3036 | -91.9126 | 1979 | 11
MISO | Johnson 1 Community Solar | 61686 | PV1 |  |  | Solar Photovoltaic | 1 | MN | Chisago | 45.4832 | -92.8152 | 2018 | 8
MISO | Johnson CSG 1 | 64991 | JOHN |  |  | Solar Photovoltaic | 1 | MN | Chisago | 45.4852 | -92.8156 | 2021 | 12
MISO | Johnson CSG 2 | 66030 | JOHN2 |  |  | Solar Photovoltaic | 1 | MN | Chisago | 45.4895 | -92.8501 | 2023 | 3
MISO | Johnson Co. Solar RES | 59990 | PV1 |  |  | Solar Photovoltaic | 1.1 | IN | Johnson | 39.518 | -86.0684 | 2016 | 10
MISO | Johnson County Hills Solar | 64985 | JCHS |  |  | Solar Photovoltaic | 3 | IA | Johnson | 41.5723 | -91.543 | 2022 | 1
MISO | Johnson Falls | 4067 | 1 |  |  | Conventional Hydroelectric | 1.7 | WI | Marinette | 45.2875 | -88.1603 | 1923 | 7
MISO | Johnson Falls | 4067 | 2 |  |  | Conventional Hydroelectric | 1.7 | WI | Marinette | 45.2875 | -88.1603 | 1923 | 7
MISO | Johnson II Community Solar | 61695 | PV1 |  |  | Solar Photovoltaic | 1 | MN | Chisago | 45.492 | -92.8542 | 2018 | 9
MISO | Johnson Solar CSG | 61380 | JOHN1 |  |  | Solar Photovoltaic | 1 | MN | Pipestone | 43.9121 | -96.187 | 2018 | 1
MISO | Johnson Solar CSG | 61380 | JOHN2 |  |  | Solar Photovoltaic | 1 | MN | Pipestone | 43.9121 | -96.187 | 2018 | 1
MISO | Johnson Solar CSG | 61380 | JOHN3 |  |  | Solar Photovoltaic | 1 | MN | Pipestone | 43.9121 | -96.187 | 2018 | 1
MISO | Johnson Solar CSG | 61380 | JOHN4 |  |  | Solar Photovoltaic | 1 | MN | Pipestone | 43.9121 | -96.187 | 2018 | 1
MISO | Johnson Solar CSG | 61380 | JOHN5 |  |  | Solar Photovoltaic | 0.7 | MN | Pipestone | 43.9121 | -96.187 | 2018 | 1
MISO | Jones Dairy | 67386 | 1 |  |  | Solar Photovoltaic | 2.3 | WI | Jefferson | 42.9193 | -88.8479 | 2021 | 7
MISO | Jonesboro CWL Solar Park | 67487 | 1 |  |  | Solar Photovoltaic | 10 | AR | Craighead | 35.8143 | -90.5787 | 2022 | 6
MISO | Jonesboro City Water & Light Plant | 56505 | SN01 |  |  | Natural Gas Fired Combustion Turbine | 24.5 | AR | Craighead | 35.8486 | -90.7254 | 1999 | 7
MISO | Jonesboro City Water & Light Plant | 56505 | SN02 |  |  | Natural Gas Fired Combustion Turbine | 21.4 | AR | Craighead | 35.8486 | -90.7254 | 1999 | 7
MISO | Jonesboro City Water & Light Plant | 56505 | SN04 |  |  | Natural Gas Fired Combustion Turbine | 60.5 | AR | Craighead | 35.8486 | -90.7254 | 2000 | 5
MISO | Jonesboro City Water & Light Plant | 56505 | SN06 |  |  | Natural Gas Fired Combustion Turbine | 57.4 | AR | Craighead | 35.8486 | -90.7254 | 2003 | 5
MISO | Jonesboro City Water & Light Plant | 56505 | SN07 |  |  | Natural Gas Fired Combustion Turbine | 60.5 | AR | Craighead | 35.8486 | -90.7254 | 2007 | 5
MISO | Jordan Creek Wind Farm, LLC | 63389 | JCW |  |  | Onshore Wind Turbine | 398.6 | IN | Warren | 40.3816 | -87.3998 | 2020 | 12
MISO | Julia Hills LLC | 55563 | JH30 |  |  | Onshore Wind Turbine | 1.9 | MN | Lincoln | 44.4231 | -96.4458 | 2001 | 2
MISO | Junction Hilltop Wind Farm | 58444 | JHW |  |  | Onshore Wind Turbine | 8 | IA | Greene | 42.0989 | -94.2692 | 2012 | 3
MISO | K-Brink Windfarm LLC | 56206 | 1 |  |  | Onshore Wind Turbine | 2 | MN | Pipestone | 44.0197 | -96.1183 | 2003 | 2
MISO | Kahoka | 2138 | 10 |  |  | Petroleum Liquids | 1.1 | MO | Clark | 40.4225 | -91.7206 | 1999 | 7
MISO | Kahoka | 2138 | 11 |  |  | Petroleum Liquids | 1.1 | MO | Clark | 40.4225 | -91.7206 | 1999 | 7
MISO | Kahoka | 2138 | 12 |  |  | Petroleum Liquids | 1.1 | MO | Clark | 40.4225 | -91.7206 | 1999 | 9
MISO | Kahoka | 2138 | 3 |  |  | Petroleum Liquids | 0.2 | MO | Clark | 40.4225 | -91.7206 | 1941 | 1
MISO | Kahoka | 2138 | 6 |  |  | Petroleum Liquids | 0.7 | MO | Clark | 40.4225 | -91.7206 | 1952 | 1
MISO | Kahoka | 2138 | 7 |  |  | Natural Gas Internal Combustion Engine | 0.8 | MO | Clark | 40.4225 | -91.7206 | 1956 | 1
MISO | Kahoka | 2138 | 8 |  |  | Natural Gas Internal Combustion Engine | 1.5 | MO | Clark | 40.4225 | -91.7206 | 1969 | 9
MISO | Kahoka | 2138 | 9 |  |  | Natural Gas Internal Combustion Engine | 0.9 | MO | Clark | 40.4225 | -91.7206 | 1982 | 7
MISO | Kalamazoo River Generating Station | 55101 | 0001 |  |  | Natural Gas Fired Combustion Turbine | 77.4 | MI | Kalamazoo | 42.2813 | -85.495 | 1999 | 6
MISO | Kalkaska CT #1 | 7984 | 001 |  |  | Natural Gas Fired Combustion Turbine | 60.5 | MI | Kalkaska | 44.6889 | -85.2019 | 2002 | 12
MISO | Kankakee 2 | 65969 | KKS2 |  |  | Solar Photovoltaic | 1.5 | IL | Kankakee | 41.176 | -87.8795 | 2022 | 8
MISO | Kankakee Solar 1 | 68059 | KANK1 |  |  | Solar Photovoltaic | 2 | IL | Kankakee | 41.2151 | -87.9198 | 2024 | 5
MISO | Kankakee Solar 3 | 68233 | KANK3 |  |  | Solar Photovoltaic | 2 | IL | Kankakee | 41.2209 | -87.8814 | 2024 | 11
MISO | Kankakee Solar 4 LLC | 64269 | KANK |  |  | Solar Photovoltaic | 2 | IL | Kankakee | 41.1193 | -87.8265 | 2020 | 12
MISO | Kas Brothers Windfarm | 55809 | G1 |  |  | Onshore Wind Turbine | 1.5 | MN | Pipestone | 44.0119 | -96.1125 | 2001 | 12
MISO | Kaukauna City Hydro | 7822 | 1 |  |  | Conventional Hydroelectric | 2.4 | WI | Outagamie | 44.2746 | -88.3191 | 1940 | 12
MISO | Kaukauna City Hydro | 7822 | 2 |  |  | Conventional Hydroelectric | 2.4 | WI | Outagamie | 44.2746 | -88.3191 | 1942 | 10
MISO | Kaukauna Gas Turbine | 4118 | GT1 |  |  | Natural Gas Fired Combustion Turbine | 18 | WI | Outagamie | 44.2762 | -88.2654 | 1969 | 5
MISO | Kaukauna Paper Mill | 54098 | GEN1 |  |  | Wood/Wood Waste Biomass | 6 | WI | Outagamie | 44.2826 | -88.2534 | 1951 | 1
MISO | Kaukauna Paper Mill | 54098 | GEN2 |  |  | Wood/Wood Waste Biomass | 11 | WI | Outagamie | 44.2826 | -88.2534 | 1977 | 1
MISO | Kaukauna Paper Mill | 54098 | GEN3 |  |  | Wood/Wood Waste Biomass | 15.6 | WI | Outagamie | 44.2826 | -88.2534 | 1962 | 1
MISO | Kaukauna Paper Mill | 54098 | GEN4 |  |  | Natural Gas Steam Turbine | 12 | WI | Outagamie | 44.2826 | -88.2534 | 1967 | 1
MISO | Kaus Community Solar | 61716 | KAUS |  |  | Solar Photovoltaic | 1 | MN | Dodge | 44.0504 | -92.9614 | 2019 | 1
MISO | Kent County Waste to Energy Facility | 50860 | GEN1 |  |  | Municipal Solid Waste | 18 | MI | Kent | 42.9496 | -85.6932 | 1989 | 10
MISO | Kent School Road Solar 1 | 64254 | KENT |  |  | Solar Photovoltaic | 2 | IL | Stephenson | 42.3128 | -89.9034 | 2020 | 12
MISO | Kentucky Mills | 55429 | 01 |  |  | Wood/Wood Waste Biomass | 88 | KY | Hancock | 37.8948 | -86.6854 | 2001 | 6
MISO | Kenyon Municipal | 1983 | 5 |  |  | Petroleum Liquids | 1.8 | MN | Goodhue | 44.2718 | -92.9848 | 1997 | 8
MISO | Kenyon Municipal | 1983 | 6 |  |  | Petroleum Liquids | 1.8 | MN | Goodhue | 44.2718 | -92.9848 | 1997 | 8
MISO | Kenyon Municipal | 1983 | 7 |  |  | Petroleum Liquids | 1.8 | MN | Goodhue | 44.2718 | -92.9848 | 1997 | 8
MISO | Keokuk | 1109 | 1 |  |  | Conventional Hydroelectric | 7.6 | IA | Lee | 40.3965 | -91.3719 | 1913 | 8
MISO | Keokuk | 1109 | 10 |  |  | Conventional Hydroelectric | 8.8 | IA | Lee | 40.3965 | -91.3719 | 1913 | 8
MISO | Keokuk | 1109 | 11 |  |  | Conventional Hydroelectric | 8.8 | IA | Lee | 40.3965 | -91.3719 | 1913 | 8
MISO | Keokuk | 1109 | 12 |  |  | Conventional Hydroelectric | 8.8 | IA | Lee | 40.3965 | -91.3719 | 1913 | 8
MISO | Keokuk | 1109 | 13 |  |  | Conventional Hydroelectric | 8.8 | IA | Lee | 40.3965 | -91.3719 | 1913 | 8
MISO | Keokuk | 1109 | 14 |  |  | Conventional Hydroelectric | 8.8 | IA | Lee | 40.3965 | -91.3719 | 1913 | 8
MISO | Keokuk | 1109 | 15 |  |  | Conventional Hydroelectric | 8.8 | IA | Lee | 40.3965 | -91.3719 | 1913 | 8
MISO | Keokuk | 1109 | 2 |  |  | Conventional Hydroelectric | 7.6 | IA | Lee | 40.3965 | -91.3719 | 1913 | 8
MISO | Keokuk | 1109 | 3 |  |  | Conventional Hydroelectric | 7.6 | IA | Lee | 40.3965 | -91.3719 | 1913 | 8
MISO | Keokuk | 1109 | 4 |  |  | Conventional Hydroelectric | 7.6 | IA | Lee | 40.3965 | -91.3719 | 1913 | 8
MISO | Keokuk | 1109 | 5 |  |  | Conventional Hydroelectric | 7.6 | IA | Lee | 40.3965 | -91.3719 | 1913 | 8
MISO | Keokuk | 1109 | 6 |  |  | Conventional Hydroelectric | 7.6 | IA | Lee | 40.3965 | -91.3719 | 1913 | 8
MISO | Keokuk | 1109 | 7 |  |  | Conventional Hydroelectric | 8.8 | IA | Lee | 40.3965 | -91.3719 | 1913 | 8
MISO | Keokuk | 1109 | 8 |  |  | Conventional Hydroelectric | 8.8 | IA | Lee | 40.3965 | -91.3719 | 1913 | 8
MISO | Keokuk | 1109 | 9 |  |  | Conventional Hydroelectric | 8.8 | IA | Lee | 40.3965 | -91.3719 | 1913 | 8
MISO | Kern A Community Solar, LLC CSG | 64465 | KERN |  |  | Solar Photovoltaic | 2 | IL | Franklin | 37.8975 | -88.9524 | 2021 | 7
MISO | Kerria Solar, LLC | 63315 | KERIA |  |  | Solar Photovoltaic | 1 | MN | Renville | 44.7956 | -95.2032 | 2020 | 10
MISO | Kilbourn | 4053 | 2 |  |  | Conventional Hydroelectric | 2.5 | WI | Columbia | 43.6258 | -89.7808 | 1939 | 7
MISO | Kilbourn | 4053 | HC1 |  |  | Conventional Hydroelectric | 2.2 | WI | Columbia | 43.6258 | -89.7808 | 1926 | 7
MISO | Kilbourn | 4053 | HC5 |  |  | Conventional Hydroelectric | 2.5 | WI | Columbia | 43.6258 | -89.7808 | 1935 | 7
MISO | Kilbourn | 4053 | HC6 |  |  | Conventional Hydroelectric | 2.5 | WI | Columbia | 43.6258 | -89.7808 | 1937 | 7
MISO | Kimberly Mill | 54885 | 1H |  |  | Conventional Hydroelectric | 0.7 | WI | Outagamie | 44.2769 | -88.3344 | 1926 | 1
MISO | Kimberly Mill | 54885 | 2H |  |  | Conventional Hydroelectric | 0.7 | WI | Outagamie | 44.2769 | -88.3344 | 1927 | 1
MISO | Kimberly Mill | 54885 | 3H |  |  | Conventional Hydroelectric | 0.7 | WI | Outagamie | 44.2769 | -88.3344 | 1927 | 1
MISO | Kimmel Road Solar, LLC | 66632 | PV |  |  | Solar Photovoltaic | 50 | IL | Perry | 38.0501 | -89.2127 | 2024 | 10
MISO | Kindred School | 56242 | 1 |  |  | Petroleum Liquids | 2 | ND | Cass | 46.6497 | -97.0095 | 2001 | 10
MISO | Kingsford | 1778 | 1 |  |  | Conventional Hydroelectric | 2.4 | MI | Dickinson | 45.808 | -88.1251 | 1924 | 5
MISO | Kingsford | 1778 | 2 |  |  | Conventional Hydroelectric | 2.4 | MI | Dickinson | 45.808 | -88.1251 | 1924 | 5
MISO | Kingsford | 1778 | 3 |  |  | Conventional Hydroelectric | 2.4 | MI | Dickinson | 45.808 | -88.1251 | 1924 | 5
MISO | Kinmundy | 55204 | 1 |  |  | Natural Gas Fired Combustion Turbine | 135 | IL | Marion | 38.7619 | -89.0128 | 2001 | 4
MISO | Kinmundy | 55204 | 2 |  |  | Natural Gas Fired Combustion Turbine | 135 | IL | Marion | 38.7619 | -89.0128 | 2001 | 5
MISO | Kleber | 1871 | K1 |  |  | Conventional Hydroelectric | 0.6 | MI | Cheboygan | 45.392 | -84.3333 | 1949 | 1
MISO | Kleber | 1871 | K2 |  |  | Conventional Hydroelectric | 0.6 | MI | Cheboygan | 45.392 | -84.3333 | 1949 | 1
MISO | Kleber | 1871 | T1 |  |  | Conventional Hydroelectric | 0.3 | MI | Cheboygan | 45.392 | -84.3333 | 1925 | 1
MISO | Kleber | 1871 | T2 |  |  | Conventional Hydroelectric | 0.3 | MI | Cheboygan | 45.392 | -84.3333 | 1925 | 1
MISO | Knife Falls | 1895 | 1 |  |  | Conventional Hydroelectric | 0.8 | MN | Carlton | 46.7266 | -92.4486 | 1922 | 1
MISO | Knife Falls | 1895 | 2 |  |  | Conventional Hydroelectric | 0.8 | MN | Carlton | 46.7266 | -92.4486 | 1922 | 1
MISO | Knife Falls | 1895 | 3 |  |  | Conventional Hydroelectric | 0.8 | MN | Carlton | 46.7266 | -92.4486 | 1922 | 1
MISO | Knoxville Battery Energy Storage | 62569 | ES1 |  |  | Batteries | 1.1 | IA | Marion | 41.316 | -93.061 | 2018 | 12
MISO | Knoxville Industrial | 7849 | 1 |  |  | Petroleum Liquids | 2 | IA | Marion | 41.316 | -93.061 | 2000 | 4
MISO | Knoxville Industrial | 7849 | 2 |  |  | Petroleum Liquids | 2 | IA | Marion | 41.316 | -93.061 | 2000 | 4
MISO | Knoxville Industrial | 7849 | 3 |  |  | Petroleum Liquids | 2 | IA | Marion | 41.316 | -93.061 | 2000 | 4
MISO | Knoxville Industrial | 7849 | 4 |  |  | Petroleum Liquids | 2 | IA | Marion | 41.316 | -93.061 | 2000 | 4
MISO | Knoxville Industrial | 7849 | 5 |  |  | Petroleum Liquids | 2 | IA | Marion | 41.316 | -93.061 | 2000 | 4
MISO | Knoxville Industrial | 7849 | 6 |  |  | Petroleum Liquids | 2 | IA | Marion | 41.316 | -93.061 | 2000 | 4
MISO | Knoxville Industrial | 7849 | 7 |  |  | Petroleum Liquids | 2 | IA | Marion | 41.316 | -93.061 | 2000 | 4
MISO | Knoxville Industrial | 7849 | 8 |  |  | Petroleum Liquids | 2 | IA | Marion | 41.316 | -93.061 | 2000 | 4
MISO | Koda Biomass Plant | 57119 | 2222 |  |  | Other Waste Biomass | 23.4 | MN | Scott | 44.7956 | -93.5386 | 2009 | 5
MISO | Kohler Solar | 65681 | PV1 |  |  | Solar Photovoltaic | 2.3 | WI | Sheboygan | 43.747 | -87.7657 | 2022 | 6
MISO | Kokomo Solar 1, LLC | 60864 | PV1 |  |  | Solar Photovoltaic | 5.4 | IN | Howard | 40.473 | -86.146 | 2016 | 12
MISO | Koppelman Sun CSG | 61381 | KOPP1 |  |  | Solar Photovoltaic | 1 | MN | Blue Earth | 44.1826 | -93.8763 | 2017 | 11
MISO | Koppelman Sun CSG | 61381 | KOPP2 |  |  | Solar Photovoltaic | 1 | MN | Blue Earth | 44.1826 | -93.8763 | 2017 | 11
MISO | Koppelman Sun CSG | 61381 | KOPP3 |  |  | Solar Photovoltaic | 1 | MN | Blue Earth | 44.1826 | -93.8763 | 2017 | 11
MISO | Koppelman Sun CSG | 61381 | KOPP4 |  |  | Solar Photovoltaic | 1 | MN | Blue Earth | 44.1826 | -93.8763 | 2017 | 11
MISO | Koppelman Sun CSG | 61381 | KOPP5 |  |  | Solar Photovoltaic | 1 | MN | Blue Earth | 44.1826 | -93.8763 | 2017 | 11
MISO | Kossuth | 62103 | 1 |  |  | Onshore Wind Turbine | 152.2 | IA | Kossuth | 42.9947 | -94.1287 | 2020 | 10
MISO | Kossuth County Wind | 65725 | KCW |  |  | Onshore Wind Turbine | 70 | IA | Kossuth | 42.9867 | -94.1336 | 2022 | 12
MISO | Kramer Solar CSG | 61058 | 0000B |  |  | Solar Photovoltaic | 1 | MN | Renville | 44.747 | -94.7057 | 2017 | 12
MISO | Kramer Solar CSG | 61058 | KRAM2 |  |  | Solar Photovoltaic | 1 | MN | Renville | 44.747 | -94.7057 | 2017 | 12
MISO | Kramer Solar CSG | 61058 | KRAM3 |  |  | Solar Photovoltaic | 1 | MN | Renville | 44.747 | -94.7057 | 2017 | 12
MISO | Krause CSG | 61506 | KRAUS |  |  | Solar Photovoltaic | 1 | MN | Renville | 44.7956 | -95.2097 | 2018 | 5
MISO | L L Wilkins | 2059 | 6 |  |  | Natural Gas Fired Combined Cycle | 6 | MS | Coahoma | 34.1845 | -90.5627 | 1996 | 10
MISO | L L Wilkins | 2059 | 7 |  |  | Natural Gas Fired Combined Cycle | 7.5 | MS | Coahoma | 34.1845 | -90.5627 | 1961 | 10
MISO | L L Wilkins | 2059 | 8 |  |  | Natural Gas Fired Combined Cycle | 16.2 | MS | Coahoma | 34.1845 | -90.5627 | 1965 | 10
MISO | L L Wilkins | 2059 | 9 |  |  | Natural Gas Fired Combined Cycle | 25.5 | MS | Coahoma | 34.1845 | -90.5627 | 1971 | 10
MISO | LA3 West Baton Rouge Solar Facility | 61646 | LA3WB |  |  | Solar Photovoltaic | 50 | LA | West Baton Rouge | 30.4651 | -91.3319 | 2020 | 9
MISO | LAC Courte Oreilles Hydroelect | 10453 | U1 |  |  | Conventional Hydroelectric | 0.2 | WI | Sawyer | 45.8883 | -91.0769 | 1986 | 12
MISO | LAC Courte Oreilles Hydroelect | 10453 | U2 |  |  | Conventional Hydroelectric | 1.6 | WI | Sawyer | 45.8883 | -91.0769 | 1986 | 12
MISO | LAC Courte Oreilles Hydroelect | 10453 | U3 |  |  | Conventional Hydroelectric | 1.6 | WI | Sawyer | 45.8883 | -91.0769 | 1986 | 12
MISO | LEPA Unit No. 1 | 58478 | LEPA1 |  |  | Natural Gas Fired Combined Cycle | 57 | LA | St Mary | 29.6911 | -91.1928 | 2016 | 6
MISO | LEPA Unit No. 1 | 58478 | LEPA2 |  |  | Natural Gas Fired Combined Cycle | 17.1 | LA | St Mary | 29.6911 | -91.1928 | 2016 | 6
MISO | LRWRA | 67520 | 63617 |  |  | Solar Photovoltaic | 4 | AR | Logan | 35.1474 | -93.8709 | 2023 | 8
MISO | LSP-Cottage Grove LP | 55010 | CTG1 |  |  | Natural Gas Fired Combined Cycle | 177.3 | MN | Washington | 44.7956 | -92.9119 | 1997 | 10
MISO | LSP-Cottage Grove LP | 55010 | STG1 |  |  | Natural Gas Fired Combined Cycle | 106.2 | MN | Washington | 44.7956 | -92.9119 | 1997 | 10
MISO | LSU Cogen | 58428 | 1-02 |  |  | Natural Gas Fired Combustion Turbine | 19.6 | LA | East Baton Rouge | 30.4106 | -91.1814 | 2004 | 12
MISO | La Farge | 4124 | 2A |  |  | Petroleum Liquids | 1.5 | WI | Vernon | 43.5774 | -90.6419 | 1990 | 10
MISO | La Porte | 1156 | 3A |  |  | Petroleum Liquids | 1.8 | IA | Black Hawk | 42.3159 | -92.1928 | 2000 | 12
MISO | La Porte | 1156 | 4A |  |  | Petroleum Liquids | 1.8 | IA | Black Hawk | 42.3159 | -92.1928 | 2000 | 12
MISO | La Porte | 1156 | 6 |  |  | Petroleum Liquids | 1.8 | IA | Black Hawk | 42.3159 | -92.1928 | 2013 | 7
MISO | LaFayette Solar WI, LLC | 67730 | 20246 |  |  | Solar Photovoltaic | 6 | WI | Walworth | 42.7021 | -88.5331 | 2024 | 12
MISO | Labadie | 2103 | 1 |  |  | Conventional Steam Coal | 573.7 | MO | Franklin | 38.5622 | -90.8377 | 1970 | 6
MISO | Labadie | 2103 | 2 |  |  | Conventional Steam Coal | 573.7 | MO | Franklin | 38.5622 | -90.8377 | 1971 | 6
MISO | Labadie | 2103 | 3 |  |  | Conventional Steam Coal | 621 | MO | Franklin | 38.5622 | -90.8377 | 1972 | 8
MISO | Labadie | 2103 | 4 |  |  | Conventional Steam Coal | 621 | MO | Franklin | 38.5622 | -90.8377 | 1973 | 8
MISO | Lady Slipper Solar Array CSG | 62414 | PV1 |  |  | Solar Photovoltaic | 4.5 | MN | Goodhue | 44.5544 | -92.6617 | 2019 | 10
MISO | Ladysmith Dam | 3986 | 1 |  |  | Conventional Hydroelectric | 0.9 | WI | Rusk | 45.4644 | -91.0836 | 1940 | 1
MISO | Ladysmith Dam | 3986 | 2 |  |  | Conventional Hydroelectric | 0.9 | WI | Rusk | 45.4644 | -91.0836 | 1940 | 1
MISO | Ladysmith Dam | 3986 | 3 |  |  | Conventional Hydroelectric | 1.6 | WI | Rusk | 45.4644 | -91.0836 | 1983 | 11
MISO | Lafayette DPC Solar | 60888 | PV1 |  |  | Solar Photovoltaic | 1 | WI | Chippewa | 44.8878 | -91.3524 | 2017 | 6
MISO | Lahr 1, LLC | 61203 | PV1 |  |  | Solar Photovoltaic | 5 | MN | Stearns | 45.4312 | -94.426 | 2018 | 1
MISO | Lake Benton I | 55208 | EXIS |  |  | Onshore Wind Turbine | 107.2 | MN | Lincoln | 44.2917 | -96.375 | 1998 | 2
MISO | Lake Benton II | 55265 | EXIS |  |  | Onshore Wind Turbine | 100.2 | MN | Pipestone | 44.1294 | -96.117 | 1999 | 6
MISO | Lake Catherine | 170 | 4 |  |  | Natural Gas Steam Turbine | 552.5 | AR | Hot Spring | 34.4341 | -92.9049 | 1970 | 4
MISO | Lake Charles Plant | 58310 | G-1 |  |  | All Other | 36.4 | LA | Calcasieu | 30.1489 | -93.3356 | 2012 | 12
MISO | Lake Charles Polymers | 57884 | G-900 |  |  | Natural Gas Fired Combustion Turbine | 14.3 | LA | Calcasieu | 30.1966 | -93.322 | 2011 | 9
MISO | Lake Charles Polymers | 57884 | G-901 |  |  | Natural Gas Internal Combustion Engine | 8.4 | LA | Calcasieu | 30.1966 | -93.322 | 2011 | 9
MISO | Lake Charles Polymers | 57884 | G-902 |  |  | Natural Gas Internal Combustion Engine | 8.4 | LA | Calcasieu | 30.1966 | -93.322 | 2011 | 9
MISO | Lake Charles Power | 60927 | 1A |  |  | Natural Gas Fired Combined Cycle | 250 | LA | Calcasieu | 30.271 | -93.2886 | 2020 | 3
MISO | Lake Charles Power | 60927 | 1B |  |  | Natural Gas Fired Combined Cycle | 250 | LA | Calcasieu | 30.271 | -93.2886 | 2020 | 3
MISO | Lake Charles Power | 60927 | 1C |  |  | Natural Gas Fired Combined Cycle | 500 | LA | Calcasieu | 30.271 | -93.2886 | 2020 | 3
MISO | Lake Crystal | 1985 | 1 |  |  | Petroleum Liquids | 0.6 | MN | Blue Earth | 44.1069 | -94.2197 | 1952 | 5
MISO | Lake Crystal | 1985 | 3 |  |  | Petroleum Liquids | 2 | MN | Blue Earth | 44.1069 | -94.2197 | 1971 | 5
MISO | Lake Crystal | 1985 | 4 |  |  | Petroleum Liquids | 1.2 | MN | Blue Earth | 44.1069 | -94.2197 | 1955 | 5
MISO | Lake Crystal | 1985 | 5 |  |  | Petroleum Liquids | 2 | MN | Blue Earth | 44.1069 | -94.2197 | 1999 | 11
MISO | Lake Emily Solar | 60526 | PV1 |  |  | Solar Photovoltaic | 4.5 | MN | Nicollet | 44.3204 | -93.9032 | 2016 | 12
MISO | Lake Lilian Solar | 68047 | 30796 |  |  | Solar Photovoltaic | 1 | MN | Kandiyohi | 44.9368 | -94.8919 | 2024 | 12
MISO | Lake Mills | 1154 | 4 |  |  | Petroleum Liquids | 1.3 | IA | Winnebago | 43.4172 | -93.5322 | 1962 | 11
MISO | Lake Mills | 1154 | 5 |  |  | Petroleum Liquids | 0.9 | IA | Winnebago | 43.4172 | -93.5322 | 1956 | 1
MISO | Lake Mills | 1154 | 6 |  |  | Petroleum Liquids | 5.7 | IA | Winnebago | 43.4172 | -93.5322 | 1979 | 3
MISO | Lake Mills | 1154 | 7 |  |  | Petroleum Liquids | 7.6 | IA | Winnebago | 43.4172 | -93.5322 | 1999 | 6
MISO | Lake Mills Gas Recovery | 56521 | GEN1 |  |  | Landfill Gas | 0.8 | IA | Winnebago | 43.3864 | -93.5589 | 2006 | 3
MISO | Lake Mills Gas Recovery | 56521 | GEN2 |  |  | Landfill Gas | 0.8 | IA | Winnebago | 43.3864 | -93.5589 | 2006 | 3
MISO | Lake Mills Gas Recovery | 56521 | GEN3 |  |  | Landfill Gas | 0.8 | IA | Winnebago | 43.3864 | -93.5589 | 2006 | 3
MISO | Lake Mills Gas Recovery | 56521 | GEN4 |  |  | Landfill Gas | 0.8 | IA | Winnebago | 43.3864 | -93.5589 | 2006 | 3
MISO | Lake Mills Gas Recovery | 56521 | GEN5 |  |  | Landfill Gas | 0.8 | IA | Winnebago | 43.3864 | -93.5589 | 2006 | 3
MISO | Lake Park | 1153 | 2 |  |  | Petroleum Liquids | 1 | IA | Dickinson | 43.4301 | -95.3153 | 1958 | 88
MISO | Lake Park | 1153 | 3 |  |  | Petroleum Liquids | 2 | IA | Dickinson | 43.4301 | -95.3153 | 2005 | 4
MISO | Lake Preston | 3352 | 1A |  |  | Petroleum Liquids | 24.1 | SD | Kingsbury | 44.3649 | -97.3811 | 1978 | 6
MISO | Lake Pulaski Solar | 60527 | PV1 |  |  | Solar Photovoltaic | 7.5 | MN | Wright | 45.1959 | -93.8121 | 2016 | 12
MISO | Lake Region Community Hybrid, LLC | 62442 | LRCH |  |  | Onshore Wind Turbine | 2 | MN | Otter Tail | 46.5051 | -96.1573 | 2018 | 12
MISO | Lake Region Community Hybrid, LLC | 62442 | LRCHS |  |  | Solar Photovoltaic | 0.5 | MN | Otter Tail | 46.5051 | -96.1573 | 2018 | 12
MISO | Lake Waconia Community Solar Garden | 61572 | 38610 |  |  | Solar Photovoltaic | 1 | MN | Carver | 44.875 | -93.815 | 2018 | 2
MISO | Lake Waconia IV Community Solar Garden | 61573 | 40926 |  |  | Solar Photovoltaic | 1 | MN | Carver | 44.875 | -93.815 | 2018 | 2
MISO | Lake Wilson Solar | 68046 | 30801 |  |  | Solar Photovoltaic | 1 | MN | Murray | 43.9804 | -95.9549 | 2024 | 12
MISO | Lake Winds Energy Park | 57984 | LWEP |  |  | Onshore Wind Turbine | 100.8 | MI | Mason | 43.8719 | -86.3347 | 2012 | 11
MISO | Lakefield Junction | 7925 | 1 |  |  | Natural Gas Fired Combustion Turbine | 89.3 | MN | Martin | 43.7984 | -94.8415 | 2001 | 6
MISO | Lakefield Junction | 7925 | 2 |  |  | Natural Gas Fired Combustion Turbine | 89.3 | MN | Martin | 43.7984 | -94.8415 | 2001 | 6
MISO | Lakefield Junction | 7925 | 3 |  |  | Natural Gas Fired Combustion Turbine | 89.3 | MN | Martin | 43.7984 | -94.8415 | 2001 | 6
MISO | Lakefield Junction | 7925 | 4 |  |  | Natural Gas Fired Combustion Turbine | 89.3 | MN | Martin | 43.7984 | -94.8415 | 2001 | 6
MISO | Lakefield Junction | 7925 | 5 |  |  | Natural Gas Fired Combustion Turbine | 89.3 | MN | Martin | 43.7984 | -94.8415 | 2001 | 6
MISO | Lakefield Junction | 7925 | 6 |  |  | Natural Gas Fired Combustion Turbine | 89.3 | MN | Martin | 43.7984 | -94.8415 | 2001 | 6
MISO | Lakefield Junction | 7925 | 7 |  |  | Petroleum Liquids | 2 | MN | Martin | 43.7984 | -94.8415 | 2002 | 4
MISO | Lakefield Utilities | 7415 | 5 |  |  | Petroleum Liquids | 1.2 | MN | Jackson | 43.6742 | -95.1706 | 1985 | 2
MISO | Lakefield Utilities | 7415 | 6 |  |  | Petroleum Liquids | 2.2 | MN | Jackson | 43.6742 | -95.1706 | 2003 | 6
MISO | Lakefield Wind Project LLC | 57374 | LAKE1 |  |  | Onshore Wind Turbine | 205.5 | MN | Jackson | 43.675 | -95.1567 | 2011 | 10
MISO | Lakeside | 964 | D1 |  |  | Petroleum Liquids | 1.8 | IL | Sangamon | 39.7573 | -89.6005 | 2002 | 6
MISO | Lakeside | 964 | D2 |  |  | Petroleum Liquids | 1.8 | IL | Sangamon | 39.7573 | -89.6005 | 2002 | 6
MISO | Lakeside | 964 | D3 |  |  | Petroleum Liquids | 1.8 | IL | Sangamon | 39.7573 | -89.6005 | 2002 | 6
MISO | Lakeswind Power Partners | 58836 | LW1 |  |  | Onshore Wind Turbine | 51.8 | MN | Clay | 46.7181 | -96.2119 | 2014 | 3
MISO | Lakota Ridge LLC | 55353 | NMO1 |  |  | Onshore Wind Turbine | 11.2 | MN | Lincoln | 44.3996 | -96.4284 | 1999 | 4
MISO | Lamoni Municipal Utilities | 1155 | 2 |  |  | Petroleum Liquids | 0.2 | IA | Decatur | 40.622 | -93.9326 | 1940 | 3
MISO | Lamoni Municipal Utilities | 1155 | 3 |  |  | Petroleum Liquids | 0.3 | IA | Decatur | 40.622 | -93.9326 | 1941 | 8
MISO | Lamoni Municipal Utilities | 1155 | 4 |  |  | Petroleum Liquids | 0.6 | IA | Decatur | 40.622 | -93.9326 | 1948 | 12
MISO | Lamoni Municipal Utilities | 1155 | 5 |  |  | Petroleum Liquids | 1.1 | IA | Decatur | 40.622 | -93.9326 | 1955 | 1
MISO | Lamoni Municipal Utilities | 1155 | 6 |  |  | Petroleum Liquids | 0.5 | IA | Decatur | 40.622 | -93.9326 | 1993 | 2
MISO | Lamoni Municipal Utilities | 1155 | 7 |  |  | Petroleum Liquids | 2.5 | IA | Decatur | 40.622 | -93.9326 | 2011 | 5
MISO | Lamoni Municipal Utilities | 1155 | 8 |  |  | Petroleum Liquids | 2.5 | IA | Decatur | 40.622 | -93.9326 | 2011 | 5
MISO | Lanesboro | 1987 | 2 |  |  | Conventional Hydroelectric | 0.3 | MN | Fillmore | 43.72 | -91.9777 | 1923 | 1
MISO | Lanesboro | 1987 | 4 |  |  | Petroleum Liquids | 2.3 | MN | Fillmore | 43.72 | -91.9777 | 2004 | 6
MISO | Lanesville Solar RES | 59984 | PV1 |  |  | Solar Photovoltaic | 1.1 | IN | Harrison | 38.2717 | -85.9864 | 2015 | 12
MISO | Langdon Renewables, LLC | 56605 | GE15 |  |  | Onshore Wind Turbine | 118.5 | ND | Cavalier | 48.63 | -98.315 | 2007 | 12
MISO | Langdon Wind Energy Center | 57033 | 1 |  |  | Onshore Wind Turbine | 40.5 | ND | Cavalier | 48.6303 | -98.3169 | 2007 | 12
MISO | Langdon Wind II LLC | 56912 | GE15 |  |  | Onshore Wind Turbine | 40.5 | ND | Cavalier | 48.6292 | -98.3164 | 2008 | 9
MISO | Lange Solar | 63543 | LNGE |  |  | Solar Photovoltaic | 1 | MN | Olmsted | 44.0282 | -92.6391 | 2019 | 9
MISO | Lannon Stone | 67430 | 1 |  |  | Solar Photovoltaic | 2.3 | WI | Waukesha | 43.107 | -88.2273 | 2021 | 12
MISO | Lansing BWL REO Town Plant | 58427 | CTG1 |  |  | Natural Gas Fired Combined Cycle | 42 | MI | Ingham | 42.7197 | -84.5517 | 2013 | 7
MISO | Lansing BWL REO Town Plant | 58427 | CTG2 |  |  | Natural Gas Fired Combined Cycle | 42 | MI | Ingham | 42.7197 | -84.5517 | 2013 | 7
MISO | Lansing BWL REO Town Plant | 58427 | ST |  |  | Natural Gas Fired Combined Cycle | 14 | MI | Ingham | 42.7197 | -84.5517 | 2013 | 7
MISO | Lantana Solar, LLC | 63311 | LANTA |  |  | Solar Photovoltaic | 1 | MN | Redwood | 44.646 | -95.358 | 2021 | 1
MISO | Laskin Solar | 66742 | LAK |  |  | Solar Photovoltaic | 5.6 | MN | St Louis | 47.5226 | -92.1783 | 2022 | 12
MISO | Laurel Village (CSG) | 63679 | LAUR |  |  | Solar Photovoltaic | 1 | MN | Wright | 45.0838 | -94.1797 | 2020 | 4
MISO | Laurel Wind Farm | 57500 | LWF |  |  | Onshore Wind Turbine | 123.4 | IA | Marshall | 41.8833 | -92.9333 | 2011 | 12
MISO | Lawrence County Station | 7948 | 1 |  |  | Natural Gas Fired Combustion Turbine | 67 | IN | Lawrence | 38.8003 | -86.4511 | 2005 | 5
MISO | Lawrence County Station | 7948 | 2 |  |  | Natural Gas Fired Combustion Turbine | 67 | IN | Lawrence | 38.8003 | -86.4511 | 2005 | 5
MISO | Lawrence County Station | 7948 | 3 |  |  | Natural Gas Fired Combustion Turbine | 67 | IN | Lawrence | 38.8003 | -86.4511 | 2005 | 5
MISO | Lawrence County Station | 7948 | 4 |  |  | Natural Gas Fired Combustion Turbine | 67 | IN | Lawrence | 38.8003 | -86.4511 | 2005 | 5
MISO | Lawrence County Station | 7948 | 5 |  |  | Natural Gas Fired Combustion Turbine | 67 | IN | Lawrence | 38.8003 | -86.4511 | 2005 | 5
MISO | Lawrence County Station | 7948 | 6 |  |  | Natural Gas Fired Combustion Turbine | 67 | IN | Lawrence | 38.8003 | -86.4511 | 2005 | 5
MISO | Lawrence Creek Solar | 60528 | PV1 |  |  | Solar Photovoltaic | 3.5 | MN | Chisago | 45.4013 | -92.6937 | 2016 | 12
MISO | LeSun CSG, LLC | 61544 | GEN1 |  |  | Solar Photovoltaic | 5 | MN | Le Sueur | 44.2134 | -93.5524 | 2018 | 1
MISO | Ledgeview | 67056 | 708 |  |  | Solar Photovoltaic | 5 | WI | Fond Du Lac | 43.7798 | -88.3465 | 2024 | 8
MISO | Ledyard Windpower, LLC | 65390 | LDYRD |  |  | Onshore Wind Turbine | 207 | IA | Kossuth | 43.4301 | -94.107 | 2022 | 12
MISO | Lee Creek Water Treatment Facility | 54283 | 0209 |  |  | Conventional Hydroelectric | 1.3 | AR | Crawford | 35.4845 | -94.3929 | 1992 | 11
MISO | Lemond Solar | 61072 | LEMND |  |  | Solar Photovoltaic | 5 | MN | Steele | 44.081 | -93.2859 | 2017 | 6
MISO | Lemonweir (Oak 1) | 66760 | 713 |  |  | Solar Photovoltaic | 3 | WI | Juneau | 43.7382 | -90.013 | 2023 | 12
MISO | Lenape II | 58703 | 1 |  |  | Solar Photovoltaic | 4 | IN | Marion | 39.7767 | -86.0428 | 2015 | 11
MISO | Lennon Generating | 59436 | 10 |  |  | Landfill Gas | 1.6 | MI | Shiawassee | 42.9817 | -83.9794 | 2012 | 9
MISO | Lennon Generating | 59436 | 7 |  |  | Landfill Gas | 1.6 | MI | Shiawassee | 42.9817 | -83.9794 | 2014 | 5
MISO | Lennon Generating | 59436 | 8 |  |  | Landfill Gas | 1.6 | MI | Shiawassee | 42.9817 | -83.9794 | 2014 | 5
MISO | Lennon Generating | 59436 | 9 |  |  | Landfill Gas | 1.6 | MI | Shiawassee | 42.9817 | -83.9794 | 2012 | 9
MISO | Lenox | 1158 | 1 |  |  | Petroleum Liquids | 0.3 | IA | Taylor | 40.88 | -94.5589 | 1948 | 9
MISO | Lenox | 1158 | 2 |  |  | Petroleum Liquids | 1.1 | IA | Taylor | 40.88 | -94.5589 | 1965 | 3
MISO | Lenox | 1158 | 3 |  |  | Petroleum Liquids | 0.9 | IA | Taylor | 40.88 | -94.5589 | 1966 | 3
MISO | Lenox | 1158 | 4 |  |  | Petroleum Liquids | 1.8 | IA | Taylor | 40.88 | -94.5589 | 2001 | 10
MISO | Lenox | 1158 | 5 |  |  | Petroleum Liquids | 2 | IA | Taylor | 40.88 | -94.5589 | 2016 | 2
MISO | Leo Community Solar | 61713 | LEO |  |  | Solar Photovoltaic | 1 | MN | Murray | 43.9782 | -95.8508 | 2018 | 12
MISO | Leonardo Wind 1 LLC | 59228 | WT1 |  |  | Onshore Wind Turbine | 3 | IA | Hardin | 42.4981 | -93.3678 | 2016 | 12
MISO | Letts Creek Solar, LLC | 64568 | LETTS |  |  | Solar Photovoltaic | 15 | MI | Jackson | 42.2746 | -84.1353 | 2022 | 12
MISO | Leven Garden Solar | 63425 | CGS |  |  | Solar Photovoltaic | 1 | MN | Pope | 45.7169 | -95.2636 | 2020 | 5
MISO | Lewis & Clark | 6089 | 2 |  |  | Natural Gas Internal Combustion Engine | 9.3 | MT | Richland | 47.6785 | -104.1566 | 2016 | 4
MISO | Lewis & Clark | 6089 | 3 |  |  | Natural Gas Internal Combustion Engine | 9.3 | MT | Richland | 47.6785 | -104.1566 | 2016 | 4
MISO | Lewis Creek | 3457 | 1 |  |  | Natural Gas Steam Turbine | 271.4 | TX | Montgomery | 30.4356 | -95.5214 | 1970 | 12
MISO | Lewis Creek | 3457 | 2 |  |  | Natural Gas Steam Turbine | 271.4 | TX | Montgomery | 30.4356 | -95.5214 | 1971 | 5
MISO | Liberty County Solar Project | 67159 | LIBCO |  |  | Solar Photovoltaic | 109.9 | TX | Liberty | 29.9589 | -94.8505 | 2024 | 9
MISO | Liberty I & II LFGTE | 56465 | 1 |  |  | Natural Gas Internal Combustion Engine | 0.8 | IN | White | 40.8856 | -86.7044 | 2005 | 8
MISO | Liberty I & II LFGTE | 56465 | 1-II |  |  | Natural Gas Internal Combustion Engine | 0.8 | IN | White | 40.8856 | -86.7044 | 2010 | 1
MISO | Liberty I & II LFGTE | 56465 | 1-III |  |  | Landfill Gas | 1.6 | IN | White | 40.8856 | -86.7044 | 2017 | 1
MISO | Liberty I & II LFGTE | 56465 | 2 |  |  | Natural Gas Internal Combustion Engine | 0.8 | IN | White | 40.8856 | -86.7044 | 2005 | 8
MISO | Liberty I & II LFGTE | 56465 | 2-II |  |  | Natural Gas Internal Combustion Engine | 0.8 | IN | White | 40.8856 | -86.7044 | 2010 | 1
MISO | Liberty I & II LFGTE | 56465 | 2-III |  |  | Landfill Gas | 1.6 | IN | White | 40.8856 | -86.7044 | 2017 | 1
MISO | Liberty I & II LFGTE | 56465 | 3 |  |  | Natural Gas Internal Combustion Engine | 0.8 | IN | White | 40.8856 | -86.7044 | 2005 | 8
MISO | Liberty I & II LFGTE | 56465 | 3-II |  |  | Natural Gas Internal Combustion Engine | 0.8 | IN | White | 40.8856 | -86.7044 | 2010 | 1
MISO | Liberty I & II LFGTE | 56465 | 3-III |  |  | Landfill Gas | 1.6 | IN | White | 40.8856 | -86.7044 | 2017 | 1
MISO | Liberty I & II LFGTE | 56465 | 4 |  |  | Natural Gas Internal Combustion Engine | 0.8 | IN | White | 40.8856 | -86.7044 | 2005 | 8
MISO | Liberty I & II LFGTE | 56465 | 4-II |  |  | Natural Gas Internal Combustion Engine | 0.8 | IN | White | 40.8856 | -86.7044 | 2010 | 1
MISO | Liberty I & II LFGTE | 56465 | 4-III |  |  | Landfill Gas | 1.6 | IN | White | 40.8856 | -86.7044 | 2017 | 1
MISO | Liberty Pole DPC Solar | 60891 | PV1 |  |  | Solar Photovoltaic | 1.1 | WI | Vernon | 43.4941 | -90.9071 | 2017 | 5
MISO | Libra Community Solar | 61709 | LIBR |  |  | Solar Photovoltaic | 1 | MN | Pope | 45.6712 | -95.3885 | 2018 | 11
MISO | Lightfoot Solar, LLC | 67101 | LTF10 |  |  | Solar Photovoltaic | 10 | MI | Oscoda | 44.6365 | -84.1714 | 2023 | 10
MISO | Lilly Technical Center | 58043 | 1 |  |  | Petroleum Liquids | 1 | IN | Marion | 39.7475 | -86.1831 | 1998 | 3
MISO | Lilly Technical Center | 58043 | 2 |  |  | Petroleum Liquids | 1 | IN | Marion | 39.7475 | -86.1831 | 2001 | 7
MISO | Lilly Technical Center | 58043 | 3 |  |  | Petroleum Liquids | 2 | IN | Marion | 39.7475 | -86.1831 | 2005 | 4
MISO | Lilly Technical Center | 58043 | 4 |  |  | Petroleum Liquids | 2 | IN | Marion | 39.7475 | -86.1831 | 2010 | 6
MISO | Lily Garden | 65160 | CSG |  |  | Solar Photovoltaic | 1 | MN | Waseca | 44.0796 | -93.5499 | 2023 | 7
MISO | Lime Creek | 7155 | 1 |  |  | Petroleum Liquids | 45.1 | IA | Cerro Gordo | 43.2481 | -93.205 | 1991 | 5
MISO | Lime Creek | 7155 | 2 |  |  | Petroleum Liquids | 45.1 | IA | Cerro Gordo | 43.2481 | -93.205 | 1991 | 5
MISO | Lincoln Heights I | 63432 | 32002 |  |  | Onshore Wind Turbine | 5.2 | MN | Lincoln | 44.2878 | -96.4333 | 2006 | 5
MISO | Lincoln Heights II | 63433 | 32003 |  |  | Onshore Wind Turbine | 3.9 | MN | Lincoln | 44.3155 | -96.3317 | 2006 | 5
MISO | Lincoln Land Wind | 58925 | SAN1 |  |  | Onshore Wind Turbine | 302 | IL | Sangamon | 39.8219 | -89.9558 | 2021 | 11
MISO | Lincoln Solar | 58496 | PV2 |  |  | Solar Photovoltaic | 1.5 | IN | Lake | 41.4628 | -87.2603 | 2012 | 12
MISO | Lind Solar CSG | 60966 | S0222 |  |  | Solar Photovoltaic | 4.9 | MN | Carver | 44.8024 | -93.9087 | 2017 | 2
MISO | Linden 01 CSG | 63179 | KANE1 |  |  | Solar Photovoltaic | 1 | MN | Scott | 44.5916 | -93.8454 | 2020 | 5
MISO | Linden 02 CSG | 63182 | LIND2 |  |  | Solar Photovoltaic | 1 | MN | Scott | 44.5919 | -93.8468 | 2020 | 5
MISO | Linden 03 CSG | 63183 | LIND3 |  |  | Solar Photovoltaic | 1 | MN | Scott | 44.5921 | -93.845 | 2020 | 5
MISO | Lindstrom Solar CSG | 61382 | LIND1 |  |  | Solar Photovoltaic | 1 | MN | Chisago | 45.3199 | -92.7966 | 2018 | 4
MISO | Lindstrom Solar CSG | 61382 | LIND2 |  |  | Solar Photovoltaic | 1 | MN | Chisago | 45.3199 | -92.7966 | 2018 | 4
MISO | Lindstrom Solar CSG | 61382 | LIND3 |  |  | Solar Photovoltaic | 1 | MN | Chisago | 45.3199 | -92.7966 | 2018 | 4
MISO | Lineage MS | 65257 | LMS01 |  |  | Solar Photovoltaic | 1.2 | MS | Rankin | 32.2544 | -90.1554 | 2021 | 12
MISO | Linton | 65069 | LINT |  |  | Solar Photovoltaic | 5.4 | IN | Greene | 39.0435 | -87.1362 | 2022 | 7
MISO | Litchfield | 1989 | 5 |  |  | Petroleum Liquids | 2.1 | MN | Meeker | 45.1282 | -94.5352 | 1963 | 9
MISO | Litchfield | 1989 | 6 |  |  | Petroleum Liquids | 2.1 | MN | Meeker | 45.1282 | -94.5352 | 1963 | 10
MISO | Litchfield | 1989 | QS 1 |  |  | Petroleum Liquids | 2.3 | MN | Meeker | 45.1282 | -94.5352 | 2010 | 4
MISO | Litchfield | 1989 | QS 2 |  |  | Petroleum Liquids | 2.3 | MN | Meeker | 45.1282 | -94.5352 | 2010 | 4
MISO | Litchfield | 1989 | QS 3 |  |  | Petroleum Liquids | 2.3 | MN | Meeker | 45.1282 | -94.5352 | 2010 | 4
MISO | Litchfield | 1989 | QS 4 |  |  | Petroleum Liquids | 2.3 | MN | Meeker | 45.1282 | -94.5352 | 2010 | 4
MISO | Litchfield | 1989 | QS 5 |  |  | Petroleum Liquids | 2.3 | MN | Meeker | 45.1282 | -94.5352 | 2010 | 4
MISO | Litchfield | 1989 | QS6 |  |  | Petroleum Liquids | 3.1 | MN | Meeker | 45.1282 | -94.5352 | 2021 | 12
MISO | Litchfield | 1989 | QS7 |  |  | Petroleum Liquids | 3.1 | MN | Meeker | 45.1282 | -94.5352 | 2021 | 12
MISO | Little Chute | 4119 | 1 |  |  | Conventional Hydroelectric | 1.1 | WI | Outagamie | 44.2799 | -88.2556 | 1948 | 6
MISO | Little Chute | 4119 | 2 |  |  | Conventional Hydroelectric | 1.1 | WI | Outagamie | 44.2799 | -88.2556 | 1948 | 6
MISO | Little Chute | 4119 | 3 |  |  | Conventional Hydroelectric | 1.1 | WI | Outagamie | 44.2799 | -88.2556 | 1948 | 6
MISO | Little Falls (MN) | 1896 | 1 |  |  | Conventional Hydroelectric | 0.8 | MN | Morrison | 45.975 | -94.3691 | 1919 | 1
MISO | Little Falls (MN) | 1896 | 2 |  |  | Conventional Hydroelectric | 0.8 | MN | Morrison | 45.975 | -94.3691 | 1919 | 1
MISO | Little Falls (MN) | 1896 | 3 |  |  | Conventional Hydroelectric | 1 | MN | Morrison | 45.975 | -94.3691 | 1920 | 1
MISO | Little Falls (MN) | 1896 | 4 |  |  | Conventional Hydroelectric | 1.2 | MN | Morrison | 45.975 | -94.3691 | 1979 | 11
MISO | Little Falls (MN) | 1896 | 5 |  |  | Conventional Hydroelectric | 0.4 | MN | Morrison | 45.975 | -94.3691 | 1906 | 1
MISO | Little Falls (MN) | 1896 | 6 |  |  | Conventional Hydroelectric | 0.4 | MN | Morrison | 45.975 | -94.3691 | 1906 | 1
MISO | Little Gypsy | 1402 | 2 |  |  | Natural Gas Steam Turbine | 420.7 | LA | St Charles | 30.0051 | -90.4617 | 1966 | 4
MISO | Little Gypsy | 1402 | 3 |  |  | Natural Gas Steam Turbine | 582.2 | LA | St Charles | 30.0051 | -90.4617 | 1969 | 3
MISO | Little Quinnesec Falls Hydro Project | 57190 | UNIT1 |  |  | Conventional Hydroelectric | 1.9 | WI | Marinette | 45.7736 | -87.9894 | 1909 | 12
MISO | Little Quinnesec Falls Hydro Project | 57190 | UNIT2 |  |  | Conventional Hydroelectric | 0.8 | WI | Marinette | 45.7736 | -87.9894 | 1900 | 12
MISO | Little Quinnesec Falls Hydro Project | 57190 | UNIT3 |  |  | Conventional Hydroelectric | 1.9 | WI | Marinette | 45.7736 | -87.9894 | 1911 | 12
MISO | Little Quinnesec Falls Hydro Project | 57190 | UNIT4 |  |  | Conventional Hydroelectric | 1 | WI | Marinette | 45.7736 | -87.9894 | 1900 | 12
MISO | Little Quinnesec Falls Hydro Project | 57190 | UNIT5 |  |  | Conventional Hydroelectric | 1 | WI | Marinette | 45.7736 | -87.9894 | 1900 | 12
MISO | Little Quinnesec Falls Hydro Project | 57190 | UNIT6 |  |  | Conventional Hydroelectric | 2.4 | WI | Marinette | 45.7736 | -87.9894 | 1916 | 12
MISO | Livingston Generating Station | 55102 | 001 |  |  | Natural Gas Fired Combustion Turbine | 42.9 | MI | Otsego | 45.0304 | -84.7308 | 1999 | 6
MISO | Livingston Generating Station | 55102 | 002 |  |  | Natural Gas Fired Combustion Turbine | 42.4 | MI | Otsego | 45.0304 | -84.7308 | 1999 | 6
MISO | Livingston Generating Station | 55102 | 003 |  |  | Natural Gas Fired Combustion Turbine | 42.4 | MI | Otsego | 45.0304 | -84.7308 | 1999 | 6
MISO | Livingston Generating Station | 55102 | 004 |  |  | Natural Gas Fired Combustion Turbine | 42.4 | MI | Otsego | 45.0304 | -84.7308 | 1999 | 6
MISO | Logansport Solar | 63861 | INLP |  |  | Solar Photovoltaic | 16 | IN | Cass | 40.7601 | -86.3883 | 2021 | 9
MISO | Loon Garden | 63397 | CGS |  |  | Solar Photovoltaic | 1 | MN | Waseca | 44.0897 | -93.5562 | 2020 | 2
MISO | Lorin Industries | 60102 | 1 |  |  | Natural Gas Internal Combustion Engine | 0.8 | MI | Muskegon | 43.2166 | -86.2144 | 1990 | 1
MISO | Lorin Industries | 60102 | 2 |  |  | Natural Gas Internal Combustion Engine | 0.8 | MI | Muskegon | 43.2166 | -86.2144 | 1990 | 1
MISO | Lorin Industries | 60102 | 3 |  |  | Natural Gas Internal Combustion Engine | 0.8 | MI | Muskegon | 43.2166 | -86.2144 | 1990 | 1
MISO | Lorin Industries | 60102 | 4 |  |  | Natural Gas Internal Combustion Engine | 0.8 | MI | Muskegon | 43.2166 | -86.2144 | 1990 | 1
MISO | Lost Lakes Wind Farm LLC | 57111 | GEN 1 |  |  | Onshore Wind Turbine | 100 | IA | Dickinson | 43.3456 | -95.3233 | 2009 | 12
MISO | Loud | 1712 | 1 |  |  | Conventional Hydroelectric | 2 | MI | Iosco | 44.4631 | -83.7208 | 1913 | 1
MISO | Loud | 1712 | 2 |  |  | Conventional Hydroelectric | 2 | MI | Iosco | 44.4631 | -83.7208 | 1913 | 1
MISO | Louisa | 6664 | 1 |  |  | Conventional Steam Coal | 811.9 | IA | Louisa | 41.3181 | -91.0931 | 1983 | 10
MISO | Louise Solar | 67167 | LSSLR |  |  | Solar Photovoltaic | 50 | MN | Mower | 43.562 | -92.683 | 2024 | 12
MISO | Louisiana 1 | 1391 | 1A |  |  | Other Gases | 23 | LA | East Baton Rouge | 30.4922 | -91.1864 | 1951 | 10
MISO | Louisiana 1 | 1391 | 2A |  |  | Other Gases | 62.5 | LA | East Baton Rouge | 30.4922 | -91.1864 | 1954 | 12
MISO | Louisiana 1 | 1391 | 3A |  |  | Other Gases | 63 | LA | East Baton Rouge | 30.4922 | -91.1864 | 1954 | 9
MISO | Louisiana 1 | 1391 | 4A |  |  | Natural Gas Fired Combustion Turbine | 129.1 | LA | East Baton Rouge | 30.4922 | -91.1864 | 1987 | 8
MISO | Louisiana 1 | 1391 | 5A |  |  | Natural Gas Fired Combustion Turbine | 173.3 | LA | East Baton Rouge | 30.4922 | -91.1864 | 1999 | 1
MISO | Louisiana 2 | 1392 | 10 |  |  | Natural Gas Steam Turbine | 50 | LA | East Baton Rouge | 30.4922 | -91.1864 | 1950 | 1
MISO | Louisiana 2 | 1392 | 11 |  |  | Natural Gas Steam Turbine | 50 | LA | East Baton Rouge | 30.4922 | -91.1864 | 1950 | 11
MISO | Louisiana 2 | 1392 | 12 |  |  | Natural Gas Steam Turbine | 75 | LA | East Baton Rouge | 30.4922 | -91.1864 | 1953 | 5
MISO | Louisiana Sugar Refining | 10301 | GEN2 |  |  | Natural Gas Steam Turbine | 2.5 | LA | St James | 30.0497 | -90.6839 | 1977 | 3
MISO | Louisiana Sugar Refining | 10301 | GEN3 |  |  | Natural Gas Steam Turbine | 1.7 | LA | St James | 30.0497 | -90.6839 | 1957 | 2
MISO | Louisiana Sugar Refining | 10301 | GEN4 |  |  | Natural Gas Steam Turbine | 2.5 | LA | St James | 30.0497 | -90.6839 | 1969 | 9
MISO | Louisiana Tech University Power Plant | 54240 | TG3 |  |  | Natural Gas Fired Combustion Turbine | 7.5 | LA | Lincoln | 32.5256 | -92.6497 | 2004 | 7
MISO | Lowry CSG2, LLC | 63595 | SC |  |  | Solar Photovoltaic | 1 | MN | Pope | 45.6696 | -95.5105 | 2020 | 12
MISO | Lucky Wind | 56412 | 1 |  |  | Onshore Wind Turbine | 1.7 | MN | Pipestone | 44.0211 | -96.4406 | 2004 | 12
MISO | Ludington | 1713 | 1 |  |  | Hydroelectric Pumped Storage | 329.8 | MI | Mason | 43.8942 | -86.4447 | 1973 | 1
MISO | Ludington | 1713 | 2 |  |  | Hydroelectric Pumped Storage | 329.8 | MI | Mason | 43.8942 | -86.4447 | 1973 | 3
MISO | Ludington | 1713 | 3 |  |  | Hydroelectric Pumped Storage | 329.8 | MI | Mason | 43.8942 | -86.4447 | 1973 | 4
MISO | Ludington | 1713 | 4 |  |  | Hydroelectric Pumped Storage | 329.8 | MI | Mason | 43.8942 | -86.4447 | 1973 | 6
MISO | Ludington | 1713 | 5 |  |  | Hydroelectric Pumped Storage | 329.8 | MI | Mason | 43.8942 | -86.4447 | 1973 | 8
MISO | Ludington | 1713 | 6 |  |  | Hydroelectric Pumped Storage | 329.8 | MI | Mason | 43.8942 | -86.4447 | 1973 | 10
MISO | Lukuc B Community Solar LLC CSG | 64466 | LUKC |  |  | Solar Photovoltaic | 2 | IL | Williamson | 37.8362 | -89.0424 | 2021 | 7
MISO | Lundgren Wind Project | 58884 | LGWF |  |  | Onshore Wind Turbine | 251 | IA | Webster | 42.3347 | -94.1708 | 2014 | 8
MISO | Luther College Wind Project | 58407 | WTG01 |  |  | Onshore Wind Turbine | 1.6 | IA | Winneshiek | 43.3269 | -91.8108 | 2011 | 10
MISO | Luverne Wind Energy Center | 57031 | 1 |  |  | Onshore Wind Turbine | 49.5 | ND | Steele | 47.3272 | -97.8975 | 2009 | 9
MISO | Lyman Garden | 63937 | CGS |  |  | Solar Photovoltaic | 1 | MN | Dakota | 44.4764 | -93.1531 | 2020 | 11
MISO | Lyons Road | 65347 | LYON1 |  |  | Solar Photovoltaic | 20 | MI | Shiawassee | 42.9658 | -84.1429 | 2022 | 1
MISO | Lyra Community Solar | 61182 | RLCS1 |  |  | Solar Photovoltaic | 1 | MN | Le Sueur | 44.2403 | -93.5858 | 2018 | 2
MISO | Lyra Community Solar | 61182 | RLCS2 |  |  | Solar Photovoltaic | 1 | MN | Le Sueur | 44.2403 | -93.5858 | 2018 | 2
MISO | Lyra Community Solar | 61182 | RLCS3 |  |  | Solar Photovoltaic | 1 | MN | Le Sueur | 44.2403 | -93.5858 | 2018 | 2
MISO | M L Hibbard | 1897 | 3 |  |  | Wood/Wood Waste Biomass | 35.3 | MN | St Louis | 46.7353 | -92.1517 | 1949 | 6
MISO | M L Hibbard | 1897 | 4 |  |  | Wood/Wood Waste Biomass | 37.5 | MN | St Louis | 46.7353 | -92.1517 | 1951 | 6
MISO | M. G. Emmett J. Bean Federal Center | 58178 | 1 |  |  | Solar Photovoltaic | 1.9 | IN | Marion | 39.8531 | -86.0144 | 2011 | 4
MISO | M72 West Solar | 63660 | M72W |  |  | Solar Photovoltaic | 1.8 | MI | Leelanau | 44.7768 | -85.7014 | 2019 | 12
MISO | MBS Textbook Exchange | 62647 | MBS1 |  |  | Petroleum Liquids | 1 | MO | Boone | 38.9572 | -92.3776 | 2008 | 11
MISO | MBS Textbook Exchange | 62647 | MBS2 |  |  | Petroleum Liquids | 1 | MO | Boone | 38.9572 | -92.3776 | 2008 | 11
MISO | MMSD Jones Island Wastewater | 54851 | GEN1 |  |  | Natural Gas Fired Combustion Turbine | 17.5 | WI | Milwaukee | 43.0214 | -87.9014 | 1971 | 1
MISO | MMSD Jones Island Wastewater | 54851 | SOL1 |  |  | Natural Gas Fired Combustion Turbine | 4.6 | WI | Milwaukee | 43.0214 | -87.9014 | 2013 | 1
MISO | MMSD Jones Island Wastewater | 54851 | SOL2 |  |  | Landfill Gas | 4.6 | WI | Milwaukee | 43.0214 | -87.9014 | 2013 | 1
MISO | MMSD Jones Island Wastewater | 54851 | SOL3 |  |  | Landfill Gas | 4.6 | WI | Milwaukee | 43.0214 | -87.9014 | 2013 | 1
MISO | MMSD South Shore Wastewater | 55525 | 1 |  |  | Other Waste Biomass | 1.5 | WI | Milwaukee | 42.8869 | -87.8422 | 2000 | 8
MISO | MMSD South Shore Wastewater | 55525 | 1CAT |  |  | Other Waste Biomass | 0.9 | WI | Milwaukee | 42.8869 | -87.8422 | 2009 | 2
MISO | MMSD South Shore Wastewater | 55525 | 2CAT |  |  | Other Waste Biomass | 0.9 | WI | Milwaukee | 42.8869 | -87.8422 | 2010 | 1
MISO | MMSD South Shore Wastewater | 55525 | 3CAT |  |  | Other Waste Biomass | 0.9 | WI | Milwaukee | 42.8869 | -87.8422 | 2009 | 1
MISO | MMSD South Shore Wastewater | 55525 | 4CAT |  |  | Other Waste Biomass | 0.9 | WI | Milwaukee | 42.8869 | -87.8422 | 2009 | 1
MISO | MN Buffalo Lake 212-1 LLC (CSG) | 66974 | MNBL1 |  |  | Solar Photovoltaic | 1 | MN | Renville | 44.7319 | -94.6055 | 2023 | 12
MISO | MN Buffalo Lake 212-2 LLC (CSG) | 66975 | MNBL2 |  |  | Solar Photovoltaic | 1 | MN | Renville | 44.7343 | -94.6244 | 2023 | 12
MISO | MN CSG 2019-16 LLC | 65003 | WOLFE |  |  | Solar Photovoltaic | 1 | MN | Blue Earth | 44.2147 | -93.9601 | 2022 | 6
MISO | MN CSG 2019-24 LLC | 66977 | 65872 |  |  | Solar Photovoltaic | 0.9 | MN | Washington | 44.9433 | -92.8574 | 2023 | 12
MISO | MN CSG 2019-38 DE LLC | 65632 | REGEN |  |  | Solar Photovoltaic | 1 | MN | Le Sueur | 44.3164 | -93.8942 | 2022 | 11
MISO | MN CSG 2019-60 | 68157 | MIRG |  |  | Solar Photovoltaic | 1 | MN | Renville | 44.7328 | -94.6044 | 2024 | 12
MISO | MN CSG 2019-82 | 68156 | ATWA |  |  | Solar Photovoltaic | 1 | MN | Kandiyohi | 45.1362 | -94.7599 | 2024 | 12
MISO | MN East Regal LLC (CSG) | 66973 | MNERL |  |  | Solar Photovoltaic | 1 | MN | Stearns | 45.3948 | -94.7422 | 2024 | 8
MISO | MNDOT Standby Generation | 55824 | UNT1 |  |  | Petroleum Liquids | 2 | MN | Ramsey | 44.953 | -93.1057 | 1995 | 7
MISO | MP CSG 1 LLC | 66003 | MPCSG |  |  | Solar Photovoltaic | 1 | MN | Carlton | 46.6198 | -92.3889 | 2018 | 1
MISO | MSC Croswell | 57950 | 1 |  |  | Natural Gas Steam Turbine | 1.3 | MI | Sanilac | 43.2664 | -82.6192 | 1948 | 10
MISO | MSC Sebewaing | 57949 | 1 |  |  | Conventional Steam Coal | 1.5 | MI | Huron | 43.7411 | -83.4472 | 1990 | 10
MISO | MSC-Chisago01 LLC CSG | 62536 | 52739 |  |  | Solar Photovoltaic | 1 | MN | Chisago | 45.4924 | -92.7879 | 2019 | 7
MISO | MSC-Chisago02 LLC | 62538 | 52740 |  |  | Solar Photovoltaic | 1 | MN | Chisago | 45.4878 | -92.7755 | 2019 | 8
MISO | MSC-Empire01, LLC | 62740 | 52784 |  |  | Solar Photovoltaic | 1 | MN | Dakota | 44.6741 | -93.1163 | 2019 | 8
MISO | MSC-GreyCloud01 Community Solar | 62143 | 52785 |  |  | Solar Photovoltaic | 1 | MN | Washington | 44.802 | -92.9969 | 2019 | 3
MISO | MSC-Rice01 LLC CSG | 62537 | 52738 |  |  | Solar Photovoltaic | 1 | MN | Rice | 44.239 | -93.3927 | 2019 | 7
MISO | MSC-Scandia01 CSG | 62144 | 52741 |  |  | Solar Photovoltaic | 1 | MN | Washington | 45.2893 | -92.8847 | 2019 | 4
MISO | MSC-Scott01 LLC | 62535 | 52737 |  |  | Solar Photovoltaic | 1 | MN | Scott | 44.6695 | -93.5042 | 2019 | 8
MISO | MU Combined Heat and Power Plant | 50969 | 6025 |  |  | Natural Gas Steam Turbine | 0.3 | MO | Boone | 38.9461 | -92.3328 | 2017 | 12
MISO | MU Combined Heat and Power Plant | 50969 | DGT1 |  |  | Petroleum Liquids | 2 | MO | Boone | 38.9461 | -92.3328 | 2002 | 9
MISO | MU Combined Heat and Power Plant | 50969 | GEN2 |  |  | Natural Gas Steam Turbine | 12.5 | MO | Boone | 38.9461 | -92.3328 | 1974 | 7
MISO | MU Combined Heat and Power Plant | 50969 | GEN3 |  |  | Natural Gas Steam Turbine | 19.8 | MO | Boone | 38.9461 | -92.3328 | 1986 | 8
MISO | MU Combined Heat and Power Plant | 50969 | GEN4 |  |  | Natural Gas Steam Turbine | 14.5 | MO | Boone | 38.9461 | -92.3328 | 1988 | 7
MISO | MU Combined Heat and Power Plant | 50969 | GEN7 |  |  | Petroleum Liquids | 1 | MO | Boone | 38.9461 | -92.3328 | 1997 | 6
MISO | MU Combined Heat and Power Plant | 50969 | NTG1 |  |  | Natural Gas Fired Combustion Turbine | 17.3 | MO | Boone | 38.9461 | -92.3328 | 2002 | 9
MISO | MU Combined Heat and Power Plant | 50969 | NTG2 |  |  | Natural Gas Fired Combustion Turbine | 17.3 | MO | Boone | 38.9461 | -92.3328 | 2002 | 9
MISO | Macbeth Solar | 65346 | MCB20 |  |  | Solar Photovoltaic | 20 | MI | Muskegon | 43.437 | -86.353 | 2022 | 5
MISO | Macksburg Wind Project | 58885 | MBWF |  |  | Onshore Wind Turbine | 119.6 | IA | Madison | 41.2092 | -94.1036 | 2014 | 12
MISO | Macomb 2A | 67806 | PV1 |  |  | Solar Photovoltaic | 2 | IL | McDonough | 40.454 | -90.688 | 2024 | 12
MISO | Madelia | 30 | 1 |  |  | Petroleum Liquids | 3.1 | MN | Watonwan | 44.0501 | -94.4178 | 2001 | 5
MISO | Madelia | 30 | 2 |  |  | Petroleum Liquids | 2 | MN | Watonwan | 44.0501 | -94.4178 | 1965 | 6
MISO | Madelia | 30 | 3 |  |  | Petroleum Liquids | 1.1 | MN | Watonwan | 44.0501 | -94.4178 | 1959 | 1
MISO | Madelia | 30 | 4 |  |  | Petroleum Liquids | 4.3 | MN | Watonwan | 44.0501 | -94.4178 | 1973 | 6
MISO | Madelia | 30 | 5 |  |  | Petroleum Liquids | 1.3 | MN | Watonwan | 44.0501 | -94.4178 | 1954 | 3
MISO | Magnet Cove | 55714 | GT1 |  |  | Natural Gas Fired Combined Cycle | 242 | AR | Hot Spring | 34.4297 | -92.8317 | 2005 | 7
MISO | Magnet Cove | 55714 | GT2 |  |  | Natural Gas Fired Combined Cycle | 242 | AR | Hot Spring | 34.4297 | -92.8317 | 2006 | 1
MISO | Magnet Cove | 55714 | ST1 |  |  | Natural Gas Fired Combined Cycle | 262 | AR | Hot Spring | 34.4297 | -92.8317 | 2005 | 7
MISO | Main Street (MI) | 1853 | 1 |  |  | Petroleum Liquids | 1 | MI | Huron | 43.7325 | -83.4533 | 1961 | 3
MISO | Main Street (MI) | 1853 | 2 |  |  | Petroleum Liquids | 0.9 | MI | Huron | 43.7325 | -83.4533 | 1947 | 6
MISO | Main Street (MI) | 1853 | 3 |  |  | Petroleum Liquids | 1.1 | MI | Huron | 43.7325 | -83.4533 | 1966 | 8
MISO | Main Street (MI) | 1853 | 4 |  |  | Petroleum Liquids | 1.3 | MI | Huron | 43.7325 | -83.4533 | 1966 | 10
MISO | Main Street (MI) | 1853 | 5 |  |  | Petroleum Liquids | 1.1 | MI | Huron | 43.7325 | -83.4533 | 1979 | 9
MISO | Main Street (MI) | 1853 | 6 |  |  | Petroleum Liquids | 0.6 | MI | Huron | 43.7325 | -83.4533 | 1967 | 4
MISO | Malmedal Solar Garden | 63453 | CGS |  |  | Solar Photovoltaic | 1 | MN | Pope | 45.6574 | -95.5186 | 2019 | 7
MISO | Manistique | 1750 | 1 |  |  | Petroleum Liquids | 2 | MI | Schoolcraft | 45.955 | -86.2563 | 1960 | 7
MISO | Manistique | 1750 | 2 |  |  | Petroleum Liquids | 2.8 | MI | Schoolcraft | 45.955 | -86.2563 | 1972 | 12
MISO | Manitowoc | 4125 | 5 |  |  | Wood/Wood Waste Biomass | 22 | WI | Manitowoc | 44.082 | -87.6558 | 1955 | 6
MISO | Manitowoc | 4125 | 6 |  |  | Wood/Wood Waste Biomass | 32 | WI | Manitowoc | 44.082 | -87.6558 | 1962 | 6
MISO | Manitowoc | 4125 | 9 |  |  | Petroleum Coke | 63.4 | WI | Manitowoc | 44.082 | -87.6558 | 2007 | 4
MISO | Mankato Energy Center | 56104 | CTG1 |  |  | Natural Gas Fired Combined Cycle | 188.7 | MN | Blue Earth | 44.1988 | -94.003 | 2019 | 6
MISO | Mankato Energy Center | 56104 | CTG2 |  |  | Natural Gas Fired Combined Cycle | 192.1 | MN | Blue Earth | 44.1988 | -94.003 | 2006 | 7
MISO | Mankato Energy Center | 56104 | STG1 |  |  | Natural Gas Fired Combined Cycle | 360 | MN | Blue Earth | 44.1988 | -94.003 | 2006 | 7
MISO | Mansfield Mill | 54091 | GEN1 |  |  | Wood/Wood Waste Biomass | 40 | LA | DeSoto | 32.1575 | -93.5562 | 1981 | 10
MISO | Mansfield Mill | 54091 | GEN2 |  |  | Wood/Wood Waste Biomass | 40 | LA | DeSoto | 32.1575 | -93.5562 | 1981 | 12
MISO | Mansfield Mill | 54091 | GEN3 |  |  | Wood/Wood Waste Biomass | 30 | LA | DeSoto | 32.1575 | -93.5562 | 1981 | 12
MISO | Mansfield Mill | 54091 | GEN5 |  |  | Natural Gas Fired Combustion Turbine | 62 | LA | DeSoto | 32.1575 | -93.5562 | 2019 | 7
MISO | Maple Flats | 66191 | 65015 |  |  | Solar Photovoltaic | 250 | IL | Clay | 38.7485 | -88.5469 | 2024 | 11
MISO | Maple Lake | 2042 | 5A |  |  | Petroleum Liquids | 25 | MN | Wright | 45.2291 | -94.0097 | 1978 | 5
MISO | Mapleton Community Solar | 60941 | DMCS1 |  |  | Solar Photovoltaic | 1 | MN | Blue Earth | 43.9289 | -93.9561 | 2017 | 6
MISO | Mapleton Community Solar | 60941 | DMCS2 |  |  | Solar Photovoltaic | 1 | MN | Blue Earth | 43.9289 | -93.9561 | 2017 | 6
MISO | Mapleton Community Solar | 60941 | DMCS3 |  |  | Solar Photovoltaic | 1 | MN | Blue Earth | 43.9289 | -93.9561 | 2017 | 6
MISO | Maquoketa 1 | 1162 | 1A |  |  | Natural Gas Internal Combustion Engine | 3.1 | IA | Jackson | 42.0356 | -90.665 | 2004 | 6
MISO | Maquoketa 1 | 1162 | 2A |  |  | Natural Gas Internal Combustion Engine | 3.1 | IA | Jackson | 42.0356 | -90.665 | 2004 | 6
MISO | Maquoketa 1 | 1162 | 3 |  |  | Natural Gas Internal Combustion Engine | 2.1 | IA | Jackson | 42.0356 | -90.665 | 1969 | 10
MISO | Maquoketa 1 | 1162 | 4A |  |  | Petroleum Liquids | 1.8 | IA | Jackson | 42.0356 | -90.665 | 1999 | 7
MISO | Maquoketa 1 | 1162 | 5 |  |  | Natural Gas Internal Combustion Engine | 1.7 | IA | Jackson | 42.0356 | -90.665 | 1956 | 6
MISO | Maquoketa 1 | 1162 | 6 |  |  | Natural Gas Internal Combustion Engine | 2.5 | IA | Jackson | 42.0356 | -90.665 | 1962 | 11
MISO | Maquoketa 1 | 1162 | 7 |  |  | Natural Gas Internal Combustion Engine | 6.5 | IA | Jackson | 42.0356 | -90.665 | 1982 | 9
MISO | Maquoketa 1 | 1162 | 8 |  |  | Petroleum Liquids | 1.8 | IA | Jackson | 42.0356 | -90.665 | 1996 | 9
MISO | Maquoketa 1 | 1162 | 9 |  |  | Petroleum Liquids | 1.8 | IA | Jackson | 42.0356 | -90.665 | 2000 | 7
MISO | Maquoketa 2 | 7921 | 11 |  |  | Petroleum Liquids | 2 | IA | Jackson | 42.07 | -90.66 | 2001 | 7
MISO | Maquoketa 2 | 7921 | 12 |  |  | Petroleum Liquids | 2 | IA | Jackson | 42.07 | -90.66 | 2001 | 7
MISO | Maquoketa 2 | 7921 | 13 |  |  | Petroleum Liquids | 2 | IA | Jackson | 42.07 | -90.66 | 2002 | 6
MISO | Maquoketa 2 | 7921 | 14 |  |  | Petroleum Liquids | 2 | IA | Jackson | 42.07 | -90.66 | 2002 | 6
MISO | Marceline | 7470 | 1 |  |  | Petroleum Liquids | 1 | MO | Linn | 39.7169 | -92.9458 | 1989 | 8
MISO | Marceline | 7470 | 2 |  |  | Petroleum Liquids | 3 | MO | Linn | 39.7169 | -92.9458 | 2002 | 3
MISO | Marceline | 7470 | 5 |  |  | Petroleum Liquids | 2 | MO | Linn | 39.7169 | -92.9458 | 2004 | 2
MISO | Marceline | 7470 | 6 |  |  | Petroleum Liquids | 2 | MO | Linn | 39.7169 | -92.9458 | 2004 | 2
MISO | Marigold Community Solar Garden, LLC | 63308 | MGOLD |  |  | Solar Photovoltaic | 1 | MN | Le Sueur | 44.1973 | -93.6153 | 2021 | 1
MISO | Marion | 976 | 1 |  |  | Conventional Steam Coal | 33 | IL | Williamson | 37.6197 | -88.9531 | 1963 | 6
MISO | Marion | 976 | 2 |  |  | Conventional Steam Coal | 33 | IL | Williamson | 37.6197 | -88.9531 | 1963 | 8
MISO | Marion | 976 | 3 |  |  | Conventional Steam Coal | 33 | IL | Williamson | 37.6197 | -88.9531 | 1963 | 9
MISO | Marion | 976 | 5 |  |  | Natural Gas Fired Combustion Turbine | 75 | IL | Williamson | 37.6197 | -88.9531 | 2003 | 5
MISO | Marion | 976 | 6 |  |  | Natural Gas Fired Combustion Turbine | 75 | IL | Williamson | 37.6197 | -88.9531 | 2003 | 5
MISO | Marion Garden | 63935 | CGS |  |  | Solar Photovoltaic | 1 | MN | Rice | 44.2501 | -93.274 | 2020 | 11
MISO | Marion Solar 4b LLC | 68049 | MS4B |  |  | Solar Photovoltaic | 2 | IL | Marion | 38.6246 | -89.1144 | 2024 | 5
MISO | Marion Solar LNG | 59180 | PV1 |  |  | Solar Photovoltaic | 1.5 | IN | Marion | 39.9131 | -86.2381 | 2015 | 10
MISO | Markland | 1005 | 1 |  |  | Conventional Hydroelectric | 25.9 | IN | Switzerland | 38.7795 | -84.964 | 1967 | 4
MISO | Markland | 1005 | 2 |  |  | Conventional Hydroelectric | 25.9 | IN | Switzerland | 38.7795 | -84.964 | 1967 | 1
MISO | Markland | 1005 | 3 |  |  | Conventional Hydroelectric | 25.9 | IN | Switzerland | 38.7795 | -84.964 | 1967 | 2
MISO | Marlow Solar, LLC CSG | 64122 | MARL |  |  | Solar Photovoltaic | 2 | IL | Jefferson | 38.3153 | -88.7564 | 2020 | 12
MISO | Marmas Solar CSG | 61139 | MARM2 |  |  | Solar Photovoltaic | 1 | MN | Sherburne | 45.5561 | -94.1171 | 2018 | 4
MISO | Marmas Solar CSG | 61139 | MARM3 |  |  | Solar Photovoltaic | 1 | MN | Sherburne | 45.5561 | -94.1171 | 2018 | 4
MISO | Marmas Solar CSG | 61139 | MARM4 |  |  | Solar Photovoltaic | 1 | MN | Sherburne | 45.5561 | -94.1171 | 2018 | 4
MISO | Marmas Solar CSG | 61139 | MARM5 |  |  | Solar Photovoltaic | 1 | MN | Sherburne | 45.5561 | -94.1171 | 2018 | 4
MISO | Marquette Energy Center | 60559 | MEC1 |  |  | Natural Gas Internal Combustion Engine | 17.1 | MI | Marquette | 46.566 | -87.4372 | 2017 | 8
MISO | Marquette Energy Center | 60559 | MEC2 |  |  | Natural Gas Internal Combustion Engine | 17.1 | MI | Marquette | 46.566 | -87.4372 | 2017 | 8
MISO | Marquette Energy Center | 60559 | MEC3 |  |  | Natural Gas Internal Combustion Engine | 17.1 | MI | Marquette | 46.566 | -87.4372 | 2017 | 8
MISO | Marshall (IL) | 949 | 10 |  |  | Petroleum Liquids | 1.8 | IL | Clark | 39.3921 | -87.6851 | 2002 | 4
MISO | Marshall (IL) | 949 | 11 |  |  | Petroleum Liquids | 1.8 | IL | Clark | 39.3921 | -87.6851 | 2002 | 4
MISO | Marshall (IL) | 949 | 12 |  |  | Petroleum Liquids | 1.8 | IL | Clark | 39.3921 | -87.6851 | 2007 | 1
MISO | Marshall (IL) | 949 | 13 |  |  | Petroleum Liquids | 1.8 | IL | Clark | 39.3921 | -87.6851 | 2007 | 1
MISO | Marshall (IL) | 949 | 5 |  |  | Petroleum Liquids | 2.5 | IL | Clark | 39.3921 | -87.6851 | 2002 | 9
MISO | Marshall (IL) | 949 | 6 |  |  | Petroleum Liquids | 1.8 | IL | Clark | 39.3921 | -87.6851 | 2002 | 4
MISO | Marshall (IL) | 949 | 7 |  |  | Petroleum Liquids | 1.8 | IL | Clark | 39.3921 | -87.6851 | 2002 | 4
MISO | Marshall (IL) | 949 | 8 |  |  | Petroleum Liquids | 1.8 | IL | Clark | 39.3921 | -87.6851 | 2002 | 4
MISO | Marshall (IL) | 949 | 9 |  |  | Petroleum Liquids | 1.8 | IL | Clark | 39.3921 | -87.6851 | 2002 | 4
MISO | Marshall (MI) | 1844 | 1 |  |  | Conventional Hydroelectric | 0.2 | MI | Calhoun | 42.2717 | -84.9411 | 1928 | 6
MISO | Marshall (MI) | 1844 | 3 |  |  | Conventional Hydroelectric | 0.1 | MI | Calhoun | 42.2717 | -84.9411 | 1929 | 6
MISO | Marshall (MI) | 1844 | IC3 |  |  | Natural Gas Internal Combustion Engine | 2.1 | MI | Calhoun | 42.2717 | -84.9411 | 1973 | 8
MISO | Marshall (MI) | 1844 | IC5 |  |  | Natural Gas Internal Combustion Engine | 1.7 | MI | Calhoun | 42.2717 | -84.9411 | 1948 | 4
MISO | Marshall (MI) | 1844 | IC6 |  |  | Natural Gas Internal Combustion Engine | 5.7 | MI | Calhoun | 42.2717 | -84.9411 | 1978 | 7
MISO | Marshall (MN) | 1993 | 6 |  |  | Petroleum Liquids | 18 | MN | Lyon | 44.4466 | -95.7921 | 1969 | 7
MISO | Marshall Solar Energy Project | 59875 | PV1 |  |  | Solar Photovoltaic | 62.3 | MN | Lyon | 44.4753 | -95.669 | 2017 | 1
MISO | Marshall Solar Plus LLC | 67545 | MARSL |  |  | Solar Photovoltaic | 10 | MN | Lyon | 44.4699 | -95.7792 | 2024 | 12
MISO | Marshall Solar Plus LLC | 67545 | MARST |  |  | Batteries | 5 | MN | Lyon | 44.4699 | -95.7792 | 2024 | 12
MISO | Marshall Wind 1 LLC | 56840 | 1 |  |  | Onshore Wind Turbine | 2.1 | MN | Lyon | 44.3253 | -95.8142 | 2007 | 12
MISO | Marshall Wind 2 LLC | 56824 | 1 |  |  | Onshore Wind Turbine | 4.2 | MN | Lyon | 44.3236 | -95.8222 | 2007 | 12
MISO | Marshall Wind 3 LLC | 56825 | 1 |  |  | Onshore Wind Turbine | 4.2 | MN | Lyon | 44.3211 | -95.7942 | 2007 | 12
MISO | Marshall Wind 4 LLC | 56826 | 1 |  |  | Onshore Wind Turbine | 4.2 | MN | Lyon | 44.3361 | -95.8242 | 2007 | 12
MISO | Marshall Wind 5 LLC | 56827 | 1 |  |  | Onshore Wind Turbine | 2.1 | MN | Lyon | 44.3303 | -95.8344 | 2007 | 12
MISO | Marshall Wind 6 LLC | 56828 | 1 |  |  | Onshore Wind Turbine | 2.1 | MN | Lyon | 44.3308 | -95.8297 | 2007 | 12
MISO | Marshalltown | 1068 | 1 |  |  | Natural Gas Fired Combustion Turbine | 63 | IA | Marshall | 42.0474 | -92.8594 | 1978 | 6
MISO | Marshalltown | 1068 | 2 |  |  | Natural Gas Fired Combustion Turbine | 63 | IA | Marshall | 42.0474 | -92.8594 | 1978 | 6
MISO | Marshalltown | 1068 | 3 |  |  | Natural Gas Fired Combustion Turbine | 63 | IA | Marshall | 42.0474 | -92.8594 | 1978 | 7
MISO | Marshalltown Generating Station | 58236 | BESS1 |  |  | Batteries | 0.3 | IA | Marshall | 42.0433 | -92.8728 | 2020 | 10
MISO | Marshalltown Generating Station | 58236 | CTG1 |  |  | Natural Gas Fired Combined Cycle | 222.7 | IA | Marshall | 42.0433 | -92.8728 | 2017 | 4
MISO | Marshalltown Generating Station | 58236 | CTG2 |  |  | Natural Gas Fired Combined Cycle | 222.7 | IA | Marshall | 42.0433 | -92.8728 | 2017 | 4
MISO | Marshalltown Generating Station | 58236 | PV1 |  |  | Solar Photovoltaic | 2.6 | IA | Marshall | 42.0433 | -92.8728 | 2020 | 2
MISO | Marshalltown Generating Station | 58236 | STG1 |  |  | Natural Gas Fired Combined Cycle | 260.5 | IA | Marshall | 42.0433 | -92.8728 | 2017 | 4
MISO | Marshfield Utilities Gas Plant | 56480 | M1 |  |  | Natural Gas Fired Combustion Turbine | 60.4 | WI | Wood | 44.6347 | -90.1344 | 2011 | 6
MISO | Maston Garden Solar | 63434 | CGS |  |  | Solar Photovoltaic | 1 | MN | Dodge | 44.0433 | -92.6904 | 2020 | 5
MISO | May Shannon Solar, LLC | 64461 | FACMS |  |  | Solar Photovoltaic | 2 | MI | Genesee | 43.1511 | -83.6909 | 2020 | 12
MISO | Maywood Photovoltaic Project | 58770 | 1 |  |  | Solar Photovoltaic | 8 | IN | Marion | 39.7439 | -86.2181 | 2014 | 3
MISO | McClellan (AR) | 203 | 1 |  |  | Natural Gas Steam Turbine | 136 | AR | Ouachita | 33.5648 | -92.7917 | 1972 | 5
MISO | McClure Dam | 7116 | 1 |  |  | Conventional Hydroelectric | 4 | MI | Marquette | 46.5717 | -87.4764 | 1988 | 2
MISO | McClure Dam | 7116 | 2 |  |  | Conventional Hydroelectric | 4 | MI | Marquette | 46.5717 | -87.4764 | 1988 | 2
MISO | McDonald Solar Farm, LLC | 60238 | PV1 |  |  | Solar Photovoltaic | 5.2 | IN | Vigo | 39.5946 | -87.474 | 2015 | 12
MISO | McDonough Solar 1, LLC CSG | 64201 | MC1B |  |  | Solar Photovoltaic | 2 | IL | McDonough | 40.5554 | -90.8511 | 2020 | 12
MISO | McDonough Solar 1, LLC CSG | 64201 | MCDH |  |  | Solar Photovoltaic | 2 | IL | McDonough | 40.5554 | -90.8511 | 2020 | 12
MISO | McGregor | 1163 | 1 |  |  | Petroleum Liquids | 1.2 | IA | Clayton | 43.0237 | -91.1749 | 1977 | 10
MISO | McGregor | 1163 | 2 |  |  | Petroleum Liquids | 0.3 | IA | Clayton | 43.0237 | -91.1749 | 1941 | 12
MISO | McKinley Wind Park | 57853 | 1 |  |  | Onshore Wind Turbine | 14.4 | MI | Huron | 43.8719 | -83.2414 | 2012 | 12
MISO | McLeansboro | 948 | 2 |  |  | Petroleum Liquids | 0.6 | IL | Hamilton | 38.0947 | -88.5413 | 1950 | 12
MISO | McLeansboro | 948 | 5 |  |  | Petroleum Liquids | 2 | IL | Hamilton | 38.0947 | -88.5413 | 1979 | 12
MISO | McLeansboro | 948 | 6 |  |  | Petroleum Liquids | 2.4 | IL | Hamilton | 38.0947 | -88.5413 | 1979 | 12
MISO | McLeansboro | 948 | 7 |  |  | Petroleum Liquids | 1.1 | IL | Hamilton | 38.0947 | -88.5413 | 1995 | 1
MISO | McLeansboro | 948 | 8 |  |  | Petroleum Liquids | 1.1 | IL | Hamilton | 38.0947 | -88.5413 | 1994 | 12
MISO | McLeansboro | 948 | 9 |  |  | Petroleum Liquids | 2 | IL | Hamilton | 38.0947 | -88.5413 | 2002 | 6
MISO | McLeod Community Solar One LLC CSG | 63119 | 52832 |  |  | Solar Photovoltaic | 1 | MN | McLeod | 44.7192 | -94.4943 | 2019 | 12
MISO | Meadow Lake Wind Farm VI LLC | 61756 | MWLVI |  |  | Onshore Wind Turbine | 200.4 | IN | Benton | 40.6926 | -87.127 | 2018 | 11
MISO | Meadow Ridge | 58459 | 1 |  |  | Onshore Wind Turbine | 1.6 | IA | Adair | 41.39 | -94.4458 | 2012 | 7
MISO | Medford DPC Solar | 60894 | PV1 |  |  | Solar Photovoltaic | 2 | WI | Taylor | 45.163 | -90.3729 | 2017 | 2
MISO | Medin 2 Community Solar LLC CSG | 64504 | MED2 |  |  | Solar Photovoltaic | 1 | MN | Chisago | 45.48 | -92.7764 | 2021 | 8
MISO | Medin CSG | 64990 | MED1 |  |  | Solar Photovoltaic | 1 | MN | Chisago | 45.4881 | -92.7847 | 2021 | 12
MISO | Meeker Community Solar One LLC CSG | 63118 | 52824 |  |  | Solar Photovoltaic | 1 | MN | Meeker | 45.0711 | -94.3072 | 2019 | 12
MISO | Melrose | 1994 | 1 |  |  | Petroleum Liquids | 1 | MN | Stearns | 45.675 | -94.8153 | 1945 | 7
MISO | Melrose | 1994 | 2 |  |  | Petroleum Liquids | 1.1 | MN | Stearns | 45.675 | -94.8153 | 1948 | 7
MISO | Melrose | 1994 | 3 |  |  | Petroleum Liquids | 3.1 | MN | Stearns | 45.675 | -94.8153 | 1969 | 7
MISO | Melrose | 1994 | 4 |  |  | Petroleum Liquids | 3 | MN | Stearns | 45.675 | -94.8153 | 1969 | 1
MISO | Melrose 2 | 58929 | 12286 |  |  | Petroleum Liquids | 1 | MN | Stearns | 45.6764 | -94.8019 | 2014 | 3
MISO | Menominee Mill Marinette | 50409 | 4 |  |  | Conventional Hydroelectric | 0.4 | MI | Menominee | 45.1069 | -87.6378 | 1924 | 1
MISO | Menominee Mill Marinette | 50409 | 5 |  |  | Conventional Hydroelectric | 0.4 | MI | Menominee | 45.1069 | -87.6378 | 1924 | 1
MISO | Menominee Mill Marinette | 50409 | 8 |  |  | Conventional Hydroelectric | 0.5 | MI | Menominee | 45.1069 | -87.6378 | 1978 | 10
MISO | Menominee Mill Marinette | 50409 | 9 |  |  | Conventional Hydroelectric | 0.5 | MI | Menominee | 45.1069 | -87.6378 | 1978 | 10
MISO | Menomonie | 4009 | 1 |  |  | Conventional Hydroelectric | 2.7 | WI | Dunn | 44.8842 | -91.9294 | 1958 | 1
MISO | Menomonie | 4009 | 2 |  |  | Conventional Hydroelectric | 2.7 | WI | Dunn | 44.8842 | -91.9294 | 1958 | 1
MISO | Meridian Wind Park | 65328 | 1 |  |  | Onshore Wind Turbine | 225 | MI | Gratiot | 43.462 | -84.3398 | 2023 | 4
MISO | Merl Parr | 1097 | 1 |  |  | Natural Gas Fired Combustion Turbine | 18 | IA | Floyd | 43.0563 | -92.6932 | 1969 | 5
MISO | Merl Parr | 1097 | 2 |  |  | Natural Gas Fired Combustion Turbine | 18 | IA | Floyd | 43.0563 | -92.6932 | 1969 | 5
MISO | Merom | 6213 | 1 |  |  | Conventional Steam Coal | 540 | IN | Sullivan | 39.0694 | -87.5108 | 1983 | 9
MISO | Merom | 6213 | 2 |  |  | Conventional Steam Coal | 540 | IN | Sullivan | 39.0694 | -87.5108 | 1982 | 2
MISO | Merricourt Wind Energy Center | 57048 | 1 |  |  | Onshore Wind Turbine | 150 | ND | McIntosh | 46.1075 | -99.0592 | 2020 | 12
MISO | Merrill | 4068 | 1 |  |  | Conventional Hydroelectric | 0.4 | WI | Lincoln | 45.1786 | -89.685 | 1917 | 3
MISO | Merrill | 4068 | 2 |  |  | Conventional Hydroelectric | 0.4 | WI | Lincoln | 45.1786 | -89.685 | 1917 | 3
MISO | Merrill | 4068 | 3 |  |  | Conventional Hydroelectric | 1.5 | WI | Lincoln | 45.1786 | -89.685 | 1984 | 6
MISO | Metro Gas Recovery | 50576 | GEN1 |  |  | Landfill Gas | 3 | WI | Milwaukee | 42.8506 | -88.0697 | 1985 | 12
MISO | Metro Gas Recovery | 50576 | GEN2 |  |  | Landfill Gas | 3 | WI | Milwaukee | 42.8506 | -88.0697 | 1985 | 12
MISO | Metro Gas Recovery | 50576 | GEN3 |  |  | Landfill Gas | 0.8 | WI | Milwaukee | 42.8506 | -88.0697 | 2000 | 2
MISO | Metro Gas Recovery | 50576 | GEN4 |  |  | Landfill Gas | 0.8 | WI | Milwaukee | 42.8506 | -88.0697 | 2000 | 2
MISO | Metro Gas Recovery | 50576 | GEN5 |  |  | Landfill Gas | 0.8 | WI | Milwaukee | 42.8506 | -88.0697 | 2000 | 2
MISO | Metro Gas Recovery | 50576 | GEN6 |  |  | Landfill Gas | 0.8 | WI | Milwaukee | 42.8506 | -88.0697 | 2000 | 2
MISO | Metro Methane Recovery Facility | 54700 | GEN1 |  |  | Landfill Gas | 0.8 | IA | Polk | 41.5989 | -93.355 | 1998 | 1
MISO | Metro Methane Recovery Facility | 54700 | GEN10 |  |  | Landfill Gas | 1.6 | IA | Polk | 41.5989 | -93.355 | 2014 | 3
MISO | Metro Methane Recovery Facility | 54700 | GEN11 |  |  | Landfill Gas | 1.6 | IA | Polk | 41.5989 | -93.355 | 2014 | 3
MISO | Metro Methane Recovery Facility | 54700 | GEN12 |  |  | Landfill Gas | 1.6 | IA | Polk | 41.5989 | -93.355 | 2014 | 3
MISO | Metro Methane Recovery Facility | 54700 | GEN2 |  |  | Landfill Gas | 0.8 | IA | Polk | 41.5989 | -93.355 | 1998 | 1
MISO | Metro Methane Recovery Facility | 54700 | GEN3 |  |  | Landfill Gas | 0.8 | IA | Polk | 41.5989 | -93.355 | 1998 | 1
MISO | Metro Methane Recovery Facility | 54700 | GEN4 |  |  | Landfill Gas | 0.8 | IA | Polk | 41.5989 | -93.355 | 1998 | 1
MISO | Metro Methane Recovery Facility | 54700 | GEN5 |  |  | Landfill Gas | 0.8 | IA | Polk | 41.5989 | -93.355 | 1998 | 1
MISO | Metro Methane Recovery Facility | 54700 | GEN6 |  |  | Landfill Gas | 0.8 | IA | Polk | 41.5989 | -93.355 | 1998 | 1
MISO | Metro Methane Recovery Facility | 54700 | GEN7 |  |  | Landfill Gas | 0.8 | IA | Polk | 41.5989 | -93.355 | 1998 | 1
MISO | Metro Methane Recovery Facility | 54700 | GEN8 |  |  | Landfill Gas | 0.8 | IA | Polk | 41.5989 | -93.355 | 1998 | 1
MISO | Mexico | 6650 | 1 |  |  | Petroleum Liquids | 60.7 | MO | Audrain | 39.1481 | -91.8306 | 1978 | 9
MISO | Michael Solar | 60971 | PV1 |  |  | Solar Photovoltaic | 1 | MN | Stearns | 45.6675 | -94.7083 | 2017 | 12
MISO | Michael Solar | 60971 | PV2 |  |  | Solar Photovoltaic | 1 | MN | Stearns | 45.6675 | -94.7083 | 2017 | 12
MISO | Michael Solar | 60971 | PV3 |  |  | Solar Photovoltaic | 1 | MN | Stearns | 45.6675 | -94.7083 | 2017 | 12
MISO | Michael Solar | 60971 | PV4 |  |  | Solar Photovoltaic | 1 | MN | Stearns | 45.6675 | -94.7083 | 2017 | 12
MISO | Michelangelo Wind 1 LLC | 59231 | WT1 |  |  | Onshore Wind Turbine | 3 | IA | Story | 41.881 | -93.6231 | 2017 | 3
MISO | Michelangelo Wind 3 LLC | 59053 | WT1 |  |  | Onshore Wind Turbine | 3 | IA | Story | 42.019 | -93.514 | 2017 | 2
MISO | Michelangelo Wind 4 LLC | 59232 | WT1 |  |  | Onshore Wind Turbine | 3 | IA | Boone | 41.978 | -93.7006 | 2016 | 12
MISO | Michigamme Falls | 1780 | 1 |  |  | Conventional Hydroelectric | 4.8 | MI | Iron | 45.9553 | -88.1958 | 1953 | 6
MISO | Michigamme Falls | 1780 | 2 |  |  | Conventional Hydroelectric | 4.8 | MI | Iron | 45.9553 | -88.1958 | 1953 | 7
MISO | Michigan City | 997 | 12 |  |  | Conventional Steam Coal | 540 | IN | LaPorte | 41.7208 | -86.9086 | 1974 | 5
MISO | Michigan Power LP | 54915 | G001 |  |  | Natural Gas Fired Combined Cycle | 58 | MI | Mason | 43.9375 | -86.425 | 1995 | 10
MISO | Michigan Power LP | 54915 | G101 |  |  | Natural Gas Fired Combined Cycle | 80.1 | MI | Mason | 43.9375 | -86.425 | 1995 | 10
MISO | Michigan Wind 1 | 56416 | 1 |  |  | Onshore Wind Turbine | 69 | MI | Huron | 43.7092 | -82.9633 | 2008 | 12
MISO | Michigan Wind 2 | 56659 | 1 |  |  | Onshore Wind Turbine | 90 | MI | Sanilac | 43.6631 | -82.7469 | 2011 | 12
MISO | Midcontinent Solar, LLC | 66108 | MCS |  |  | Solar Photovoltaic | 20 | MI | Shiawassee | 42.9709 | -84.158 | 2023 | 10
MISO | Middlebury Solar | 60047 | PV6 |  |  | Solar Photovoltaic | 1.5 | IN | Elkhart | 41.6972 | -85.6875 | 2012 | 11
MISO | Middleton Airport Solar | 62731 | 1 |  |  | Solar Photovoltaic | 5.6 | WI | Dane | 43.1163 | -89.5324 | 2020 | 7
MISO | Middleton Biogas Solar, LLC | 66048 | MBS |  |  | Solar Photovoltaic | 1.9 | WI | Dane | 43.1233 | -89.5466 | 2022 | 5
MISO | Middleton Biogas Solar, LLC | 66048 | MBS-B |  |  | Batteries | 0.3 | WI | Dane | 43.1233 | -89.5466 | 2022 | 5
MISO | Midland Cogeneration Venture | 10745 | 1G12 |  |  | Petroleum Liquids | 5.2 | MI | Midland | 43.5861 | -84.2242 | 1990 | 2
MISO | Midland Cogeneration Venture | 10745 | BP15 |  |  | Natural Gas Fired Combined Cycle | 13.4 | MI | Midland | 43.5861 | -84.2242 | 1998 | 7
MISO | Midland Cogeneration Venture | 10745 | GT10 |  |  | Natural Gas Fired Combined Cycle | 87.1 | MI | Midland | 43.5861 | -84.2242 | 1990 | 1
MISO | Midland Cogeneration Venture | 10745 | GT11 |  |  | Natural Gas Fired Combined Cycle | 87.1 | MI | Midland | 43.5861 | -84.2242 | 1990 | 2
MISO | Midland Cogeneration Venture | 10745 | GT12 |  |  | Natural Gas Fired Combined Cycle | 87.1 | MI | Midland | 43.5861 | -84.2242 | 1990 | 3
MISO | Midland Cogeneration Venture | 10745 | GT13 |  |  | Natural Gas Fired Combined Cycle | 87.1 | MI | Midland | 43.5861 | -84.2242 | 1990 | 4
MISO | Midland Cogeneration Venture | 10745 | GT14 |  |  | Natural Gas Fired Combined Cycle | 87.1 | MI | Midland | 43.5861 | -84.2242 | 1990 | 5
MISO | Midland Cogeneration Venture | 10745 | GT3 |  |  | Natural Gas Fired Combined Cycle | 87.1 | MI | Midland | 43.5861 | -84.2242 | 1989 | 6
MISO | Midland Cogeneration Venture | 10745 | GT4 |  |  | Natural Gas Fired Combined Cycle | 87.1 | MI | Midland | 43.5861 | -84.2242 | 1989 | 8
MISO | Midland Cogeneration Venture | 10745 | GT5 |  |  | Natural Gas Fired Combined Cycle | 87.1 | MI | Midland | 43.5861 | -84.2242 | 1989 | 9
MISO | Midland Cogeneration Venture | 10745 | GT6 |  |  | Natural Gas Fired Combined Cycle | 87.1 | MI | Midland | 43.5861 | -84.2242 | 1989 | 10
MISO | Midland Cogeneration Venture | 10745 | GT7 |  |  | Natural Gas Fired Combined Cycle | 87.1 | MI | Midland | 43.5861 | -84.2242 | 1989 | 9
MISO | Midland Cogeneration Venture | 10745 | GT8 |  |  | Natural Gas Fired Combined Cycle | 87.1 | MI | Midland | 43.5861 | -84.2242 | 1989 | 12
MISO | Midland Cogeneration Venture | 10745 | GT9 |  |  | Natural Gas Fired Combined Cycle | 87.1 | MI | Midland | 43.5861 | -84.2242 | 1990 | 1
MISO | Midland Cogeneration Venture | 10745 | ST1 |  |  | Natural Gas Fired Combined Cycle | 410 | MI | Midland | 43.5861 | -84.2242 | 1990 | 2
MISO | Midland Cogeneration Venture | 10745 | ST2 |  |  | Natural Gas Fired Combined Cycle | 380 | MI | Midland | 43.5861 | -84.2242 | 1990 | 9
MISO | Milam Gas Recovery | 50566 | GEN1 |  |  | Natural Gas Internal Combustion Engine | 0.8 | IL | St Clair | 38.6603 | -90.1317 | 1991 | 4
MISO | Milam Gas Recovery | 50566 | GEN2 |  |  | Natural Gas Internal Combustion Engine | 0.8 | IL | St Clair | 38.6603 | -90.1317 | 1991 | 4
MISO | Milam Gas Recovery | 50566 | GEN3 |  |  | Natural Gas Internal Combustion Engine | 0.8 | IL | St Clair | 38.6603 | -90.1317 | 1993 | 3
MISO | Miles City GT | 2177 | 1 |  |  | Natural Gas Fired Combustion Turbine | 23.3 | MT | Custer | 46.4112 | -105.7953 | 1972 | 5
MISO | Milton R Young | 2823 | 1 |  |  | Conventional Steam Coal | 257 | ND | Oliver | 47.0659 | -101.2131 | 1970 | 10
MISO | Milton R Young | 2823 | 2 |  |  | Conventional Steam Coal | 477 | ND | Oliver | 47.0659 | -101.2131 | 1977 | 4
MISO | Minden Wind Park | 57852 | 1 |  |  | Onshore Wind Turbine | 32 | MI | Sanilac | 43.67 | -82.7586 | 2012 | 12
MISO | MinnDakota Wind LLC | 56459 | 2 |  |  | Onshore Wind Turbine | 150 | MN | Lincoln | 44.2667 | -96.3444 | 2008 | 1
MISO | Minnesota Breeze LLC | 56587 | 1 |  |  | Onshore Wind Turbine | 1.3 | MN | Nobles | 43.5833 | -95.7781 | 2006 | 5
MISO | Minnesota River | 7844 | UOO1 |  |  | Natural Gas Fired Combustion Turbine | 49 | MN | Carver | 44.7952 | -93.581 | 2001 | 5
MISO | Minwind | 56002 | 1 |  |  | Onshore Wind Turbine | 3.8 | MN | Rock | 43.5564 | -96.3036 | 2002 | 10
MISO | Mio | 1714 | 1 |  |  | Conventional Hydroelectric | 2.5 | MI | Oscoda | 44.6611 | -84.1317 | 1916 | 1
MISO | Mio | 1714 | 2 |  |  | Conventional Hydroelectric | 2.5 | MI | Oscoda | 44.6611 | -84.1317 | 1916 | 1
MISO | Mississippi Baptist Medical Center | 54203 | A |  |  | Natural Gas Fired Combustion Turbine | 4.2 | MS | Hinds | 32.3133 | -90.1797 | 1991 | 1
MISO | Moberly | 6651 | 1 |  |  | Petroleum Liquids | 60.6 | MO | Randolph | 39.4244 | -92.4837 | 1978 | 8
MISO | Moline | 899 | GT1 |  |  | Natural Gas Fired Combustion Turbine | 18 | IL | Rock Island | 41.51 | -90.534 | 1970 | 5
MISO | Moline | 899 | GT2 |  |  | Natural Gas Fired Combustion Turbine | 18 | IL | Rock Island | 41.51 | -90.534 | 1970 | 5
MISO | Moline | 899 | GT3 |  |  | Natural Gas Fired Combustion Turbine | 18 | IL | Rock Island | 41.51 | -90.534 | 1970 | 5
MISO | Moline | 899 | GT4 |  |  | Natural Gas Fired Combustion Turbine | 18 | IL | Rock Island | 41.51 | -90.534 | 1970 | 5
MISO | Moline | 899 | HY1 |  |  | Conventional Hydroelectric | 0.9 | IL | Rock Island | 41.51 | -90.534 | 1942 | 1
MISO | Moline | 899 | HY2 |  |  | Conventional Hydroelectric | 0.9 | IL | Rock Island | 41.51 | -90.534 | 1942 | 1
MISO | Moline | 899 | HY3 |  |  | Conventional Hydroelectric | 0.9 | IL | Rock Island | 41.51 | -90.534 | 1942 | 1
MISO | Moline | 899 | HY4 |  |  | Conventional Hydroelectric | 0.9 | IL | Rock Island | 41.51 | -90.534 | 1942 | 1
MISO | Monroe (MI) | 1733 | 1 |  |  | Conventional Steam Coal | 817.2 | MI | Monroe | 41.8906 | -83.3464 | 1971 | 6
MISO | Monroe (MI) | 1733 | 2 |  |  | Conventional Steam Coal | 822.6 | MI | Monroe | 41.8906 | -83.3464 | 1973 | 3
MISO | Monroe (MI) | 1733 | 3 |  |  | Conventional Steam Coal | 822.6 | MI | Monroe | 41.8906 | -83.3464 | 1973 | 5
MISO | Monroe (MI) | 1733 | 4 |  |  | Conventional Steam Coal | 817.2 | MI | Monroe | 41.8906 | -83.3464 | 1974 | 5
MISO | Monroe (MI) | 1733 | IC1 |  |  | Petroleum Liquids | 2.7 | MI | Monroe | 41.8906 | -83.3464 | 1969 | 11
MISO | Monroe (MI) | 1733 | IC2 |  |  | Petroleum Liquids | 2.7 | MI | Monroe | 41.8906 | -83.3464 | 1969 | 12
MISO | Monroe (MI) | 1733 | IC3 |  |  | Petroleum Liquids | 2.7 | MI | Monroe | 41.8906 | -83.3464 | 1969 | 11
MISO | Monroe (MI) | 1733 | IC4 |  |  | Petroleum Liquids | 2.7 | MI | Monroe | 41.8906 | -83.3464 | 1969 | 12
MISO | Monroe (MI) | 1733 | IC5 |  |  | Petroleum Liquids | 2.7 | MI | Monroe | 41.8906 | -83.3464 | 1969 | 11
MISO | MontSun Community Solar | 61586 | 1 |  |  | Solar Photovoltaic | 5 | MN | Wright | 45.0603 | -93.9047 | 2017 | 12
MISO | Montevideo Solar LLC, CSG | 61870 | MONTE |  |  | Solar Photovoltaic | 5 | MN | Yellow Medicine | 44.8995 | -95.6942 | 2019 | 1
MISO | Montezuma | 1165 | 1 |  |  | Petroleum Liquids | 0.2 | IA | Poweshiek | 41.586 | -92.5228 | 1940 | 8
MISO | Montezuma | 1165 | 10 |  |  | Petroleum Liquids | 0.2 | IA | Poweshiek | 41.586 | -92.5228 | 2003 | 6
MISO | Montezuma | 1165 | 4 |  |  | Petroleum Liquids | 0.5 | IA | Poweshiek | 41.586 | -92.5228 | 1947 | 8
MISO | Montezuma | 1165 | 5 |  |  | Petroleum Liquids | 1.1 | IA | Poweshiek | 41.586 | -92.5228 | 1959 | 8
MISO | Montezuma | 1165 | 6 |  |  | Natural Gas Internal Combustion Engine | 1.7 | IA | Poweshiek | 41.586 | -92.5228 | 1967 | 8
MISO | Montezuma | 1165 | 7 |  |  | Natural Gas Internal Combustion Engine | 2.5 | IA | Poweshiek | 41.586 | -92.5228 | 1974 | 8
MISO | Montezuma | 1165 | 8 |  |  | Petroleum Liquids | 1.8 | IA | Poweshiek | 41.586 | -92.5228 | 1998 | 6
MISO | Montezuma | 1165 | 9 |  |  | Petroleum Liquids | 1.8 | IA | Poweshiek | 41.586 | -92.5228 | 2000 | 6
MISO | Montfort Wind Energy Center | 55742 | ER15 |  |  | Onshore Wind Turbine | 30 | WI | Iowa | 42.9625 | -90.3867 | 2002 | 6
MISO | Montgomery County | 60925 | 1A |  |  | Natural Gas Fired Combined Cycle | 250 | TX | Montgomery | 30.4408 | -95.5275 | 2021 | 1
MISO | Montgomery County | 60925 | 1B |  |  | Natural Gas Fired Combined Cycle | 250 | TX | Montgomery | 30.4408 | -95.5275 | 2021 | 1
MISO | Montgomery County | 60925 | 1C |  |  | Natural Gas Fired Combined Cycle | 500 | TX | Montgomery | 30.4408 | -95.5275 | 2021 | 1
MISO | Montgomery County Community Solar Center | 65726 | MCCSC |  |  | Solar Photovoltaic | 5.7 | MO | Montgomery | 38.8907 | -91.4232 | 2022 | 3
MISO | Montgomery Winsted CSG | 61456 | 41620 |  |  | Solar Photovoltaic | 1 | MN | McLeod | 44.9517 | -94.0556 | 2017 | 11
MISO | Montgomery Winsted CSG | 61456 | 41621 |  |  | Solar Photovoltaic | 1 | MN | McLeod | 44.9517 | -94.0556 | 2017 | 11
MISO | Montgomery Winsted CSG | 61456 | 41622 |  |  | Solar Photovoltaic | 1 | MN | McLeod | 44.9517 | -94.0556 | 2017 | 11
MISO | Monticello Nuclear Facility | 1922 | 1 |  |  | Nuclear | 685 | MN | Wright | 45.3338 | -93.8493 | 1971 | 6
MISO | Monticello Project CSG | 62105 | MONTI |  |  | Solar Photovoltaic | 5 | MN | Wright | 45.2722 | -93.8278 | 2018 | 11
MISO | Montpelier Electric Generating Station | 55229 | GT1 |  |  | Natural Gas Fired Combustion Turbine | 59 | IN | Wells | 40.6206 | -85.3057 | 2001 | 6
MISO | Montpelier Electric Generating Station | 55229 | GT2 |  |  | Natural Gas Fired Combustion Turbine | 59 | IN | Wells | 40.6206 | -85.3057 | 2001 | 6
MISO | Montpelier Electric Generating Station | 55229 | GT3 |  |  | Natural Gas Fired Combustion Turbine | 59 | IN | Wells | 40.6206 | -85.3057 | 2001 | 6
MISO | Montpelier Electric Generating Station | 55229 | GT4 |  |  | Natural Gas Fired Combustion Turbine | 59 | IN | Wells | 40.6206 | -85.3057 | 2001 | 6
MISO | Montrose Solar | 60529 | PV1 |  |  | Solar Photovoltaic | 3.5 | MN | Wright | 45.0556 | -93.9228 | 2016 | 12
MISO | Moose Lake | 1996 | 1 |  |  | Petroleum Liquids | 1.3 | MN | Carlton | 46.4541 | -92.7606 | 1973 | 7
MISO | Moose Lake | 1996 | 5 |  |  | Petroleum Liquids | 2.1 | MN | Carlton | 46.4541 | -92.7606 | 2005 | 4
MISO | Moose Lake | 1996 | 6 |  |  | Petroleum Liquids | 2.1 | MN | Carlton | 46.4541 | -92.7606 | 2005 | 4
MISO | Moose Lake | 1996 | 7 |  |  | Petroleum Liquids | 2.1 | MN | Carlton | 46.4541 | -92.7606 | 2005 | 4
MISO | Moose Lake | 1996 | 8NG |  |  | Natural Gas Internal Combustion Engine | 2.6 | MN | Carlton | 46.4541 | -92.7606 | 2019 | 1
MISO | Mora | 1997 | 2 |  |  | Natural Gas Internal Combustion Engine | 1.1 | MN | Kanabec | 45.8771 | -93.2951 | 1957 | 9
MISO | Mora | 1997 | 5 |  |  | Natural Gas Internal Combustion Engine | 5.7 | MN | Kanabec | 45.8771 | -93.2951 | 1972 | 6
MISO | Mora | 1997 | 6 |  |  | Petroleum Liquids | 7 | MN | Kanabec | 45.8771 | -93.2951 | 1975 | 7
MISO | Moraine CSG | 64789 | MORAI |  |  | Solar Photovoltaic | 2 | IL | McLean | 40.3792 | -88.8434 | 2021 | 9
MISO | Moraine II Wind LLC | 56794 | 1 |  |  | Onshore Wind Turbine | 49.5 | MN | Pipestone | 44.1238 | -96.0784 | 2009 | 2
MISO | Moraine Sands Wind Power | 66093 | MSWP1 |  |  | Onshore Wind Turbine | 171 | IL | Mason | 40.1709 | -89.8951 | 2023 | 12
MISO | Moraine Wind LLC | 56174 | MOR |  |  | Onshore Wind Turbine | 51 | MN | Pipestone | 44.0667 | -96.0667 | 2003 | 12
MISO | Moreau | 6652 | 1 |  |  | Petroleum Liquids | 60.8 | MO | Cole | 38.5557 | -92.1023 | 1978 | 8
MISO | Morey Road | 67199 | 641 |  |  | Solar Photovoltaic | 2 | MI | Missaukee | 44.2733 | -85.208 | 2024 | 11
MISO | Morgan Community Solar | 60942 | BMCS1 |  |  | Solar Photovoltaic | 1 | MN | Redwood | 44.4132 | -94.9076 | 2017 | 4
MISO | Morgan Community Solar | 60942 | BMCS2 |  |  | Solar Photovoltaic | 1 | MN | Redwood | 44.4132 | -94.9076 | 2017 | 4
MISO | Morgan Community Solar | 60942 | BMCS3 |  |  | Solar Photovoltaic | 1 | MN | Redwood | 44.4132 | -94.9076 | 2017 | 4
MISO | Morgan Solar 1 CSG | 64741 | MORG1 |  |  | Solar Photovoltaic | 2 | IL | Morgan | 39.8224 | -90.5552 | 2021 | 8
MISO | Morgan Solar 1b CSG | 64742 | MOR1B |  |  | Solar Photovoltaic | 2 | IL | Morgan | 39.8222 | -90.5546 | 2021 | 8
MISO | Morgan Solar 2, LLC CSG | 64159 | MRG2 |  |  | Solar Photovoltaic | 2 | IL | Morgan | 39.6065 | -90.2271 | 2020 | 11
MISO | Morgan Solar 4, LLC CSG | 64100 | MORG |  |  | Solar Photovoltaic | 2 | IL | Morgan | 39.6141 | -90.2208 | 2020 | 12
MISO | Morning Light Wind Farm | 57875 | MLWF |  |  | Onshore Wind Turbine | 110.9 | IA | Adair | 41.4542 | -94.5751 | 2012 | 10
MISO | Mosaic Phosphates Uncle Sam | 10198 | GEN2 |  |  | All Other | 11 | LA | St James | 30.0386 | -90.8283 | 1968 | 1
MISO | Mosaic Phosphates Uncle Sam | 10198 | GEN3 |  |  | All Other | 15 | LA | St James | 30.0386 | -90.8283 | 2016 | 8
MISO | Moselle | 2070 | 1 |  |  | Natural Gas Fired Combined Cycle | 59 | MS | Jones | 31.528 | -89.3004 | 1970 | 8
MISO | Moselle | 2070 | 2 |  |  | Natural Gas Fired Combined Cycle | 59 | MS | Jones | 31.528 | -89.3004 | 1970 | 8
MISO | Moselle | 2070 | 3 |  |  | Natural Gas Steam Turbine | 59 | MS | Jones | 31.528 | -89.3004 | 1970 | 8
MISO | Moselle | 2070 | 4 |  |  | Natural Gas Fired Combustion Turbine | 83 | MS | Jones | 31.528 | -89.3004 | 1997 | 6
MISO | Moselle | 2070 | 5 |  |  | Natural Gas Fired Combustion Turbine | 83.5 | MS | Jones | 31.528 | -89.3004 | 2006 | 6
MISO | Moselle | 2070 | GTG1 |  |  | Natural Gas Fired Combined Cycle | 83.5 | MS | Jones | 31.528 | -89.3004 | 2012 | 5
MISO | Moselle | 2070 | GTG2 |  |  | Natural Gas Fired Combined Cycle | 83.5 | MS | Jones | 31.528 | -89.3004 | 2012 | 11
MISO | Mosinee Mill | 50614 | GEN1 |  |  | Wood/Wood Waste Biomass | 15 | WI | Marathon | 44.7881 | -89.6917 | 1976 | 12
MISO | Mosinee Mill | 50614 | HYD1 |  |  | Conventional Hydroelectric | 2.2 | WI | Marathon | 44.7881 | -89.6917 | 1924 | 8
MISO | Mosinee Mill | 50614 | HYD2 |  |  | Conventional Hydroelectric | 0.6 | WI | Marathon | 44.7881 | -89.6917 | 1916 | 7
MISO | Mosinee Mill | 50614 | HYD3 |  |  | Conventional Hydroelectric | 0.6 | WI | Marathon | 44.7881 | -89.6917 | 1916 | 7
MISO | Mosinee Mill | 50614 | WEST |  |  | Wood/Wood Waste Biomass | 5 | WI | Marathon | 44.7881 | -89.6917 | 1951 | 8
MISO | Motiva Enterprises Port Arthur Refinery | 50973 | GN31 |  |  | Other Gases | 10 | TX | Jefferson | 29.8885 | -93.951 | 1962 | 6
MISO | Motiva Enterprises Port Arthur Refinery | 50973 | GN32 |  |  | Other Gases | 15.6 | TX | Jefferson | 29.8885 | -93.951 | 1957 | 6
MISO | Motiva Enterprises Port Arthur Refinery | 50973 | GN33 |  |  | Other Gases | 25.5 | TX | Jefferson | 29.8885 | -93.951 | 1978 | 6
MISO | Motiva Enterprises Port Arthur Refinery | 50973 | GN34 |  |  | Natural Gas Fired Combustion Turbine | 18.8 | TX | Jefferson | 29.8885 | -93.951 | 1970 | 6
MISO | Motiva Enterprises Port Arthur Refinery | 50973 | GN35 |  |  | Natural Gas Fired Combined Cycle | 40.5 | TX | Jefferson | 29.8885 | -93.951 | 1983 | 12
MISO | Motiva Enterprises Port Arthur Refinery | 50973 | GN41 |  |  | Natural Gas Fired Combined Cycle | 41.6 | TX | Jefferson | 29.8885 | -93.951 | 2011 | 12
MISO | Motiva Enterprises Port Arthur Refinery | 50973 | GN42 |  |  | Natural Gas Fired Combined Cycle | 41.6 | TX | Jefferson | 29.8885 | -93.951 | 2011 | 11
MISO | Motiva Enterprises Port Arthur Refinery | 50973 | GN43 |  |  | Natural Gas Fired Combined Cycle | 41.6 | TX | Jefferson | 29.8885 | -93.951 | 2011 | 11
MISO | Motiva Enterprises Port Arthur Refinery | 50973 | GN44 |  |  | Natural Gas Fired Combined Cycle | 41.6 | TX | Jefferson | 29.8885 | -93.951 | 2011 | 10
MISO | Mountain Lake | 1998 | 2 |  |  | Natural Gas Internal Combustion Engine | 1.1 | MN | Cottonwood | 43.9405 | -94.9434 | 1954 | 5
MISO | Mountain Lake | 1998 | 5 |  |  | Natural Gas Internal Combustion Engine | 1.3 | MN | Cottonwood | 43.9405 | -94.9434 | 1959 | 5
MISO | Mountain Lake | 1998 | 6 |  |  | Petroleum Liquids | 1.8 | MN | Cottonwood | 43.9405 | -94.9434 | 1998 | 2
MISO | Mountain Lake | 1998 | 7 |  |  | Petroleum Liquids | 1.8 | MN | Cottonwood | 43.9405 | -94.9434 | 1998 | 1
MISO | Mountain Lake | 1998 | 8 |  |  | Onshore Wind Turbine | 1.2 | MN | Cottonwood | 43.9405 | -94.9434 | 2007 | 7
MISO | Mower County Wind Energy Center | 56424 | 1 |  |  | Onshore Wind Turbine | 98.9 | MN | Mower | 43.6141 | -92.5988 | 2006 | 12
MISO | Mt. Hope DPC Solar | 60893 | PV1 |  |  | Solar Photovoltaic | 1 | WI | Grant | 42.975 | -90.8318 | 2017 | 1
MISO | Mud Garden Solar | 63427 | CGS |  |  | Solar Photovoltaic | 1 | MN | Sibley | 44.5433 | -94.2226 | 2020 | 3
MISO | Mulligan Solar, LLC | 65349 | MLGAN |  |  | Solar Photovoltaic | 70 | IL | Logan | 40.0939 | -89.4204 | 2022 | 7
MISO | Municipal Power Plant | 56504 | 1 |  |  | Natural Gas Internal Combustion Engine | 1 | MI | Ottawa | 42.8129 | -86.0335 | 2002 | 6
MISO | Municipal Power Plant | 56504 | 2 |  |  | Natural Gas Internal Combustion Engine | 1 | MI | Ottawa | 42.8129 | -86.0335 | 2002 | 6
MISO | Munster Landfill Gas-to-Energy | 59808 | GEN1 |  |  | Landfill Gas | 1.1 | IN | Lake | 41.5244 | -87.5091 | 2012 | 11
MISO | Murray | 7166 | 1 |  |  | Conventional Hydroelectric | 22.7 | AR | Pulaski | 34.7956 | -92.3569 | 1988 | 10
MISO | Murray | 7166 | 2 |  |  | Conventional Hydroelectric | 22.7 | AR | Pulaski | 34.7956 | -92.3569 | 1988 | 10
MISO | Muscatine Plant #1 | 1167 | 7 |  |  | Conventional Steam Coal | 25 | IA | Muscatine | 41.3917 | -91.0569 | 1958 | 4
MISO | Muscatine Plant #1 | 1167 | 8 |  |  | Conventional Steam Coal | 75 | IA | Muscatine | 41.3917 | -91.0569 | 1969 | 1
MISO | Muscatine Plant #1 | 1167 | 9 |  |  | Conventional Steam Coal | 175.5 | IA | Muscatine | 41.3917 | -91.0569 | 1983 | 4
MISO | NAFTA Region Olefins Complex Cogen Fac | 55122 | UN1 |  |  | Natural Gas Fired Combustion Turbine | 41.6 | TX | Jefferson | 29.9543 | -93.8836 | 2001 | 7
MISO | NAFTA Region Olefins Complex Cogen Fac | 55122 | UN2 |  |  | Natural Gas Fired Combustion Turbine | 41.6 | TX | Jefferson | 29.9543 | -93.8836 | 2001 | 7
MISO | NCAH Central Utility Plant | 58265 | C-3 |  |  | Petroleum Liquids | 0.2 | IA | Story | 42.0461 | -93.5794 | 2005 | 12
MISO | NCAH Central Utility Plant | 58265 | FRZRF |  |  | Petroleum Liquids | 0.2 | IA | Story | 42.0461 | -93.5794 | 2005 | 7
MISO | NCAH Central Utility Plant | 58265 | MBGEN |  |  | Petroleum Liquids | 0.5 | IA | Story | 42.0461 | -93.5794 | 2004 | 11
MISO | NCAH Central Utility Plant | 58265 | S-13 |  |  | Petroleum Liquids | 2.1 | IA | Story | 42.0461 | -93.5794 | 2004 | 6
MISO | NCAH Central Utility Plant | 58265 | S-14 |  |  | Petroleum Liquids | 2.1 | IA | Story | 42.0461 | -93.5794 | 2004 | 6
MISO | NCAH Central Utility Plant | 58265 | S-16 |  |  | Natural Gas Fired Combustion Turbine | 3 | IA | Story | 42.0461 | -93.5794 | 2006 | 6
MISO | NCAH Central Utility Plant | 58265 | S-17 |  |  | Petroleum Liquids | 2 | IA | Story | 42.0461 | -93.5794 | 2006 | 11
MISO | NCAH Central Utility Plant | 58265 | S-18 |  |  | Petroleum Liquids | 2 | IA | Story | 42.0461 | -93.5794 | 2000 | 5
MISO | NCAH Central Utility Plant | 58265 | S-19 |  |  | Petroleum Liquids | 2 | IA | Story | 42.0461 | -93.5794 | 2010 | 12
MISO | NLMU Diesel | 67856 | 1157 |  |  | Petroleum Liquids | 2 | IA | Henry | 40.9292 | -91.3902 | 2000 | 5
MISO | NLMU Diesel | 67856 | 1158 |  |  | Petroleum Liquids | 2 | IA | Henry | 40.9292 | -91.3902 | 2000 | 5
MISO | NLMU Diesel | 67856 | 1159 |  |  | Petroleum Liquids | 2 | IA | Henry | 40.9292 | -91.3902 | 2000 | 5
MISO | NLMU Diesel | 67856 | 826 |  |  | Petroleum Liquids | 2 | IA | Henry | 40.9292 | -91.3902 | 2002 | 7
MISO | NLMU Wind | 58414 | NLMU |  |  | Onshore Wind Turbine | 1.5 | IA | Henry | 40.955 | -91.3944 | 2011 | 11
MISO | Nabb Battery Energy Storage System | 62862 | ES1 |  |  | Batteries | 5 | IN | Clark | 38.5019 | -85.6946 | 2020 | 12
MISO | National Energy of Lincoln | 50772 | GEN1 |  |  | Wood/Wood Waste Biomass | 20 | MI | Alcona | 44.68 | -83.4167 | 1989 | 1
MISO | National Energy of McBain | 50770 | GEN1 |  |  | Wood/Wood Waste Biomass | 20 | MI | Missaukee | 44.204 | -85.2206 | 1988 | 12
MISO | Nautilus Lindstrom Solar (CSG) | 62030 | LI |  |  | Solar Photovoltaic | 2 | MN | Chisago | 45.3361 | -92.814 | 2019 | 3
MISO | Nautilus Saint Cloud Solar (CSG) | 62031 | SC |  |  | Solar Photovoltaic | 5 | MN | Sherburne | 45.4956 | -94.1189 | 2019 | 4
MISO | Nautilus Winsted Solar (CSG) | 62032 | WS |  |  | Solar Photovoltaic | 3 | MN | McLeod | 44.9489 | -94.0857 | 2019 | 4
MISO | Neal Energy Center Solar | 65393 | NECS |  |  | Solar Photovoltaic | 4 | IA | Woodbury | 42.333 | -96.3482 | 2022 | 2
MISO | Neenah Paper Munising Mill | 54867 | M387 |  |  | Conventional Steam Coal | 6.2 | MI | Alger | 46.4094 | -86.6443 | 1930 | 1
MISO | Neptune Gas Processing Plant | 56139 | NPCG |  |  | All Other | 4.5 | LA | St Mary | 29.7336 | -91.4431 | 2004 | 2
MISO | Nesvold Watertown Solar | 60958 | PV1 |  |  | Solar Photovoltaic | 1 | MN | Carver | 44.9371 | -93.8287 | 2018 | 1
MISO | Nesvold Watertown Solar | 60958 | PV2 |  |  | Solar Photovoltaic | 1 | MN | Carver | 44.9371 | -93.8287 | 2018 | 1
MISO | Nesvold Watertown Solar | 60958 | PV3 |  |  | Solar Photovoltaic | 1 | MN | Carver | 44.9371 | -93.8287 | 2018 | 1
MISO | Nesvold Watertown Solar | 60958 | PV4 |  |  | Solar Photovoltaic | 1 | MN | Carver | 44.9371 | -93.8287 | 2018 | 1
MISO | Nesvold Watertown Solar | 60958 | PV5 |  |  | Solar Photovoltaic | 1 | MN | Carver | 44.9371 | -93.8287 | 2018 | 1
MISO | New Auburn DPC Solar | 60936 | PV1 |  |  | Solar Photovoltaic | 2.5 | WI | Chippewa | 45.21 | -91.4353 | 2018 | 1
MISO | New Badger | 4120 | 3 |  |  | Conventional Hydroelectric | 4.1 | WI | Outagamie | 44.2772 | -88.2678 | 2014 | 1
MISO | New Badger | 4120 | 4 |  |  | Conventional Hydroelectric | 4.1 | WI | Outagamie | 44.2772 | -88.2678 | 2014 | 1
MISO | New Castle Solar RES | 59981 | PV1 |  |  | Solar Photovoltaic | 1.1 | IN | Henry | 39.8541 | -85.4034 | 2016 | 1
MISO | New Frontier Wind | 59903 | GEN |  |  | Onshore Wind Turbine | 100 | ND | McHenry | 47.8615 | -100.9477 | 2018 | 12
MISO | New Germany Community Solar Garden | 61571 | 39062 |  |  | Solar Photovoltaic | 1 | MN | Carver | 44.9054 | -94.0008 | 2018 | 4
MISO | New Harvest Wind Project LLC | 57609 | 1 |  |  | Onshore Wind Turbine | 100 | IA | Crawford | 42.1597 | -95.4397 | 2011 | 12
MISO | New Haven Solar RES | 59983 | PV1 |  |  | Solar Photovoltaic | 1.1 | IN | Spencer | 38.1941 | -86.9889 | 2016 | 9
MISO | New Lisbon | 4130 | 2 |  |  | Petroleum Liquids | 1.3 | WI | Juneau | 43.8797 | -90.1645 | 1966 | 1
MISO | New Lisbon | 4130 | 5 |  |  | Petroleum Liquids | 2.4 | WI | Juneau | 43.8797 | -90.1645 | 1977 | 1
MISO | New Lisbon | 4130 | 6 |  |  | Petroleum Liquids | 2.3 | WI | Juneau | 43.8797 | -90.1645 | 2005 | 7
MISO | New Lisbon | 4130 | 7 |  |  | Petroleum Liquids | 2.3 | WI | Juneau | 43.8797 | -90.1645 | 2005 | 7
MISO | New Lisbon Solar | 62848 | NEW9 |  |  | Solar Photovoltaic | 2.5 | WI | Juneau | 43.883 | -90.136 | 2019 | 9
MISO | New Munich Solar | 63402 | MUN |  |  | Solar Photovoltaic | 1 | MN | Stearns | 45.6541 | -94.7556 | 2019 | 9
MISO | New Orleans Power | 60928 | RICE1 |  |  | Natural Gas Internal Combustion Engine | 18.8 | LA | Orleans | 30.0081 | -89.9372 | 2020 | 5
MISO | New Orleans Power | 60928 | RICE2 |  |  | Natural Gas Internal Combustion Engine | 18.8 | LA | Orleans | 30.0081 | -89.9372 | 2020 | 5
MISO | New Orleans Power | 60928 | RICE3 |  |  | Natural Gas Internal Combustion Engine | 18.8 | LA | Orleans | 30.0081 | -89.9372 | 2020 | 5
MISO | New Orleans Power | 60928 | RICE4 |  |  | Natural Gas Internal Combustion Engine | 18.8 | LA | Orleans | 30.0081 | -89.9372 | 2020 | 5
MISO | New Orleans Power | 60928 | RICE5 |  |  | Natural Gas Internal Combustion Engine | 18.8 | LA | Orleans | 30.0081 | -89.9372 | 2020 | 5
MISO | New Orleans Power | 60928 | RICE6 |  |  | Natural Gas Internal Combustion Engine | 18.8 | LA | Orleans | 30.0081 | -89.9372 | 2020 | 5
MISO | New Orleans Power | 60928 | RICE7 |  |  | Natural Gas Internal Combustion Engine | 18.8 | LA | Orleans | 30.0081 | -89.9372 | 2020 | 5
MISO | New Orleans Solar Station | 64307 | NOSS |  |  | Solar Photovoltaic | 20 | LA | Orleans | 30.015 | -89.92 | 2019 | 12
MISO | New Prague | 1999 | 2 |  |  | Natural Gas Internal Combustion Engine | 4.4 | MN | Le Sueur | 44.5431 | -93.5731 | 1974 | 7
MISO | New Prague | 1999 | 3 |  |  | Natural Gas Internal Combustion Engine | 2.4 | MN | Le Sueur | 44.5431 | -93.5731 | 1962 | 8
MISO | New Prague | 1999 | 4 |  |  | Natural Gas Internal Combustion Engine | 3.5 | MN | Le Sueur | 44.5431 | -93.5731 | 1968 | 8
MISO | New Prague | 1999 | 5 |  |  | Natural Gas Internal Combustion Engine | 0.6 | MN | Le Sueur | 44.5431 | -93.5731 | 1944 | 8
MISO | New Prague | 1999 | 6 |  |  | Natural Gas Internal Combustion Engine | 6 | MN | Le Sueur | 44.5431 | -93.5731 | 1982 | 6
MISO | New Roads | 1453 | 1 |  |  | Petroleum Liquids | 2.3 | LA | Pointe Coupee | 30.7261 | -91.3683 | 1965 | 6
MISO | New Roads | 1453 | 2 |  |  | Petroleum Liquids | 0.6 | LA | Pointe Coupee | 30.7261 | -91.3683 | 1953 | 6
MISO | New Roads | 1453 | 3 |  |  | Petroleum Liquids | 1.1 | LA | Pointe Coupee | 30.7261 | -91.3683 | 1957 | 6
MISO | New Roads | 1453 | 4 |  |  | Petroleum Liquids | 1.7 | LA | Pointe Coupee | 30.7261 | -91.3683 | 1957 | 6
MISO | New Roads | 1453 | 5 |  |  | Petroleum Liquids | 1.7 | LA | Pointe Coupee | 30.7261 | -91.3683 | 1951 | 6
MISO | New Roads | 1453 | 6 |  |  | Petroleum Liquids | 2 | LA | Pointe Coupee | 30.7261 | -91.3683 | 1971 | 6
MISO | New Ulm | 2001 | 4 |  |  | Natural Gas Steam Turbine | 15 | MN | Brown | 44.3159 | -94.4581 | 1965 | 1
MISO | New Ulm | 2001 | 5 |  |  | Petroleum Liquids | 24 | MN | Brown | 44.3159 | -94.4581 | 1975 | 5
MISO | New Ulm | 2001 | 6 |  |  | Natural Gas Steam Turbine | 6 | MN | Brown | 44.3159 | -94.4581 | 1997 | 5
MISO | New Ulm | 2001 | 7 |  |  | Petroleum Liquids | 27.5 | MN | Brown | 44.3159 | -94.4581 | 2001 | 5
MISO | Newport Solar Project | 66112 | U1 |  |  | Solar Photovoltaic | 180 | AR | Jackson | 35.6689 | -91.1871 | 2023 | 10
MISO | Newton | 6017 | 1 |  |  | Conventional Steam Coal | 617.4 | IL | Jasper | 38.9361 | -88.2781 | 1977 | 11
MISO | Nicollet Community Solar One LLC | 63120 | 52828 |  |  | Solar Photovoltaic | 1 | MN | Nicollet | 44.2603 | -94.2909 | 2020 | 7
MISO | Nicollet Garden | 63938 | CGS |  |  | Solar Photovoltaic | 1 | MN | Nicollet | 44.2536 | -94.2707 | 2020 | 12
MISO | Nine Mile Point | 1403 | 5 |  |  | Natural Gas Steam Turbine | 895.1 | LA | Jefferson | 29.9472 | -90.1458 | 1973 | 6
MISO | Nine Mile Point | 1403 | 6(4) |  |  | Natural Gas Steam Turbine | 895.1 | LA | Jefferson | 29.9472 | -90.1458 | 1971 | 5
MISO | Nine Mile Point | 1403 | 6A |  |  | Natural Gas Fired Combined Cycle | 194.7 | LA | Jefferson | 29.9472 | -90.1458 | 2014 | 12
MISO | Nine Mile Point | 1403 | 6B |  |  | Natural Gas Fired Combined Cycle | 194.7 | LA | Jefferson | 29.9472 | -90.1458 | 2014 | 12
MISO | Nine Mile Point | 1403 | 6C |  |  | Natural Gas Fired Combined Cycle | 260.1 | LA | Jefferson | 29.9472 | -90.1458 | 2014 | 12
MISO | Nine Springs | 9674 | GT1 |  |  | Natural Gas Fired Combustion Turbine | 16.2 | WI | Dane | 43.0386 | -89.3586 | 1964 | 12
MISO | Ninth Street Hydropower Project | 54342 | 1 |  |  | Conventional Hydroelectric | 0.4 | MI | Alpena | 45.0717 | -83.4381 | 1990 | 9
MISO | Ninth Street Hydropower Project | 54342 | 2 |  |  | Conventional Hydroelectric | 0.4 | MI | Alpena | 45.0717 | -83.4381 | 1990 | 9
MISO | Ninth Street Hydropower Project | 54342 | 3 |  |  | Conventional Hydroelectric | 0.4 | MI | Alpena | 45.0717 | -83.4381 | 1990 | 9
MISO | Noble Ridge LLC | 55782 | WH01 |  |  | Onshore Wind Turbine | 1.5 | MN | Nobles | 43.7547 | -95.8534 | 2001 | 12
MISO | Nobles 2 Wind Project | 62364 | WT1 |  |  | Onshore Wind Turbine | 250 | MN | Nobles | 43.7896 | -95.8528 | 2020 | 12
MISO | Nobles Wind Project | 57047 | 1 |  |  | Onshore Wind Turbine | 201 | MN | Nobles | 43.7036 | -95.7131 | 2010 | 12
MISO | Noblesville | 1007 | 1 |  |  | Natural Gas Fired Combined Cycle | 50 | IN | Hamilton | 40.0969 | -85.9714 | 1950 | 12
MISO | Noblesville | 1007 | 2 |  |  | Natural Gas Fired Combined Cycle | 50 | IN | Hamilton | 40.0969 | -85.9714 | 1950 | 9
MISO | Noblesville | 1007 | 3 |  |  | Natural Gas Fired Combined Cycle | 61 | IN | Hamilton | 40.0969 | -85.9714 | 2003 | 6
MISO | Noblesville | 1007 | 4 |  |  | Natural Gas Fired Combined Cycle | 61 | IN | Hamilton | 40.0969 | -85.9714 | 2003 | 6
MISO | Noblesville | 1007 | 5 |  |  | Natural Gas Fired Combined Cycle | 61 | IN | Hamilton | 40.0969 | -85.9714 | 2003 | 6
MISO | North Branch (MN) | 2002 | 3 |  |  | Petroleum Liquids | 2.2 | MN | Chisago | 45.5106 | -92.979 | 2003 | 10
MISO | North Branch (MN) | 2002 | 4 |  |  | Petroleum Liquids | 2.2 | MN | Chisago | 45.5106 | -92.979 | 2003 | 10
MISO | North Branch (MN) | 2002 | 5 |  |  | Petroleum Liquids | 2.2 | MN | Chisago | 45.5106 | -92.979 | 2011 | 12
MISO | North Branch (MN) | 2002 | 6 |  |  | Petroleum Liquids | 2.2 | MN | Chisago | 45.5106 | -92.979 | 2011 | 12
MISO | North Branch (MN) | 2002 | 7 |  |  | Petroleum Liquids | 2.2 | MN | Chisago | 45.5106 | -92.979 | 2011 | 12
MISO | North English | 62133 | 1 |  |  | Onshore Wind Turbine | 140 | IA | Poweshiek | 41.6428 | -92.4991 | 2019 | 12
MISO | North English | 62133 | GT1 |  |  | Onshore Wind Turbine | 200 | IA | Poweshiek | 41.6428 | -92.4991 | 2018 | 12
MISO | North Generation Plant | 7856 | 1 |  |  | Petroleum Liquids | 1.8 | IA | Adair | 41.3164 | -94.455 | 2002 | 1
MISO | North Generation Plant | 7856 | 2 |  |  | Petroleum Liquids | 1.8 | IA | Adair | 41.3164 | -94.455 | 2002 | 1
MISO | North Generation Plant | 7856 | 3 |  |  | Petroleum Liquids | 2.2 | IA | Adair | 41.3164 | -94.455 | 2011 | 11
MISO | North Generation Plant | 7856 | 4 |  |  | Petroleum Liquids | 2.2 | IA | Adair | 41.3164 | -94.455 | 2011 | 11
MISO | North Rock | 65010 | PV1 |  |  | Solar Photovoltaic | 50 | WI | Rock | 42.8109 | -89.1015 | 2022 | 10
MISO | North Star Solar Project | 59852 | NSSP1 |  |  | Solar Photovoltaic | 100 | MN | Chisago | 45.47 | -92.91 | 2016 | 12
MISO | Northeast (MI) | 1734 | 2 |  |  | Natural Gas Fired Combustion Turbine | 16 | MI | Macomb | 42.45 | -83.0381 | 1966 | 6
MISO | Northeast (MI) | 1734 | 3 |  |  | Natural Gas Fired Combustion Turbine | 16 | MI | Macomb | 42.45 | -83.0381 | 1966 | 5
MISO | Northeast (MI) | 1734 | 4 |  |  | Natural Gas Fired Combustion Turbine | 16 | MI | Macomb | 42.45 | -83.0381 | 1966 | 5
MISO | Northeast (MI) | 1734 | 5 |  |  | Natural Gas Fired Combustion Turbine | 23.4 | MI | Macomb | 42.45 | -83.0381 | 1971 | 6
MISO | Northeast (MI) | 1734 | 6 |  |  | Petroleum Liquids | 21.2 | MI | Macomb | 42.45 | -83.0381 | 1971 | 5
MISO | Northeast (MI) | 1734 | 7 |  |  | Petroleum Liquids | 21.2 | MI | Macomb | 42.45 | -83.0381 | 1971 | 5
MISO | Northern Cardinal Solar SCS IL 1, LLC | 65412 | 20213 |  |  | Solar Photovoltaic | 10 | IL | Champaign | 40.07 | -88.243 | 2021 | 2
MISO | Northern Iowa Windpower II | 56383 | TOI2 |  |  | Onshore Wind Turbine | 80 | IA | Worth | 43.3608 | -93.2978 | 2008 | 1
MISO | Northern Lights Wind LLC | 56411 | 1 |  |  | Onshore Wind Turbine | 1.7 | MN | Pipestone | 44.015 | -96.4367 | 2004 | 12
MISO | Northern Wind | 65714 | 32004 |  |  | Onshore Wind Turbine | 100 | MN | Murray | 44.011 | -96.0446 | 2023 | 1
MISO | Northfield Community Solar | 60717 | NCS1 |  |  | Solar Photovoltaic | 1 | MN | Dakota | 44.4754 | -93.1983 | 2016 | 12
MISO | Northfield Community Solar | 60717 | NCS2 |  |  | Solar Photovoltaic | 1 | MN | Dakota | 44.4754 | -93.1983 | 2016 | 12
MISO | Northfield Community Solar | 60717 | NCS3 |  |  | Solar Photovoltaic | 1 | MN | Dakota | 44.4754 | -93.1983 | 2016 | 12
MISO | Northfield Community Solar | 60717 | NCS4 |  |  | Solar Photovoltaic | 1 | MN | Dakota | 44.4754 | -93.1983 | 2016 | 12
MISO | Northfield Community Solar | 60717 | NCS5 |  |  | Solar Photovoltaic | 1 | MN | Dakota | 44.4754 | -93.1983 | 2016 | 12
MISO | Northfield Holdco CSG | 61451 | NORTH |  |  | Solar Photovoltaic | 5 | MN | Rice | 44.4579 | -93.1246 | 2017 | 12
MISO | Northfield Solar CSG | 62708 | SC |  |  | Solar Photovoltaic | 5 | MN | Rice | 44.4171 | -93.1531 | 2020 | 7
MISO | Norway (IN) | 998 | 1 |  |  | Conventional Hydroelectric | 2 | IN | White | 40.7803 | -86.76 | 1923 | 6
MISO | Norway (IN) | 998 | 2 |  |  | Conventional Hydroelectric | 2 | IN | White | 40.7803 | -86.76 | 1923 | 6
MISO | Norway (IN) | 998 | 3 |  |  | Conventional Hydroelectric | 2 | IN | White | 40.7803 | -86.76 | 1923 | 6
MISO | Norway (IN) | 998 | 4 |  |  | Conventional Hydroelectric | 1.3 | IN | White | 40.7803 | -86.76 | 1923 | 6
MISO | Norway (MI) | 1848 | 1 |  |  | Conventional Hydroelectric | 2.7 | MI | Dickinson | 45.7412 | -87.8628 | 1905 | 6
MISO | Norway (MI) | 1848 | 2 |  |  | Conventional Hydroelectric | 1.2 | MI | Dickinson | 45.7412 | -87.8628 | 1905 | 6
MISO | Norway (MI) | 1848 | 3 |  |  | Conventional Hydroelectric | 1.2 | MI | Dickinson | 45.7412 | -87.8628 | 1988 | 11
MISO | Norway (MI) | 1848 | 4 |  |  | Conventional Hydroelectric | 1.2 | MI | Dickinson | 45.7412 | -87.8628 | 1986 | 7
MISO | Norway Point Hydropower Project | 54340 | 1 |  |  | Conventional Hydroelectric | 2.8 | MI | Alpena | 45.1025 | -83.5189 | 1990 | 9
MISO | Norway Point Hydropower Project | 54340 | 2 |  |  | Conventional Hydroelectric | 1.2 | MI | Alpena | 45.1025 | -83.5189 | 1990 | 9
MISO | Novel - OYA of Mapleton CSG | 61060 | 0000I |  |  | Solar Photovoltaic | 3.5 | MN | Blue Earth | 43.93 | -93.96 | 2018 | 7
MISO | Novel Bartel Solar CSG | 63004 | BART |  |  | Solar Photovoltaic | 1 | MN | Olmsted | 44.0437 | -92.6775 | 2020 | 4
MISO | Novel Benedix Solar CSG | 63010 | BNDX |  |  | Solar Photovoltaic | 1 | MN | Dodge | 44.1113 | -92.7468 | 2020 | 12
MISO | Novel Brooten Solar CSG | 62961 | BROOT |  |  | Solar Photovoltaic | 1 | MN | Stearns | 45.5126 | -95.1135 | 2019 | 10
MISO | Novel Byron Solar CSG | 62985 | BYRN |  |  | Solar Photovoltaic | 1 | MN | Olmsted | 44.01 | -92.62 | 2020 | 5
MISO | Novel Caroline Solar, LLC CSG | 64485 | CRLNE |  |  | Solar Photovoltaic | 1 | MN | Chisago | 45.4726 | -92.8992 | 2023 | 5
MISO | Novel David Solar LLC CSG | 64486 | DAVID |  |  | Solar Photovoltaic | 1 | MN | Waseca | 44.0004 | -93.5016 | 2022 | 3
MISO | Novel DeCook Solar CSG | 62979 | DECO |  |  | Solar Photovoltaic | 1 | MN | Olmsted | 44.0128 | -92.627 | 2020 | 3
MISO | Novel Debra Solar LLC CSG | 63247 | DEBRA |  |  | Solar Photovoltaic | 1 | MN | Dodge | 44.0939 | -92.7497 | 2020 | 12
MISO | Novel Denzer Solar LLC CSG | 64488 | DNZR |  |  | Solar Photovoltaic | 1 | MN | Winona | 44.1011 | -91.7629 | 2022 | 7
MISO | Novel Froehle Solar LLC | 64728 | FROLE |  |  | Solar Photovoltaic | 1 | MN | Stearns | 45.4676 | -94.3982 | 2024 | 12
MISO | Novel Haley Solar CSG | 63005 | HALY |  |  | Solar Photovoltaic | 1 | MN | Waseca | 44.09 | -93.54 | 2020 | 6
MISO | Novel Handeland Solar LLC (CSG) | 64479 | HNDLD |  |  | Solar Photovoltaic | 1 | MN | Yellow Medicine | 44.7821 | -95.7858 | 2022 | 6
MISO | Novel Herber Solar CSG | 62966 | HERB |  |  | Solar Photovoltaic | 1 | MN | Winona | 44.1067 | -91.8873 | 2020 | 2
MISO | Novel Herickhoff Solar CSG | 62967 | HERIC |  |  | Solar Photovoltaic | 1 | MN | Douglas | 45.8472 | -95.1484 | 2020 | 4
MISO | Novel Historical Society Solar CSG | 62963 | HIST |  |  | Solar Photovoltaic | 1 | MN | Renville | 44.7877 | -95.3605 | 2019 | 11
MISO | Novel Huneke Solar LLC CSG | 64487 | HNKE |  |  | Solar Photovoltaic | 1 | MN | Goodhue | 44.2673 | -92.6649 | 2021 | 9
MISO | Novel Jewison Solar CSG | 62984 | JEWI |  |  | Solar Photovoltaic | 1 | MN | Waseca | 44.21 | -93.66 | 2020 | 10
MISO | Novel Kanewischer Solar CSG | 62986 | KANE |  |  | Solar Photovoltaic | 1 | MN | Waseca | 44.05 | -93.5 | 2020 | 10
MISO | Novel MNDot Solar CSG | 63007 | MNDT |  |  | Solar Photovoltaic | 1 | MN | Washington | 44.9462 | -92.8104 | 2020 | 11
MISO | Novel Martens Solar LLC(CSG) | 63987 | MRTNS |  |  | Solar Photovoltaic | 1 | MN | Nicollet | 44.4424 | -94.3872 | 2022 | 3
MISO | Novel Martin Solar One LLC (McLeod) CSG | 62779 | MART |  |  | Solar Photovoltaic | 1 | MN | McLeod | 44.9029 | -94.0286 | 2019 | 8
MISO | Novel Milbradt Solar LLC | 64729 | MLBRT |  |  | Solar Photovoltaic | 1 | MN | Redwood | 44.6511 | -95.3395 | 2024 | 12
MISO | Novel Novak Solar LLC CSG | 64153 | NOVAK |  |  | Solar Photovoltaic | 1 | MN | Benton | 45.6594 | -93.9317 | 2021 | 8
MISO | Novel OYA of Osakis CSG | 61059 | 0000G |  |  | Solar Photovoltaic | 5 | MN | Douglas | 45.85 | -95.15 | 2018 | 7
MISO | Novel Pederson Solar CSG | 62983 | PED |  |  | Solar Photovoltaic | 1 | MN | Benton | 45.6263 | -94.0501 | 2020 | 8
MISO | Novel Peter Solar CSG | 63009 | PETR |  |  | Solar Photovoltaic | 1 | MN | Le Sueur | 44.1961 | -93.6087 | 2021 | 9
MISO | Novel Reber Solar CSG | 62962 | REBER |  |  | Solar Photovoltaic | 1 | MN | Stearns | 45.6287 | -94.5937 | 2019 | 11
MISO | Novel Schmoll Farms Solar CSG | 62982 | SCHM |  |  | Solar Photovoltaic | 1 | MN | Dodge | 43.97 | -92.86 | 2020 | 11
MISO | Novel Schroeder Solar LLC CSG | 64484 | SCRDR |  |  | Solar Photovoltaic | 1 | MN | Renville | 44.8042 | -95.2056 | 2023 | 1
MISO | Novel Shelly Solar LLC (CSG) | 64154 | SHLLY |  |  | Solar Photovoltaic | 1 | MN | Lyon | 44.614 | -95.6427 | 2022 | 9
MISO | Novel Stavem Solar LLC CSG | 64482 | STAVM |  |  | Solar Photovoltaic | 1 | MN | Pope | 45.6668 | -95.4019 | 2021 | 9
MISO | Novel Stein Solar LLC CSG | 64563 | STEIN |  |  | Solar Photovoltaic | 1 | MN | Chisago | 45.3891 | -92.6761 | 2022 | 9
MISO | Novel Sunnyfield Farms Solar LLC CSG | 64483 | SNYFD |  |  | Solar Photovoltaic | 1 | MN | Wabasha | 44.2459 | -92.5462 | 2022 | 6
MISO | Novel Swenson Solar LLC CSG | 65025 | SWNSN |  |  | Solar Photovoltaic | 1 | MN | Chisago | 45.492 | -92.8658 | 2025 | 5
MISO | Novel Wayne Solar LLC CSG | 63249 | WAYNE |  |  | Solar Photovoltaic | 1 | MN | Dodge | 44.1023 | -92.7465 | 2021 | 1
MISO | Novel Winegar Partnership Solar CSG | 63008 | WINE |  |  | Solar Photovoltaic | 1 | MN | Waseca | 44.0884 | -93.5548 | 2021 | 4
MISO | O'Brien Solar Fields | 64590 | OBSFN |  |  | Solar Photovoltaic | 8.3 | WI | Dane | 42.9977 | -89.4589 | 2021 | 5
MISO | O'Brien Solar Fields | 64590 | OBSFS |  |  | Solar Photovoltaic | 8.3 | WI | Dane | 42.9977 | -89.4589 | 2021 | 5
MISO | O'Brien Solar Fields | 64590 | OBSFW |  |  | Solar Photovoltaic | 5.5 | WI | Dane | 42.9977 | -89.4589 | 2021 | 5
MISO | O'Brien Wind | 60326 | OBWF |  |  | Onshore Wind Turbine | 61.9 | IA | O'Brien | 43.2004 | -95.6243 | 2016 | 9
MISO | O'Brien Wind | 60326 | OBWF2 |  |  | Onshore Wind Turbine | 108.7 | IA | O'Brien | 43.2004 | -95.6243 | 2016 | 12
MISO | O'Brien Wind | 60326 | OBWF3 |  |  | Onshore Wind Turbine | 79.7 | IA | O'Brien | 43.2004 | -95.6243 | 2016 | 12
MISO | O'Fallon Renewable Energy Center | 61826 | OREC |  |  | Solar Photovoltaic | 4.5 | MO | St Charles | 38.8266 | -90.6781 | 2014 | 12
MISO | O'Shea Solar Farm | 60348 | 1 |  |  | Solar Photovoltaic | 2 | MI | Wayne | 42.378 | -83.2001 | 2017 | 7
MISO | OE IL Solar 3 | 66082 | 14850 |  |  | Solar Photovoltaic | 2 | IL | Ogle | 42.02 | -89.3626 | 2022 | 3
MISO | OREG 3 Inc | 57281 | CS13 |  |  | All Other | 5 | MN | Martin | 43.76 | -94.7514 | 2010 | 8
MISO | Oak Glen Wind Farm | 57432 | 1 |  |  | Onshore Wind Turbine | 44 | MN | Steele | 43.9206 | -93.1406 | 2011 | 11
MISO | Oak Hill Solar Array | 61333 | OHSA1 |  |  | Solar Photovoltaic | 2 | IN | Vanderburgh | 37.99 | -87.53 | 2018 | 11
MISO | Oak Point Cogen | 55857 | 5121 |  |  | Natural Gas Fired Combustion Turbine | 4.7 | LA | Plaquemines | 29.812 | -90.0084 | 1999 | 10
MISO | Oak Point Cogen | 55857 | 5131 |  |  | Natural Gas Fired Combustion Turbine | 4.7 | LA | Plaquemines | 29.812 | -90.0084 | 1999 | 10
MISO | Oak Point Cogen | 55857 | 5141 |  |  | Natural Gas Fired Combustion Turbine | 4.7 | LA | Plaquemines | 29.812 | -90.0084 | 1999 | 10
MISO | Oak Point Cogen | 55857 | 5151 |  |  | Natural Gas Fired Combustion Turbine | 4.7 | LA | Plaquemines | 29.812 | -90.0084 | 1999 | 10
MISO | Oak Point Cogen | 55857 | 5161 |  |  | Natural Gas Fired Combustion Turbine | 4.7 | LA | Plaquemines | 29.812 | -90.0084 | 1999 | 10
MISO | Oak Ridge LFGTE | 56463 | 1 |  |  | Landfill Gas | 0.8 | IN | Cass | 40.7213 | -86.3421 | 2003 | 12
MISO | Oak Ridge LFGTE | 56463 | 2 |  |  | Landfill Gas | 0.8 | IN | Cass | 40.7213 | -86.3421 | 2003 | 12
MISO | Oak Ridge LFGTE | 56463 | 3 |  |  | Landfill Gas | 0.8 | IN | Cass | 40.7213 | -86.3421 | 2003 | 12
MISO | Oak Ridge LFGTE | 56463 | 4 |  |  | Landfill Gas | 0.8 | IN | Cass | 40.7213 | -86.3421 | 2003 | 12
MISO | Oak Ridge Solar | 66193 | OAKRG |  |  | Solar Photovoltaic | 200 | LA | Richland | 32.575 | -91.7884 | 2023 | 12
MISO | Oakdale | 999 | 1 |  |  | Conventional Hydroelectric | 4.3 | IN | Carroll | 40.6564 | -86.7528 | 1925 | 11
MISO | Oakdale | 999 | 2 |  |  | Conventional Hydroelectric | 3.2 | IN | Carroll | 40.6564 | -86.7528 | 1925 | 11
MISO | Oakdale | 999 | 3 |  |  | Conventional Hydroelectric | 4.3 | IN | Carroll | 40.6564 | -86.7528 | 1925 | 11
MISO | Oakdale Renewable Energy Plant | 57672 | GE1 |  |  | Natural Gas Internal Combustion Engine | 1.4 | IA | Johnson | 41.7053 | -91.6033 | 2010 | 6
MISO | Oakdale Renewable Energy Plant | 57672 | GE2 |  |  | Natural Gas Internal Combustion Engine | 1.4 | IA | Johnson | 41.7053 | -91.6033 | 2010 | 6
MISO | Oconto Falls Lower | 50439 | GEN2 |  |  | Conventional Hydroelectric | 1.7 | WI | Oconto | 44.8719 | -88.1439 | 1971 | 1
MISO | Oconto Falls Upper | 4044 | 1 |  |  | Conventional Hydroelectric | 0.4 | WI | Oconto | 44.8764 | -88.1475 | 1924 | 1
MISO | Oconto Falls Upper | 4044 | 2 |  |  | Conventional Hydroelectric | 0.4 | WI | Oconto | 44.8764 | -88.1475 | 1921 | 1
MISO | Oconto Falls Upper | 4044 | 3 |  |  | Conventional Hydroelectric | 0.3 | WI | Oconto | 44.8764 | -88.1475 | 1918 | 1
MISO | Odell Wind Farm | 58657 | 1 |  |  | Onshore Wind Turbine | 200 | MN | Cottonwood | 43.8533 | -94.9319 | 2016 | 7
MISO | Odin Wind Farm LLC | 56755 | 1 |  |  | Onshore Wind Turbine | 20 | MN | Cottonwood | 43.8953 | -94.9142 | 2008 | 5
MISO | Ogden | 1169 | 4 |  |  | Petroleum Liquids | 0.4 | IA | Boone | 42.0372 | -94.0462 | 1951 | 7
MISO | Ogden | 1169 | 5 |  |  | Petroleum Liquids | 1 | IA | Boone | 42.0372 | -94.0462 | 1958 | 10
MISO | Ogden | 1169 | 6 |  |  | Petroleum Liquids | 2.5 | IA | Boone | 42.0372 | -94.0462 | 1971 | 10
MISO | Ogema | 67055 | 706 |  |  | Solar Photovoltaic | 1.4 | WI | Price | 45.448 | -90.3284 | 2024 | 3
MISO | Old Gold Energy Center, LLC | 55804 | NM |  |  | Onshore Wind Turbine | 80 | IA | Worth | 43.3833 | -93.4167 | 2001 | 10
MISO | Olinda Trail Solar | 63401 | OLI |  |  | Solar Photovoltaic | 1 | MN | Chisago | 45.3159 | -92.8041 | 2019 | 9
MISO | Oliver | 1735 | 1 |  |  | Petroleum Liquids | 2.7 | MI | Huron | 43.8264 | -83.2383 | 1970 | 1
MISO | Oliver | 1735 | 2 |  |  | Petroleum Liquids | 2.7 | MI | Huron | 43.8264 | -83.2383 | 1970 | 1
MISO | Oliver | 1735 | 3 |  |  | Petroleum Liquids | 2.7 | MI | Huron | 43.8264 | -83.2383 | 1970 | 1
MISO | Oliver | 1735 | 4 |  |  | Petroleum Liquids | 2.7 | MI | Huron | 43.8264 | -83.2383 | 1970 | 1
MISO | Oliver | 1735 | 5 |  |  | Petroleum Liquids | 2.7 | MI | Huron | 43.8264 | -83.2383 | 1970 | 1
MISO | Oliver Wind III, LLC | 60905 | WT1 |  |  | Onshore Wind Turbine | 99.3 | ND | Morton | 46.9571 | -101.1681 | 2017 | 1
MISO | Olmsted Waste Energy | 50413 | DGCAT |  |  | Petroleum Liquids | 1.7 | MN | Olmsted | 44.0261 | -92.4323 | 2009 | 10
MISO | Olmsted Waste Energy | 50413 | TG2 |  |  | Municipal Solid Waste | 2.2 | MN | Olmsted | 44.0261 | -92.4323 | 1987 | 4
MISO | Olmsted Waste Energy | 50413 | TG3 |  |  | Municipal Solid Waste | 5.5 | MN | Olmsted | 44.0261 | -92.4323 | 2010 | 5
MISO | Olmsted Waste Energy | 50413 | TGI |  |  | Municipal Solid Waste | 1.9 | MN | Olmsted | 44.0261 | -92.4323 | 1987 | 4
MISO | Olney Solar II CSG | 64043 | 6778 |  |  | Solar Photovoltaic | 2 | IL | Richland | 38.7216 | -88.1268 | 2021 | 6
MISO | Omega Hills Gas Recovery | 50577 | GEN1 |  |  | Landfill Gas | 3.1 | WI | Washington | 43.1922 | -88.1597 | 1985 | 12
MISO | Omega Hills Gas Recovery | 50577 | GEN2 |  |  | Landfill Gas | 3.1 | WI | Washington | 43.1922 | -88.1597 | 1985 | 12
MISO | Omega Hills Gas Recovery | 50577 | GEN3 |  |  | Landfill Gas | 3.3 | WI | Washington | 43.1922 | -88.1597 | 2001 | 9
MISO | Omega Hills Gas Recovery | 50577 | GEN5 |  |  | Landfill Gas | 3.3 | WI | Washington | 43.1922 | -88.1597 | 2010 | 9
MISO | Onalaska Campus Landfill Biogas | 57824 | 416LF |  |  | Landfill Gas | 1.1 | WI | La Crosse | 43.8739 | -91.18 | 2012 | 3
MISO | Onion River | 65008 | PV1 |  |  | Solar Photovoltaic | 150 | WI | Sheboygan | 43.6002 | -87.8966 | 2023 | 12
MISO | Optimum Wind 3 LLC | 59227 | WT1 |  |  | Onshore Wind Turbine | 3 | IA | Story | 42.0192 | -93.5136 | 2017 | 3
MISO | Optimum Wind 4 LLC | 59226 | WT1 |  |  | Onshore Wind Turbine | 3 | IA | Story | 42.0164 | -93.5158 | 2017 | 3
MISO | Optimum Wind 5 LLC | 59223 | WT1 |  |  | Onshore Wind Turbine | 3 | IA | Story | 42.014 | -93.5181 | 2017 | 3
MISO | Optimum Wind 6 LLC | 59224 | WT1 |  |  | Onshore Wind Turbine | 3 | IA | Story | 42.0069 | -93.5236 | 2017 | 3
MISO | Optimum Wind 7 LLC | 59225 | WT1 |  |  | Onshore Wind Turbine | 3 | IA | Story | 42.0283 | -93.4303 | 2017 | 3
MISO | Orient Wind Farm | 61077 | 1 |  |  | Onshore Wind Turbine | 102 | IA | Adair | 41.2024 | -94.4172 | 2018 | 12
MISO | Orient Wind Farm | 61077 | 2 |  |  | Onshore Wind Turbine | 398.8 | IA | Adair | 41.2024 | -94.4172 | 2019 | 12
MISO | Orion Community Solar | 60716 | OCS1 |  |  | Solar Photovoltaic | 1 | MN | Stearns | 45.5879 | -94.4014 | 2017 | 1
MISO | Orion Community Solar | 60716 | OCS2 |  |  | Solar Photovoltaic | 1 | MN | Stearns | 45.5879 | -94.4014 | 2017 | 1
MISO | Orion Community Solar | 60716 | OCS3 |  |  | Solar Photovoltaic | 1 | MN | Stearns | 45.5879 | -94.4014 | 2017 | 1
MISO | Osage (IA) | 1172 | 5 |  |  | Natural Gas Internal Combustion Engine | 3.2 | IA | Mitchell | 43.2797 | -92.8106 | 1963 | 9
MISO | Osage (IA) | 1172 | 6 |  |  | Natural Gas Internal Combustion Engine | 6.2 | IA | Mitchell | 43.2797 | -92.8106 | 1973 | 10
MISO | Osage (IA) | 1172 | 7 |  |  | Petroleum Liquids | 3.6 | IA | Mitchell | 43.2797 | -92.8106 | 1996 | 5
MISO | Osage (IA) | 1172 | 8 |  |  | Petroleum Liquids | 3.6 | IA | Mitchell | 43.2797 | -92.8106 | 1998 | 5
MISO | Osage (IA) | 1172 | SO |  |  | Solar Photovoltaic | 0.8 | IA | Mitchell | 43.2797 | -92.8106 | 2016 | 11
MISO | Osage (IA) | 1172 | W1 |  |  | Onshore Wind Turbine | 1.6 | IA | Mitchell | 43.2797 | -92.8106 | 2009 | 12
MISO | Osage Dam | 2106 | 1 |  |  | Conventional Hydroelectric | 27.5 | MO | Miller | 38.2044 | -92.6239 | 1931 | 10
MISO | Osage Dam | 2106 | 2 |  |  | Conventional Hydroelectric | 27.5 | MO | Miller | 38.2044 | -92.6239 | 1931 | 10
MISO | Osage Dam | 2106 | 3 |  |  | Conventional Hydroelectric | 27.5 | MO | Miller | 38.2044 | -92.6239 | 1931 | 10
MISO | Osage Dam | 2106 | 4 |  |  | Conventional Hydroelectric | 27.5 | MO | Miller | 38.2044 | -92.6239 | 1931 | 10
MISO | Osage Dam | 2106 | 5 |  |  | Conventional Hydroelectric | 27.5 | MO | Miller | 38.2044 | -92.6239 | 1931 | 10
MISO | Osage Dam | 2106 | 6 |  |  | Conventional Hydroelectric | 27.5 | MO | Miller | 38.2044 | -92.6239 | 1931 | 10
MISO | Osage Dam | 2106 | 7 |  |  | Conventional Hydroelectric | 21.5 | MO | Miller | 38.2044 | -92.6239 | 1953 | 10
MISO | Osage Dam | 2106 | 8 |  |  | Conventional Hydroelectric | 21.5 | MO | Miller | 38.2044 | -92.6239 | 1953 | 10
MISO | Osceola (AR) | 172 | 9 |  |  | Petroleum Liquids | 1.6 | AR | Mississippi | 35.7054 | -89.9689 | 1992 | 5
MISO | Osceola Windpower II | 56913 | CL25 |  |  | Onshore Wind Turbine | 49.6 | IA | Osceola | 43.4303 | -95.4167 | 2008 | 9
MISO | Otsego Mill Power Plant | 55799 | NRTH |  |  | Natural Gas Fired Combustion Turbine | 10.6 | MI | Allegan | 42.4628 | -85.6961 | 1995 | 11
MISO | Otsego Mill Power Plant | 55799 | SOTH |  |  | Natural Gas Fired Combustion Turbine | 10.6 | MI | Allegan | 42.4628 | -85.6961 | 1995 | 11
MISO | Otter Creek Ethanol Poet - Ashton | 58138 | 1 |  |  | Natural Gas Fired Combustion Turbine | 7.5 | IA | Osceola | 43.275 | -95.8097 | 2004 | 3
MISO | Ottumwa | 6254 | 1 |  |  | Conventional Steam Coal | 725.9 | IA | Wapello | 41.0961 | -92.5558 | 1981 | 5
MISO | Ottumwa City of | 1173 | 2 |  |  | Conventional Hydroelectric | 1.2 | IA | Wapello | 41.0163 | -92.4149 | 1931 | 8
MISO | Ottumwa City of | 1173 | 3 |  |  | Conventional Hydroelectric | 1 | IA | Wapello | 41.0163 | -92.4149 | 1931 | 8
MISO | Ouachita | 55467 | CTG1 |  |  | Natural Gas Fired Combined Cycle | 179.3 | LA | Ouachita | 32.7061 | -92.0683 | 2002 | 8
MISO | Ouachita | 55467 | CTG2 |  |  | Natural Gas Fired Combined Cycle | 179.3 | LA | Ouachita | 32.7061 | -92.0683 | 2002 | 8
MISO | Ouachita | 55467 | CTG3 |  |  | Natural Gas Fired Combined Cycle | 179.3 | LA | Ouachita | 32.7061 | -92.0683 | 2002 | 8
MISO | Ouachita | 55467 | STG1 |  |  | Natural Gas Fired Combined Cycle | 122 | LA | Ouachita | 32.7061 | -92.0683 | 2002 | 8
MISO | Ouachita | 55467 | STG2 |  |  | Natural Gas Fired Combined Cycle | 122 | LA | Ouachita | 32.7061 | -92.0683 | 2002 | 8
MISO | Ouachita | 55467 | STG3 |  |  | Natural Gas Fired Combined Cycle | 122 | LA | Ouachita | 32.7061 | -92.0683 | 2002 | 8
MISO | Overall Road Station | 56600 | EP11 |  |  | Petroleum Liquids | 2 | MO | St Francois | 37.7608 | -90.4526 | 2003 | 3
MISO | Overall Road Station | 56600 | EP12 |  |  | Petroleum Liquids | 2 | MO | St Francois | 37.7608 | -90.4526 | 2003 | 3
MISO | Overall Road Station | 56600 | EP13 |  |  | Petroleum Liquids | 2 | MO | St Francois | 37.7608 | -90.4526 | 2003 | 3
MISO | Overall Road Station | 56600 | EP14 |  |  | Petroleum Liquids | 2 | MO | St Francois | 37.7608 | -90.4526 | 2003 | 3
MISO | Owatonna | 2003 | 7 |  |  | Natural Gas Fired Combustion Turbine | 19 | MN | Steele | 44.0833 | -93.23 | 1982 | 4
MISO | Owatonna Energy Station | 60254 | UNIT1 |  |  | Natural Gas Internal Combustion Engine | 9.7 | MN | Steele | 44.0852 | -93.2627 | 2018 | 3
MISO | Owatonna Energy Station | 60254 | UNIT2 |  |  | Natural Gas Internal Combustion Engine | 9.7 | MN | Steele | 44.0852 | -93.2627 | 2018 | 3
MISO | Owatonna Energy Station | 60254 | UNIT3 |  |  | Natural Gas Internal Combustion Engine | 9.7 | MN | Steele | 44.0852 | -93.2627 | 2018 | 3
MISO | Owatonna Energy Station | 60254 | UNIT4 |  |  | Natural Gas Internal Combustion Engine | 9.7 | MN | Steele | 44.0852 | -93.2627 | 2018 | 3
MISO | Oxbow Solar 1 | 65030 | LAVE1 |  |  | Solar Photovoltaic | 300 | LA | Pointe Coupee | 30.6679 | -91.3917 | 2024 | 7
MISO | PCA, Filer City Mill | 58066 | TG2 |  |  | Natural Gas Steam Turbine | 8 | MI | Manistee | 44.2133 | -86.2867 | 1950 | 1
MISO | PCA, Filer City Mill | 58066 | TG3 |  |  | Natural Gas Steam Turbine | 11.5 | MI | Manistee | 44.2133 | -86.2867 | 1950 | 1
MISO | PCS Nitrogen Fertilizer LP | 50341 | GEN3 |  |  | Petroleum Liquids | 2 | LA | Iberville | 30.227 | -91.0551 | 2010 | 10
MISO | PCS Nitrogen Fertilizer LP | 50341 | GEN4 |  |  | Petroleum Liquids | 2 | LA | Iberville | 30.227 | -91.0551 | 2014 | 10
MISO | POET Biorefining - Chancellor | 63853 | 1 |  |  | Wood/Wood Waste Biomass | 5.4 | SD | Turner | 43.3705 | -96.9598 | 2018 | 8
MISO | POET Biorefining - Gowrie | 63923 | 1 |  |  | Natural Gas Steam Turbine | 5 | IA | Webster | 42.3198 | -94.2874 | 2018 | 11
MISO | POET Biorefining - Hudson | 63918 | 1 |  |  | Natural Gas Steam Turbine | 3.6 | SD | Lincoln | 43.0969 | -96.477 | 2019 | 5
MISO | POET Biorefining - Jewell | 63826 | 1 |  |  | Natural Gas Steam Turbine | 5 | IA | Hamilton | 42.3284 | -93.6623 | 2019 | 3
MISO | POET Biorefining - North Manchester, LLC | 63852 | K745 |  |  | Natural Gas Steam Turbine | 3.9 | IN | Wabash | 40.942 | -85.8036 | 2017 | 6
MISO | POET Biorefining - Shelbyville | 63921 | 1 |  |  | Natural Gas Steam Turbine | 6.1 | IN | Shelby | 39.56 | -85.822 | 2020 | 6
MISO | POET Biorefining Caro, LLC | 63831 | 1 |  |  | Natural Gas Steam Turbine | 3.8 | MI | Tuscola | 43.4729 | -83.4118 | 2018 | 6
MISO | POET Biorefining LLC - Corning | 63919 | 1 |  |  | Natural Gas Steam Turbine | 5 | IA | Adams | 40.9662 | -94.7958 | 2018 | 10
MISO | POET Biorefining Lake Crystal | 58197 | 1 |  |  | Petroleum Liquids | 6 | MN | Blue Earth | 44.0933 | -94.2767 | 2005 | 4
MISO | POET Biorefining Lake Crystal | 58197 | 2 |  |  | Natural Gas Steam Turbine | 1 | MN | Blue Earth | 44.0933 | -94.2767 | 2005 | 4
MISO | POET Biorefining-Hanlontown, LLC | 63832 | 1 |  |  | Natural Gas Steam Turbine | 4 | IA | Worth | 43.2924 | -93.3928 | 2019 | 1
MISO | PPG Plant C Caustic | 50490 | TE |  |  | Natural Gas Steam Turbine | 3.4 | LA | Calcasieu | 30.2264 | -93.2938 | 1986 | 10
MISO | PPG Powerhouse C | 50489 | C1 |  |  | Natural Gas Fired Combustion Turbine | 73.1 | LA | Calcasieu | 30.2261 | -93.2952 | 1977 | 8
MISO | PPG Powerhouse C | 50489 | C2 |  |  | Natural Gas Fired Combustion Turbine | 73.1 | LA | Calcasieu | 30.2261 | -93.2952 | 1978 | 6
MISO | PPG Powerhouse C | 50489 | C3 |  |  | Natural Gas Steam Turbine | 57.1 | LA | Calcasieu | 30.2261 | -93.2952 | 1977 | 9
MISO | PPG Powerhouse C | 50489 | C4 |  |  | Natural Gas Fired Combustion Turbine | 77.2 | LA | Calcasieu | 30.2261 | -93.2952 | 1986 | 8
MISO | PPG Powerhouse C | 50489 | C5 |  |  | Natural Gas Fired Combustion Turbine | 77.2 | LA | Calcasieu | 30.2261 | -93.2952 | 1986 | 8
MISO | PPG Riverside | 50488 | GEN2 |  |  | All Other | 45 | LA | Calcasieu | 30.2217 | -93.2807 | 1950 | 6
MISO | PPG Riverside | 50488 | GEN3 |  |  | All Other | 82 | LA | Calcasieu | 30.2217 | -93.2807 | 1969 | 2
MISO | Packaging of America Tomahawk Mill | 50476 | GEN1 |  |  | Wood/Wood Waste Biomass | 6.3 | WI | Lincoln | 45.4431 | -89.7342 | 1948 | 6
MISO | Packaging of America Tomahawk Mill | 50476 | GEN2 |  |  | Wood/Wood Waste Biomass | 9.4 | WI | Lincoln | 45.4431 | -89.7342 | 1978 | 8
MISO | Packaging of America Tomahawk Mill | 50476 | GEN3 |  |  | Conventional Hydroelectric | 1 | WI | Lincoln | 45.4431 | -89.7342 | 1920 | 1
MISO | Packaging of America Tomahawk Mill | 50476 | GEN4 |  |  | Conventional Hydroelectric | 1 | WI | Lincoln | 45.4431 | -89.7342 | 1920 | 1
MISO | Packaging of America Tomahawk Mill | 50476 | GEN5 |  |  | Conventional Hydroelectric | 1 | WI | Lincoln | 45.4431 | -89.7342 | 1920 | 1
MISO | Paddock Solar | 64998 | PV1 |  |  | Solar Photovoltaic | 65 | WI | Rock | 42.5556 | -89.0887 | 2023 | 11
MISO | Palmer Community Solar LLC CSG | 64503 | PALM |  |  | Solar Photovoltaic | 1 | MN | Chisago | 45.4914 | -92.7937 | 2021 | 8
MISO | Palo Alto Wind Farm | 63053 | PAWF |  |  | Onshore Wind Turbine | 250 | IA | Palo Alto | 43.2067 | -94.5481 | 2020 | 1
MISO | Palo Alto Wind Farm | 63053 | PAWF2 |  |  | Onshore Wind Turbine | 90 | IA | Palo Alto | 43.2067 | -94.5481 | 2020 | 12
MISO | Panora | 7584 | 1 |  |  | Petroleum Liquids | 1.5 | IA | GUTHRIE | 41.6947 | -94.3676 | 1988 | 1
MISO | Panora | 7584 | 2 |  |  | Petroleum Liquids | 1 | IA | GUTHRIE | 41.6947 | -94.3676 | 1988 | 1
MISO | Panora | 7584 | 3 |  |  | Petroleum Liquids | 2 | IA | GUTHRIE | 41.6947 | -94.3676 | 1993 | 1
MISO | Paris (WI) | 7270 | 1 |  |  | Natural Gas Fired Combustion Turbine | 95.4 | WI | Kenosha | 42.6658 | -88.0131 | 1995 | 3
MISO | Paris (WI) | 7270 | 2 |  |  | Natural Gas Fired Combustion Turbine | 95.4 | WI | Kenosha | 42.6658 | -88.0131 | 1995 | 3
MISO | Paris (WI) | 7270 | 3 |  |  | Natural Gas Fired Combustion Turbine | 95.4 | WI | Kenosha | 42.6658 | -88.0131 | 1995 | 6
MISO | Paris (WI) | 7270 | 4 |  |  | Natural Gas Fired Combustion Turbine | 95.4 | WI | Kenosha | 42.6658 | -88.0131 | 1995 | 6
MISO | Paris Solar | 65967 | PSLR1 |  |  | Solar Photovoltaic | 200 | WI | Racine | 42.6621 | -88.0155 | 2024 | 12
MISO | Park Mill | 50408 | 1 |  |  | Conventional Hydroelectric | 0.4 | WI | Marinette | 45.1058 | -87.6514 | 1920 | 1
MISO | Park Mill | 50408 | 10 |  |  | Conventional Hydroelectric | 0.3 | WI | Marinette | 45.1058 | -87.6514 | 1988 | 4
MISO | Park Mill | 50408 | 2 |  |  | Conventional Hydroelectric | 0.2 | WI | Marinette | 45.1058 | -87.6514 | 1922 | 1
MISO | Park Mill | 50408 | 3 |  |  | Conventional Hydroelectric | 0.4 | WI | Marinette | 45.1058 | -87.6514 | 1946 | 1
MISO | Park Mill | 50408 | 6 |  |  | Conventional Hydroelectric | 0.4 | WI | Marinette | 45.1058 | -87.6514 | 1966 | 10
MISO | Park Mill | 50408 | 7 |  |  | Conventional Hydroelectric | 0.4 | WI | Marinette | 45.1058 | -87.6514 | 1968 | 7
MISO | Parkview Battery | 61909 | PKVWB |  |  | Batteries | 1.1 | MI | Kalamazoo | 42.26 | -85.6497 | 2018 | 9
MISO | Pastime Farm, LLC | 60239 | PV1 |  |  | Solar Photovoltaic | 5.2 | IN | Clay | 39.5209 | -87.1816 | 2015 | 12
MISO | Paulson Community (CSG) | 63678 | PAUL |  |  | Solar Photovoltaic | 1 | MN | Le Sueur | 44.3357 | -93.917 | 2020 | 4
MISO | Paynesville CSG1, LLC | 63596 | SC |  |  | Solar Photovoltaic | 1 | MN | Stearns | 45.4018 | -94.7228 | 2021 | 1
MISO | Paynesville Community Solar | 60715 | PCS1 |  |  | Solar Photovoltaic | 1 | MN | Stearns | 45.4025 | -94.7155 | 2016 | 12
MISO | Paynesville Community Solar | 60715 | PCS2 |  |  | Solar Photovoltaic | 1 | MN | Stearns | 45.4025 | -94.7155 | 2016 | 12
MISO | Paynesville Community Solar | 60715 | PCS3 |  |  | Solar Photovoltaic | 1 | MN | Stearns | 45.4025 | -94.7155 | 2016 | 12
MISO | Paynesville Community Solar | 60715 | PCS4 |  |  | Solar Photovoltaic | 1 | MN | Stearns | 45.4025 | -94.7155 | 2016 | 12
MISO | Paynesville Community Solar | 60715 | PCS5 |  |  | Solar Photovoltaic | 1 | MN | Stearns | 45.4025 | -94.7155 | 2017 | 1
MISO | Paynesville Solar | 60530 | PV1 |  |  | Solar Photovoltaic | 10 | MN | Stearns | 45.3929 | -94.7212 | 2016 | 12
MISO | Pearl River Solar Park LLC | 66239 | GEN01 |  |  | Solar Photovoltaic | 175 | MS | Scott | 32.551 | -89.7301 | 2024 | 7
MISO | Pearl Station | 6238 | GT1 |  |  | Petroleum Liquids | 24 | IL | Pike | 39.4492 | -90.6141 | 1973 | 6
MISO | Peavy Falls | 1781 | 1 |  |  | Conventional Hydroelectric | 6 | MI | Iron | 45.9908 | -88.2105 | 1943 | 1
MISO | Peavy Falls | 1781 | 2 |  |  | Conventional Hydroelectric | 6 | MI | Iron | 45.9908 | -88.2105 | 1943 | 2
MISO | Pegasus Community Solar | 61175 | CPCS1 |  |  | Solar Photovoltaic | 1 | MN | Stearns | 45.4955 | -95.1247 | 2017 | 8
MISO | Pegasus Community Solar | 61175 | CPCS2 |  |  | Solar Photovoltaic | 1 | MN | Stearns | 45.4955 | -95.1247 | 2017 | 8
MISO | Pegasus Wind | 61916 | PWEC |  |  | Onshore Wind Turbine | 48 | MI | Tuscola | 43.452 | -83.5072 | 2019 | 12
MISO | Pegasus Wind | 61916 | PWEC2 |  |  | Onshore Wind Turbine | 130 | MI | Tuscola | 43.452 | -83.5072 | 2020 | 9
MISO | Pella Peaking | 7971 | 10 |  |  | Petroleum Liquids | 2 | IA | Marion | 41.4106 | -92.9378 | 2003 | 6
MISO | Pella Peaking | 7971 | 11 |  |  | Petroleum Liquids | 2 | IA | Marion | 41.4106 | -92.9378 | 2003 | 6
MISO | Pella Peaking | 7971 | 12 |  |  | Petroleum Liquids | 2 | IA | Marion | 41.4106 | -92.9378 | 2003 | 6
MISO | Pella Peaking | 7971 | 13 |  |  | Petroleum Liquids | 2 | IA | Marion | 41.4106 | -92.9378 | 2003 | 6
MISO | Pella Peaking | 7971 | 14 |  |  | Petroleum Liquids | 2 | IA | Marion | 41.4106 | -92.9378 | 2003 | 6
MISO | Pella Peaking | 7971 | 15 |  |  | Petroleum Liquids | 2 | IA | Marion | 41.4106 | -92.9378 | 2003 | 6
MISO | Pella Peaking | 7971 | 16 |  |  | Petroleum Liquids | 2 | IA | Marion | 41.4106 | -92.9378 | 2003 | 6
MISO | Pella Peaking | 7971 | 3 |  |  | Petroleum Liquids | 2 | IA | Marion | 41.4106 | -92.9378 | 2003 | 6
MISO | Pella Peaking | 7971 | 4 |  |  | Petroleum Liquids | 2 | IA | Marion | 41.4106 | -92.9378 | 2003 | 6
MISO | Pella Peaking | 7971 | 5 |  |  | Petroleum Liquids | 2 | IA | Marion | 41.4106 | -92.9378 | 2003 | 6
MISO | Pella Peaking | 7971 | 6 |  |  | Petroleum Liquids | 2 | IA | Marion | 41.4106 | -92.9378 | 2003 | 6
MISO | Pella Peaking | 7971 | 8 |  |  | Petroleum Liquids | 2 | IA | Marion | 41.4106 | -92.9378 | 2003 | 6
MISO | Pella Peaking | 7971 | 9 |  |  | Petroleum Liquids | 2 | IA | Marion | 41.4106 | -92.9378 | 2003 | 6
MISO | Peno Creek | 7964 | GT1 |  |  | Natural Gas Fired Combustion Turbine | 60 | MO | Pike | 39.3531 | -91.2295 | 2002 | 5
MISO | Peno Creek | 7964 | GT2 |  |  | Natural Gas Fired Combustion Turbine | 60 | MO | Pike | 39.3531 | -91.2295 | 2002 | 5
MISO | Peno Creek | 7964 | GT3 |  |  | Natural Gas Fired Combustion Turbine | 60 | MO | Pike | 39.3531 | -91.2295 | 2002 | 5
MISO | Peno Creek | 7964 | GT4 |  |  | Natural Gas Fired Combustion Turbine | 60 | MO | Pike | 39.3531 | -91.2295 | 2002 | 5
MISO | Peoples Generating Station | 54890 | GEN1 |  |  | Landfill Gas | 3.2 | MI | Saginaw | 43.2797 | -83.8651 | 1995 | 9
MISO | Pepin Garden | 66577 | MNC02 |  |  | Solar Photovoltaic | 0.9 | MN | Wabasha | 44.3163 | -91.9954 | 2023 | 11
MISO | Perry Customer Hosted 1MW Solar Project | 67099 | PV1 |  |  | Solar Photovoltaic | 1 | IA | Dallas | 41.8435 | -94.1203 | 2024 | 7
MISO | Perryville Power Station | 55620 | 2-CT |  |  | Natural Gas Fired Combustion Turbine | 186.2 | LA | Ouachita | 32.6908 | -92.0183 | 2001 | 6
MISO | Perryville Power Station | 55620 | CT-1 |  |  | Natural Gas Fired Combined Cycle | 198.9 | LA | Ouachita | 32.6908 | -92.0183 | 2002 | 6
MISO | Perryville Power Station | 55620 | CT-2 |  |  | Natural Gas Fired Combined Cycle | 198.9 | LA | Ouachita | 32.6908 | -92.0183 | 2002 | 7
MISO | Perryville Power Station | 55620 | ST-1 |  |  | Natural Gas Fired Combined Cycle | 240.1 | LA | Ouachita | 32.6908 | -92.0183 | 2002 | 7
MISO | Peru (IL) |  |  | 955 | 16 | Petroleum Liquids | [7 empty] | 2.7 | IL | LaSalle
MISO | Peru (IL) |  |  | 955 | 17 | Petroleum Liquids | [7 empty] | 2.7 | IL | LaSalle
MISO | Peru (IL) |  |  | 955 | GT1 | Petroleum Liquids | [7 empty] | 10 | IL | LaSalle
MISO | Peru (IL) |  |  | 955 | HC1 | Conventional Hydroelectric | [7 empty] | 1.9 | IL | LaSalle
MISO | Peru (IL) |  |  | 955 | HC2 | Conventional Hydroelectric | [7 empty] | 1.9 | IL | LaSalle
MISO | Peru (IL) |  |  | 955 | HC3 | Conventional Hydroelectric | [7 empty] | 1.9 | IL | LaSalle
MISO | Peru (IL) |  |  | 955 | HC4 | Conventional Hydroelectric | [7 empty] | 1.9 | IL | LaSalle
MISO | Peru (IN) | 1037 | D1 |  |  | Petroleum Liquids | 1.8 | IN | Miami | 40.7551 | -86.0575 | 2002 | 10
MISO | Peru 2 | 64246 | PERU2 |  |  | Solar Photovoltaic | 9.5 | IN | Miami | 40.7582 | -86.105 | 2021 | 4
MISO | Peru 3 | 64250 | PERU3 |  |  | Solar Photovoltaic | 2.9 | IN | Miami | 40.7553 | -86.1057 | 2022 | 10
MISO | Petenwell | 4080 | 1 |  |  | Conventional Hydroelectric | 5 | WI | Juneau | 44.0572 | -90.0217 | 1949 | 8
MISO | Petenwell | 4080 | 2 |  |  | Conventional Hydroelectric | 5 | WI | Juneau | 44.0572 | -90.0217 | 1949 | 10
MISO | Petenwell | 4080 | 3 |  |  | Conventional Hydroelectric | 5 | WI | Juneau | 44.0572 | -90.0217 | 1949 | 11
MISO | Petenwell | 4080 | 4 |  |  | Conventional Hydroelectric | 5 | WI | Juneau | 44.0572 | -90.0217 | 1950 | 1
MISO | Phare Garden | 65223 | CGS |  |  | Solar Photovoltaic | 0.9 | MN | Renville | 44.7682 | -95.3423 | 2023 | 12
MISO | Pheasant Run Landfill Gas Recovery | 54661 | GE10 |  |  | Landfill Gas | 0.8 | WI | Kenosha | 42.5825 | -88.0436 | 2002 | 7
MISO | Pheasant Run Landfill Gas Recovery | 54661 | GE11 |  |  | Landfill Gas | 0.8 | WI | Kenosha | 42.5825 | -88.0436 | 2002 | 7
MISO | Pheasant Run Landfill Gas Recovery | 54661 | GEN1 |  |  | Landfill Gas | 0.8 | WI | Kenosha | 42.5825 | -88.0436 | 1992 | 2
MISO | Pheasant Run Landfill Gas Recovery | 54661 | GEN2 |  |  | Landfill Gas | 0.8 | WI | Kenosha | 42.5825 | -88.0436 | 1992 | 2
MISO | Pheasant Run Landfill Gas Recovery | 54661 | GEN3 |  |  | Landfill Gas | 0.8 | WI | Kenosha | 42.5825 | -88.0436 | 1996 | 2
MISO | Pheasant Run Landfill Gas Recovery | 54661 | GEN4 |  |  | Landfill Gas | 0.8 | WI | Kenosha | 42.5825 | -88.0436 | 2000 | 2
MISO | Pheasant Run Landfill Gas Recovery | 54661 | GEN5 |  |  | Landfill Gas | 0.8 | WI | Kenosha | 42.5825 | -88.0436 | 2000 | 2
MISO | Pheasant Run Landfill Gas Recovery | 54661 | GEN6 |  |  | Landfill Gas | 0.8 | WI | Kenosha | 42.5825 | -88.0436 | 2000 | 2
MISO | Pheasant Run Landfill Gas Recovery | 54661 | GEN7 |  |  | Landfill Gas | 0.8 | WI | Kenosha | 42.5825 | -88.0436 | 2000 | 2
MISO | Pheasant Run Landfill Gas Recovery | 54661 | GEN8 |  |  | Landfill Gas | 0.8 | WI | Kenosha | 42.5825 | -88.0436 | 2002 | 7
MISO | Pheasant Run Landfill Gas Recovery | 54661 | GEN9 |  |  | Landfill Gas | 0.8 | WI | Kenosha | 42.5825 | -88.0436 | 2002 | 7
MISO | Pheasant Run Wind LLC | 58580 | 1 |  |  | Onshore Wind Turbine | 74.8 | MI | Huron | 43.7578 | -83.2978 | 2013 | 12
MISO | Phoenix Investors, LLC | 54968 | 0385 |  |  | Petroleum Liquids | 1.8 | IA | Wright | 42.8381 | -93.6033 | 1995 | 12
MISO | Phoenix Investors, LLC | 54968 | 0386 |  |  | Petroleum Liquids | 1.8 | IA | Wright | 42.8381 | -93.6033 | 1995 | 12
MISO | Phoenix Investors, LLC | 54968 | 5824 |  |  | Petroleum Liquids | 1.8 | IA | Wright | 42.8381 | -93.6033 | 2000 | 5
MISO | Phoenix Solar South Farms LLC Solar Farm | 62735 | M1358 |  |  | Solar Photovoltaic | 4.7 | IL | Champaign | 40.0817 | -88.2445 | 2015 | 12
MISO | Pickerel Garden | 66578 | MNC03 |  |  | Solar Photovoltaic | 0.9 | MN | Sherburne | 45.4295 | -94.0237 | 2024 | 12
MISO | Pickford Solar | 64251 | PICK1 |  |  | Solar Photovoltaic | 6.9 | MI | Chippewa | 46.1893 | -84.3455 | 2021 | 2
MISO | Pierre Solar | 60686 | PIERS |  |  | Solar Photovoltaic | 1 | SD | Hughes | 44.3888 | -100.307 | 2016 | 9
MISO | Pillager | 1898 | 1 |  |  | Conventional Hydroelectric | 0.8 | MN | Cass | 46.316 | -94.4849 | 1917 | 1
MISO | Pinckneyville | 55202 | 1 |  |  | Natural Gas Fired Combustion Turbine | 45 | IL | Perry | 38.1114 | -89.3467 | 2000 | 6
MISO | Pinckneyville | 55202 | 2 |  |  | Natural Gas Fired Combustion Turbine | 45 | IL | Perry | 38.1114 | -89.3467 | 2000 | 6
MISO | Pinckneyville | 55202 | 3 |  |  | Natural Gas Fired Combustion Turbine | 45 | IL | Perry | 38.1114 | -89.3467 | 2000 | 6
MISO | Pinckneyville | 55202 | 4 |  |  | Natural Gas Fired Combustion Turbine | 45 | IL | Perry | 38.1114 | -89.3467 | 2000 | 6
MISO | Pinckneyville | 55202 | 5 |  |  | Natural Gas Fired Combustion Turbine | 50 | IL | Perry | 38.1114 | -89.3467 | 2001 | 6
MISO | Pinckneyville | 55202 | 6 |  |  | Natural Gas Fired Combustion Turbine | 50 | IL | Perry | 38.1114 | -89.3467 | 2001 | 6
MISO | Pinckneyville | 55202 | 7 |  |  | Natural Gas Fired Combustion Turbine | 50 | IL | Perry | 38.1114 | -89.3467 | 2001 | 6
MISO | Pinckneyville | 55202 | 8 |  |  | Natural Gas Fired Combustion Turbine | 50 | IL | Perry | 38.1114 | -89.3467 | 2001 | 7
MISO | Pinconning White Feather | 56852 | 1 |  |  | Landfill Gas | 1.6 | MI | BAY | 43.8983 | -83.9494 | 2009 | 3
MISO | Pinconning White Feather | 56852 | 2 |  |  | Landfill Gas | 1.6 | MI | BAY | 43.8983 | -83.9494 | 2009 | 3
MISO | Pine | 4045 | 1 |  |  | Conventional Hydroelectric | 1.8 | WI | Florence | 45.8275 | -88.2483 | 1922 | 7
MISO | Pine | 4045 | 2 |  |  | Conventional Hydroelectric | 1.8 | WI | Florence | 45.8275 | -88.2483 | 1922 | 6
MISO | Pine Bluff Energy Center | 55075 | CT01 |  |  | Natural Gas Fired Combined Cycle | 180 | AR | Jefferson | 34.2181 | -91.9025 | 2001 | 8
MISO | Pine Bluff Energy Center | 55075 | ST01 |  |  | Natural Gas Fired Combined Cycle | 50.4 | AR | Jefferson | 34.2181 | -91.9025 | 2001 | 8
MISO | Pine Bluff Mill | 10627 | 1TG1 |  |  | Wood/Wood Waste Biomass | 40 | AR | Jefferson | 34.2212 | -91.9074 | 1958 | 5
MISO | Pine Bluff Mill | 10627 | 2TG1 |  |  | Wood/Wood Waste Biomass | 20 | AR | Jefferson | 34.2212 | -91.9074 | 1958 | 5
MISO | Pine Bluff Mill | 10627 | 3TG1 |  |  | Wood/Wood Waste Biomass | 25 | AR | Jefferson | 34.2212 | -91.9074 | 1962 | 11
MISO | Pine Island Solar | 60531 | PV1 |  |  | Solar Photovoltaic | 4 | MN | Goodhue | 44.2066 | -92.6636 | 2016 | 12
MISO | Pine Island Solar CSG | 60835 | PINEI |  |  | Solar Photovoltaic | 3.9 | MN | Olmsted | 44.2201 | -92.6543 | 2017 | 2
MISO | Pine River Wind Park | 61106 | 1 |  |  | Onshore Wind Turbine | 161.3 | MI | Isabella | 43.5243 | -84.6968 | 2019 | 3
MISO | Pine Street | 7806 | 7 |  |  | Natural Gas Internal Combustion Engine | 4.4 | MI | Huron | 43.7402 | -83.45 | 2020 | 2
MISO | Pine Street | 7806 | 8 |  |  | Natural Gas Internal Combustion Engine | 3.3 | MI | Huron | 43.7402 | -83.45 | 2020 | 3
MISO | Pine Tree Acres | 54989 | GEN1 |  |  | Landfill Gas | 0.8 | MI | Macomb | 42.7645 | -82.7471 | 1998 | 6
MISO | Pine Tree Acres | 54989 | GEN2 |  |  | Landfill Gas | 0.8 | MI | Macomb | 42.7645 | -82.7471 | 1998 | 6
MISO | Pine Tree Acres | 54989 | GEN3 |  |  | Landfill Gas | 0.8 | MI | Macomb | 42.7645 | -82.7471 | 1998 | 6
MISO | Pine Tree Acres | 54989 | GEN4 |  |  | Landfill Gas | 0.8 | MI | Macomb | 42.7645 | -82.7471 | 1998 | 6
MISO | Pine Tree Acres | 54989 | GEN5 |  |  | Landfill Gas | 0.8 | MI | Macomb | 42.7645 | -82.7471 | 1998 | 6
MISO | Pine Tree Acres | 54989 | GEN6 |  |  | Landfill Gas | 0.8 | MI | Macomb | 42.7645 | -82.7471 | 2003 | 12
MISO | Pine Tree Acres | 54989 | GEN7 |  |  | Landfill Gas | 0.8 | MI | Macomb | 42.7645 | -82.7471 | 2003 | 12
MISO | Pine Tree Acres | 54989 | GEN8 |  |  | Landfill Gas | 1.6 | MI | Macomb | 42.7645 | -82.7471 | 2010 | 9
MISO | Pine Tree Acres | 54989 | GEN9 |  |  | Landfill Gas | 1.6 | MI | Macomb | 42.7645 | -82.7471 | 2010 | 9
MISO | Pine Tree Acres WM LFGTE | 57443 | GEN1 |  |  | Landfill Gas | 1.6 | MI | Macomb | 42.765 | -82.7456 | 2012 | 3
MISO | Pine Tree Acres WM LFGTE | 57443 | GEN2 |  |  | Landfill Gas | 1.6 | MI | Macomb | 42.765 | -82.7456 | 2012 | 3
MISO | Pine Tree Acres WM LFGTE | 57443 | GEN3 |  |  | Landfill Gas | 1.6 | MI | Macomb | 42.765 | -82.7456 | 2012 | 3
MISO | Pine Tree Acres WM LFGTE | 57443 | GEN4 |  |  | Landfill Gas | 1.6 | MI | Macomb | 42.765 | -82.7456 | 2012 | 3
MISO | Pine Tree Acres WM LFGTE | 57443 | GEN5 |  |  | Landfill Gas | 1.6 | MI | Macomb | 42.765 | -82.7456 | 2012 | 3
MISO | Pine Tree Acres WM LFGTE | 57443 | GEN6 |  |  | Landfill Gas | 1.6 | MI | Macomb | 42.765 | -82.7456 | 2012 | 3
MISO | Pine Tree Acres WM LFGTE | 57443 | GEN7 |  |  | Landfill Gas | 1.6 | MI | Macomb | 42.765 | -82.7456 | 2012 | 3
MISO | Pine Tree Acres WM LFGTE | 57443 | GEN8 |  |  | Landfill Gas | 1.6 | MI | Macomb | 42.765 | -82.7456 | 2012 | 3
MISO | Pioneer Prairie Wind Farm | 56797 | 1 |  |  | Onshore Wind Turbine | 300 | IA | Mitchell | 43.4839 | -92.6131 | 2008 | 10
MISO | Pioneer Trail Wind Farm, LLC | 57675 | PTWF |  |  | Onshore Wind Turbine | 150.4 | IL | Iroquois | 40.4641 | -88.0215 | 2011 | 12
MISO | Pipestone City Solar LLC CSG | 63726 | PSCTY |  |  | Solar Photovoltaic | 1 | MN | Pipestone | 44.016 | -96.3175 | 2021 | 8
MISO | Pivot Energy Minnesota Solar 1 | 66480 | PEMS1 |  |  | Solar Photovoltaic | 1 | MN | Steele | 44.1259 | -93.2771 | 2023 | 6
MISO | Pivot Energy Minnesota Solar 10 | 66479 | PEM10 |  |  | Solar Photovoltaic | 1 | MN | Stearns | 45.5987 | -94.8628 | 2023 | 6
MISO | Placid 12 | 1737 | 1 |  |  | Petroleum Liquids | 2.7 | MI | Oakland | 42.7106 | -83.4569 | 1970 | 11
MISO | Placid 12 | 1737 | 2 |  |  | Petroleum Liquids | 2.7 | MI | Oakland | 42.7106 | -83.4569 | 1970 | 12
MISO | Placid 12 | 1737 | 3 |  |  | Petroleum Liquids | 2.7 | MI | Oakland | 42.7106 | -83.4569 | 1970 | 11
MISO | Placid 12 | 1737 | 4 |  |  | Petroleum Liquids | 2.7 | MI | Oakland | 42.7106 | -83.4569 | 1970 | 11
MISO | Placid 12 | 1737 | 5 |  |  | Petroleum Liquids | 2.7 | MI | Oakland | 42.7106 | -83.4569 | 1970 | 11
MISO | Plant 31 Paper Mill | 50028 | GEN5 |  |  | Wood/Wood Waste Biomass | 25 | LA | Ouachita | 32.4868 | -92.1496 | 1964 | 1
MISO | Plant 31 Paper Mill | 50028 | GEN6 |  |  | Wood/Wood Waste Biomass | 20 | LA | Ouachita | 32.4868 | -92.1496 | 1977 | 1
MISO | Plant 31 Paper Mill | 50028 | GEN7 |  |  | Natural Gas Fired Combustion Turbine | 39.2 | LA | Ouachita | 32.4868 | -92.1496 | 2016 | 2
MISO | Plant Four | 1840 | CT1 |  |  | Petroleum Liquids | 24 | MI | Marquette | 46.576 | -87.4036 | 1979 | 5
MISO | Plaquemine Cogeneration Plant | 55419 | G500 |  |  | Natural Gas Fired Combined Cycle | 198 | LA | Iberville | 30.3217 | -91.2347 | 2004 | 3
MISO | Plaquemine Cogeneration Plant | 55419 | G600 |  |  | Natural Gas Fired Combined Cycle | 198 | LA | Iberville | 30.3217 | -91.2347 | 2004 | 3
MISO | Plaquemine Cogeneration Plant | 55419 | G700 |  |  | Natural Gas Fired Combined Cycle | 198 | LA | Iberville | 30.3217 | -91.2347 | 2004 | 3
MISO | Plaquemine Cogeneration Plant | 55419 | G800 |  |  | Natural Gas Fired Combined Cycle | 198 | LA | Iberville | 30.3217 | -91.2347 | 2004 | 3
MISO | Plaquemine Cogeneration Plant | 55419 | ST5 |  |  | Natural Gas Fired Combined Cycle | 195 | LA | Iberville | 30.3217 | -91.2347 | 2004 | 3
MISO | Plaquemine Cogeneration Plant | 55419 | ST6 |  |  | Natural Gas Fired Combined Cycle | 48.9 | LA | Iberville | 30.3217 | -91.2347 | 2024 | 12
MISO | Plaquemine Cogeneration Plant | 55419 | ST7 |  |  | Natural Gas Fired Combined Cycle | 48.9 | LA | Iberville | 30.3217 | -91.2347 | 2024 | 12
MISO | Plato CSG1, LLC | 63597 | SC |  |  | Solar Photovoltaic | 1 | MN | McLeod | 44.7903 | -94.0828 | 2021 | 1
MISO | Platt Solar | 66015 | PLAT |  |  | Solar Photovoltaic | 1 | MN | Murray | 43.9814 | -95.8708 | 2023 | 1
MISO | Pleasant Creek Unit 1 | 67140 | PV1 |  |  | Solar Photovoltaic | 50 | IA | Linn | 42.1044 | -91.7826 | 2024 | 3
MISO | Pleasant Creek Unit 2 | 67537 | PV1 |  |  | Solar Photovoltaic | 150 | IA | Linn | 42.1044 | -91.7826 | 2024 | 12
MISO | Pleasant Hill | 7145 | 1 |  |  | Natural Gas Fired Combustion Turbine | 41.4 | IA | Polk | 41.5572 | -93.5242 | 1990 | 6
MISO | Pleasant Hill | 7145 | 2 |  |  | Natural Gas Fired Combustion Turbine | 41.4 | IA | Polk | 41.5572 | -93.5242 | 1990 | 6
MISO | Pleasant Hill | 7145 | 3 |  |  | Natural Gas Fired Combustion Turbine | 97 | IA | Polk | 41.5572 | -93.5242 | 1994 | 6
MISO | Pleasant Valley (MN) | 7843 | 11 |  |  | Natural Gas Fired Combustion Turbine | 167.5 | MN | Mower | 43.7994 | -92.6829 | 2001 | 5
MISO | Pleasant Valley (MN) | 7843 | 12 |  |  | Natural Gas Fired Combustion Turbine | 167.5 | MN | Mower | 43.7994 | -92.6829 | 2001 | 5
MISO | Pleasant Valley (MN) | 7843 | 13 |  |  | Natural Gas Fired Combustion Turbine | 132.8 | MN | Mower | 43.7994 | -92.6829 | 2002 | 5
MISO | Pleasant Valley Wind Farm | 59201 | 1 |  |  | Onshore Wind Turbine | 200 | MN | Mower | 43.805 | -92.7697 | 2015 | 8
MISO | Plum Point Energy Station | 56456 | STG1 |  |  | Conventional Steam Coal | 720 | AR | Mississippi | 35.6644 | -89.9489 | 2010 | 9
MISO | Plymouth Wind | 64688 | 65003 |  |  | Onshore Wind Turbine | 202.7 | IA | Plymouth | 42.843 | -95.9413 | 2022 | 1
MISO | Pocahontas Prairie Wind Farm | 57976 | 1 |  |  | Onshore Wind Turbine | 80 | IA | Pocahontas | 42.5681 | -94.6581 | 2012 | 2
MISO | Poet Bioprocessing Emmetsburg | 68066 | 1 |  |  | Natural Gas Steam Turbine | 3.5 | IA | Palo Alto | 43.0916 | -94.6431 | 2023 | 12
MISO | Point Beach Nuclear Plant | 4046 | 1 |  |  | Nuclear | 643 | WI | Manitowoc | 44.2806 | -87.5369 | 1970 | 12
MISO | Point Beach Nuclear Plant | 4046 | 2 |  |  | Nuclear | 643 | WI | Manitowoc | 44.2806 | -87.5369 | 1972 | 10
MISO | Point Beach Nuclear Plant | 4046 | 5 |  |  | Petroleum Liquids | 25 | WI | Manitowoc | 44.2806 | -87.5369 | 1969 | 6
MISO | Point Beach Solar | 64431 | PBS |  |  | Solar Photovoltaic | 100 | WI | Manitowoc | 44.2834 | -87.5553 | 2021 | 9
MISO | Polaris Wind Park | 62290 | 1 |  |  | Onshore Wind Turbine | 168.6 | MI | Gratiot | 43.2626 | -84.4998 | 2020 | 5
MISO | Pomeroy Wind Farm | 56501 | PWF |  |  | Onshore Wind Turbine | 123 | IA | Pocahontas | 42.5842 | -94.7467 | 2007 | 12
MISO | Pomeroy Wind Farm | 56501 | PWF2 |  |  | Onshore Wind Turbine | 75 | IA | Pocahontas | 42.5842 | -94.7467 | 2007 | 12
MISO | Pomeroy Wind Farm | 56501 | PWF3 |  |  | Onshore Wind Turbine | 58.5 | IA | Pocahontas | 42.5842 | -94.7467 | 2008 | 12
MISO | Pomeroy Wind Farm | 56501 | PWF4 |  |  | Onshore Wind Turbine | 29.9 | IA | Pocahontas | 42.5842 | -94.7467 | 2011 | 8
MISO | PopeSun CSG, LLC | 61542 | GEN1 |  |  | Solar Photovoltaic | 5 | MN | Pope | 45.6434 | -95.5262 | 2017 | 12
MISO | Popple Creek (Clark 1) | 66995 | 715 |  |  | Solar Photovoltaic | 2 | WI | Clark | 44.8951 | -90.442 | 2024 | 2
MISO | Port Allen (LA) | 50389 | GEN1 |  |  | Natural Gas Fired Combustion Turbine | 3.8 | LA | West Baton Rouge | 30.477 | -91.211 | 1990 | 5
MISO | Port Allen (LA) | 50389 | GEN2 |  |  | Natural Gas Fired Combustion Turbine | 3.8 | LA | West Baton Rouge | 30.477 | -91.211 | 1990 | 5
MISO | Port Arthur Texas Refinery | 10568 | GEN1 |  |  | Natural Gas Fired Combustion Turbine | 38.4 | TX | Jefferson | 29.9649 | -93.8913 | 1988 | 8
MISO | Port Edwards Mill | 54103 | HG1 |  |  | Conventional Hydroelectric | 0.4 | WI | Wood | 44.3364 | -89.8672 | 1913 | 1
MISO | Port Edwards Mill | 54103 | HG2 |  |  | Conventional Hydroelectric | 0.4 | WI | Wood | 44.3364 | -89.8672 | 1913 | 1
MISO | Port Edwards Mill | 54103 | HG3 |  |  | Conventional Hydroelectric | 0.4 | WI | Wood | 44.3364 | -89.8672 | 1913 | 1
MISO | Port Edwards Mill | 54103 | HG4 |  |  | Conventional Hydroelectric | 0.4 | WI | Wood | 44.3364 | -89.8672 | 1913 | 1
MISO | Port Edwards Mill | 54103 | HG5 |  |  | Conventional Hydroelectric | 0.8 | WI | Wood | 44.3364 | -89.8672 | 1926 | 1
MISO | Port Edwards Mill | 54103 | HG6 |  |  | Conventional Hydroelectric | 0.8 | WI | Wood | 44.3364 | -89.8672 | 1926 | 1
MISO | Port Edwards Mill | 54103 | JHG1 |  |  | Conventional Hydroelectric | 1.3 | WI | Wood | 44.3364 | -89.8672 | 1926 | 1
MISO | Port Edwards Mill | 54103 | JHG2 |  |  | Conventional Hydroelectric | 0.6 | WI | Wood | 44.3364 | -89.8672 | 1938 | 1
MISO | Port Edwards Mill | 54103 | JHG3 |  |  | Conventional Hydroelectric | 0.6 | WI | Wood | 44.3364 | -89.8672 | 1939 | 1
MISO | Port Edwards Mill | 54103 | JHG4 |  |  | Conventional Hydroelectric | 0.4 | WI | Wood | 44.3364 | -89.8672 | 1943 | 1
MISO | Port Washington Generating Station | 4040 | 1CT1 |  |  | Natural Gas Fired Combined Cycle | 173.1 | WI | Ozaukee | 43.3842 | -87.8689 | 2008 | 5
MISO | Port Washington Generating Station | 4040 | 1CT2 |  |  | Natural Gas Fired Combined Cycle | 173.1 | WI | Ozaukee | 43.3842 | -87.8689 | 2008 | 5
MISO | Port Washington Generating Station | 4040 | 2CT1 |  |  | Natural Gas Fired Combined Cycle | 173.1 | WI | Ozaukee | 43.3842 | -87.8689 | 2005 | 7
MISO | Port Washington Generating Station | 4040 | 2CT2 |  |  | Natural Gas Fired Combined Cycle | 173.1 | WI | Ozaukee | 43.3842 | -87.8689 | 2005 | 7
MISO | Port Washington Generating Station | 4040 | ST1 |  |  | Natural Gas Fired Combined Cycle | 268.6 | WI | Ozaukee | 43.3842 | -87.8689 | 2008 | 5
MISO | Port Washington Generating Station | 4040 | ST2 |  |  | Natural Gas Fired Combined Cycle | 268.6 | WI | Ozaukee | 43.3842 | -87.8689 | 2005 | 7
MISO | Portage Industrial Battery | 65530 | BESS1 |  |  | Batteries | 5 | WI | Columbia | 43.5521 | -89.4877 | 2022 | 8
MISO | Portage Solar | 60046 | PV7 |  |  | Solar Photovoltaic | 1.5 | IN | Porter | 41.5611 | -87.1555 | 2012 | 11
MISO | Portage Solar Plant | 67597 | PG329 |  |  | Solar Photovoltaic | 11.8 | WI | Columbia | 43.6071 | -89.2434 | 2023 | 6
MISO | Porter Way Community Solar Garden | 61500 | PV1 |  |  | Solar Photovoltaic | 3 | MN | Carver | 44.851 | -93.7784 | 2018 | 2
MISO | Portside Energy | 55096 | GT |  |  | Natural Gas Fired Combustion Turbine | 42 | IN | Porter | 41.6317 | -87.1728 | 1997 | 9
MISO | Portside Energy | 55096 | ST |  |  | Natural Gas Steam Turbine | 19 | IN | Porter | 41.6317 | -87.1728 | 1997 | 9
MISO | Potato Rapids | 4071 | 1 |  |  | Conventional Hydroelectric | 0.5 | WI | Marinette | 45.1136 | -87.7586 | 1926 | 6
MISO | Potato Rapids | 4071 | 2 |  |  | Conventional Hydroelectric | 0.4 | WI | Marinette | 45.1136 | -87.7586 | 1921 | 5
MISO | Potato Rapids | 4071 | 3 |  |  | Conventional Hydroelectric | 0.4 | WI | Marinette | 45.1136 | -87.7586 | 1921 | 5
MISO | Prairie Creek | 1073 | 1 |  |  | Conventional Steam Coal | 14.6 | IA | Linn | 41.944 | -91.6392 | 1997 | 4
MISO | Prairie Creek | 1073 | 3 |  |  | Conventional Steam Coal | 50 | IA | Linn | 41.944 | -91.6392 | 1958 | 10
MISO | Prairie Creek | 1073 | 4 |  |  | Natural Gas Steam Turbine | 148.8 | IA | Linn | 41.944 | -91.6392 | 1967 | 4
MISO | Prairie Creek Solar | 66826 | PC923 |  |  | Solar Photovoltaic | 30 | IL | Morgan | 39.8061 | -90.2244 | 2023 | 11
MISO | Prairie Du Sac | 4056 | 1 |  |  | Conventional Hydroelectric | 3.5 | WI | Sauk | 43.3099 | -89.7278 | 1915 | 10
MISO | Prairie Du Sac | 4056 | 2 |  |  | Conventional Hydroelectric | 4.3 | WI | Sauk | 43.3099 | -89.7278 | 1915 | 12
MISO | Prairie Du Sac | 4056 | 3 |  |  | Conventional Hydroelectric | 4.8 | WI | Sauk | 43.3099 | -89.7278 | 1920 | 3
MISO | Prairie Du Sac | 4056 | 4 |  |  | Conventional Hydroelectric | 4.8 | WI | Sauk | 43.3099 | -89.7278 | 1922 | 2
MISO | Prairie Du Sac | 4056 | 5 |  |  | Conventional Hydroelectric | 4 | WI | Sauk | 43.3099 | -89.7278 | 1938 | 3
MISO | Prairie Du Sac | 4056 | 6 |  |  | Conventional Hydroelectric | 4 | WI | Sauk | 43.3099 | -89.7278 | 1938 | 3
MISO | Prairie Du Sac | 4056 | 7 |  |  | Conventional Hydroelectric | 4 | WI | Sauk | 43.3099 | -89.7278 | 1940 | 11
MISO | Prairie Du Sac | 4056 | 8 |  |  | Conventional Hydroelectric | 4 | WI | Sauk | 43.3099 | -89.7278 | 1940 | 10
MISO | Prairie Island | 1925 | 1 |  |  | Nuclear | 593.1 | MN | Goodhue | 44.622 | -92.6333 | 1974 | 2
MISO | Prairie Island | 1925 | 2 |  |  | Nuclear | 593.1 | MN | Goodhue | 44.622 | -92.6333 | 1974 | 10
MISO | Prairie Mist Solar | 66625 | 78661 |  |  | Solar Photovoltaic | 109.2 | AR | Ashley | 33.2554 | -91.669 | 2024 | 9
MISO | Prairie River | 378 | 1 |  |  | Conventional Hydroelectric | 0.7 | MN | Itasca | 47.2872 | -93.4983 | 1920 | 4
MISO | Prairie River | 378 | 2 |  |  | Conventional Hydroelectric | 0.3 | MN | Itasca | 47.2872 | -93.4983 | 1920 | 4
MISO | Prairie Ronde Solar Farm | 65976 | LAPR1 |  |  | Solar Photovoltaic | 135 | LA | St Landry | 30.61 | -92.17 | 2024 | 11
MISO | Prairie Rose Wind Farm | 57644 | PR1 |  |  | Onshore Wind Turbine | 200 | MN | Rock | 43.8282 | -96.3216 | 2012 | 12
MISO | Prairie Star Wind Farm | 56494 | HP2 |  |  | Onshore Wind Turbine | 100.7 | MN | Mower | 43.6861 | -92.6272 | 2007 | 12
MISO | Prairie State Generating Station | 55856 | PC1 |  |  | Conventional Steam Coal | 883 | IL | St Clair | 38.2792 | -89.6669 | 2012 | 6
MISO | Prairie State Generating Station | 55856 | PC2 |  |  | Conventional Steam Coal | 883 | IL | St Clair | 38.2792 | -89.6669 | 2012 | 11
MISO | Prairie State Solar Project | 62420 | PSS01 |  |  | Solar Photovoltaic | 99 | IL | Perry | 38.2083 | -89.5792 | 2021 | 7
MISO | Prairie View I & II LFGTE | 54926 | I-1 |  |  | Natural Gas Internal Combustion Engine | 0.8 | IN | St Joseph | 41.4936 | -86.1658 | 1994 | 10
MISO | Prairie View I & II LFGTE | 54926 | I-2 |  |  | Natural Gas Internal Combustion Engine | 0.8 | IN | St Joseph | 41.4936 | -86.1658 | 1994 | 10
MISO | Prairie View I & II LFGTE | 54926 | I-3 |  |  | Natural Gas Internal Combustion Engine | 0.8 | IN | St Joseph | 41.4936 | -86.1658 | 1994 | 10
MISO | Prairie View I & II LFGTE | 54926 | I-4 |  |  | Natural Gas Internal Combustion Engine | 0.8 | IN | St Joseph | 41.4936 | -86.1658 | 1994 | 10
MISO | Prairie View I & II LFGTE | 54926 | II-1 |  |  | Natural Gas Internal Combustion Engine | 0.8 | IN | St Joseph | 41.4936 | -86.1658 | 2007 | 8
MISO | Prairie View I & II LFGTE | 54926 | II-2 |  |  | Natural Gas Internal Combustion Engine | 0.8 | IN | St Joseph | 41.4936 | -86.1658 | 2007 | 8
MISO | Prairie View I & II LFGTE | 54926 | II-3 |  |  | Natural Gas Internal Combustion Engine | 0.8 | IN | St Joseph | 41.4936 | -86.1658 | 2007 | 8
MISO | Prairie View I & II LFGTE | 54926 | II-4 |  |  | Natural Gas Internal Combustion Engine | 0.8 | IN | St Joseph | 41.4936 | -86.1658 | 2007 | 8
MISO | Prairie Wind Farm | 60873 | PWE |  |  | Onshore Wind Turbine | 168 | IA | Mahaska | 41.4369 | -92.7038 | 2018 | 1
MISO | Prairie Wolf Solar LLC | 62893 | PWOLF |  |  | Solar Photovoltaic | 200 | IL | Coles | 39.5446 | -87.972 | 2021 | 11
MISO | Prawer Project CSG | 63176 | TC3 |  |  | Solar Photovoltaic | 1 | MN | Sherburne | 45.4637 | -94.0451 | 2020 | 1
MISO | Prescott Wind Farm | 66952 | PWE |  |  | Onshore Wind Turbine | 38.7 | IA | Adams | 41.121 | -94.6051 | 2024 | 9
MISO | Preston (IA) | 1176 | 4 |  |  | Natural Gas Internal Combustion Engine | 1.8 | IA | Jackson | 42.0507 | -90.3942 | 1980 | 12
MISO | Preston (IA) | 1176 | 5 |  |  | Petroleum Liquids | 1.8 | IA | Jackson | 42.0507 | -90.3942 | 2020 | 1
MISO | Preston (MN) | 2004 | 4 |  |  | Petroleum Liquids | 0.6 | MN | Fillmore | 43.6661 | -92.0831 | 1949 | 1
MISO | Preston (MN) | 2004 | 5 |  |  | Natural Gas Internal Combustion Engine | 1.1 | MN | Fillmore | 43.6661 | -92.0831 | 1954 | 1
MISO | Preston (MN) | 2004 | 6 |  |  | Natural Gas Internal Combustion Engine | 2 | MN | Fillmore | 43.6661 | -92.0831 | 1974 | 1
MISO | Preston Garden (CSG) | 67009 | PRSTN |  |  | Solar Photovoltaic | 1 | MN | Renville | 44.5359 | -94.9113 | 2024 | 8
MISO | Prickett | 1773 | 1 |  |  | Conventional Hydroelectric | 1.1 | MI | Baraga | 46.7261 | -88.6625 | 1931 | 11
MISO | Prickett | 1773 | 2 |  |  | Conventional Hydroelectric | 1.1 | MI | Baraga | 46.7261 | -88.6625 | 1931 | 11
MISO | Primient | 64854 | GTG01 |  |  | Natural Gas Fired Combustion Turbine | 30.9 | IN | Tippecanoe | 40.3763 | -86.8437 | 2021 | 6
MISO | Primient | 64854 | GTG02 |  |  | Natural Gas Fired Combustion Turbine | 30.9 | IN | Tippecanoe | 40.3763 | -86.8437 | 2021 | 7
MISO | Primient Decatur Plant Cogen | 10867 | GEN1 |  |  | Natural Gas Steam Turbine | 64.8 | IL | Macon | 39.8492 | -88.9319 | 1989 | 1
MISO | Primrose Solar, LLC | 63314 | PROSE |  |  | Solar Photovoltaic | 1 | MN | Blue Earth | 44.2054 | -93.9792 | 2021 | 4
MISO | Princeton (IL) | 957 | 1 |  |  | Natural Gas Internal Combustion Engine | 2.3 | IL | Bureau | 41.3755 | -89.4649 | 1953 | 7
MISO | Princeton (IL) | 957 | 2 |  |  | Natural Gas Internal Combustion Engine | 3 | IL | Bureau | 41.3755 | -89.4649 | 1958 | 4
MISO | Princeton (IL) | 957 | 3 |  |  | Natural Gas Internal Combustion Engine | 3.4 | IL | Bureau | 41.3755 | -89.4649 | 1965 | 8
MISO | Princeton (IL) | 957 | 4 |  |  | Natural Gas Internal Combustion Engine | 3.4 | IL | Bureau | 41.3755 | -89.4649 | 1965 | 1
MISO | Princeton (IL) | 957 | 5 |  |  | Natural Gas Internal Combustion Engine | 4.4 | IL | Bureau | 41.3755 | -89.4649 | 1971 | 7
MISO | Princeton (IL) | 957 | 6 |  |  | Natural Gas Internal Combustion Engine | 5.6 | IL | Bureau | 41.3755 | -89.4649 | 1971 | 8
MISO | Princeton (IL) | 957 | 7 |  |  | Natural Gas Internal Combustion Engine | 7 | IL | Bureau | 41.3755 | -89.4649 | 1976 | 9
MISO | Princeton (IL) | 957 | 8 |  |  | Natural Gas Internal Combustion Engine | 8.8 | IL | Bureau | 41.3755 | -89.4649 | 1976 | 9
MISO | Princeton (MN) | 2005 | 3 |  |  | Petroleum Liquids | 2.4 | MN | Mille Lacs | 45.5695 | -93.5872 | 1978 | 12
MISO | Princeton (MN) | 2005 | 4 |  |  | Petroleum Liquids | 1.2 | MN | Mille Lacs | 45.5695 | -93.5872 | 1967 | 9
MISO | Princeton (MN) | 2005 | 5 |  |  | Petroleum Liquids | 1 | MN | Mille Lacs | 45.5695 | -93.5872 | 1953 | 9
MISO | Princeton (MN) | 2005 | 6 |  |  | Petroleum Liquids | 2.7 | MN | Mille Lacs | 45.5695 | -93.5872 | 1963 | 9
MISO | Princeton (MN) | 2005 | 7 |  |  | Petroleum Liquids | 5 | MN | Mille Lacs | 45.5695 | -93.5872 | 2003 | 7
MISO | Pulliam | 4072 | 31 |  |  | Natural Gas Fired Combustion Turbine | 91 | WI | Brown | 44.54 | -88.0086 | 2003 | 5
MISO | Pullman Solar, LLC | 64581 | PULMN |  |  | Solar Photovoltaic | 20 | MI | Allegan | 42.4716 | -86.0969 | 2022 | 12
MISO | Purdue CHP | 65400 | PUCHP |  |  | Natural Gas Fired Combustion Turbine | 13.3 | IN | Tippecanoe | 40.417 | -86.9153 | 2022 | 3
MISO | Purdue University | 50240 | GEN1 |  |  | Natural Gas Steam Turbine | 30.8 | IN | Tippecanoe | 40.4172 | -86.9122 | 1995 | 7
MISO | Purdue University | 50240 | GEN2 |  |  | Natural Gas Steam Turbine | 10.7 | IN | Tippecanoe | 40.4172 | -86.9122 | 1969 | 1
MISO | Purdue University | 50240 | GEN3 |  |  | Petroleum Liquids | 1.8 | IN | Tippecanoe | 40.4172 | -86.9122 | 2000 | 1
MISO | Putnam (MI) | 1739 | 1 |  |  | Petroleum Liquids | 2.7 | MI | Oakland | 42.7108 | -83.4561 | 1971 | 6
MISO | Putnam (MI) | 1739 | 2 |  |  | Petroleum Liquids | 2.7 | MI | Oakland | 42.7108 | -83.4561 | 1971 | 6
MISO | Putnam (MI) | 1739 | 3 |  |  | Petroleum Liquids | 2.7 | MI | Oakland | 42.7108 | -83.4561 | 1971 | 6
MISO | Putnam (MI) | 1739 | 4 |  |  | Petroleum Liquids | 2.7 | MI | Oakland | 42.7108 | -83.4561 | 1971 | 6
MISO | Putnam (MI) | 1739 | 5 |  |  | Petroleum Liquids | 2.7 | MI | Oakland | 42.7108 | -83.4561 | 1971 | 6
MISO | Putnam Solar 1 | 68050 | PUT1 |  |  | Solar Photovoltaic | 2 | IL | Putnam | 41.2578 | -89.2118 | 2024 | 5
MISO | Putnam Solar 1B | 68051 | PUT1B |  |  | Solar Photovoltaic | 2 | IL | Putnam | 41.2578 | -89.2127 | 2024 | 6
MISO | Quilt Block Wind Farm LLC | 57116 | GEN 1 |  |  | Onshore Wind Turbine | 98 | WI | Lafayette | 42.6733 | -90.2653 | 2017 | 9
MISO | R D Green | 6639 | 1 |  |  | Natural Gas Steam Turbine | 293 | KY | Webster | 37.6461 | -87.5 | 1979 | 12
MISO | R D Green | 6639 | 2 |  |  | Natural Gas Steam Turbine | 293 | KY | Webster | 37.6461 | -87.5 | 1981 | 1
MISO | R D Morrow | 6061 | MOR1 |  |  | Natural Gas Fired Combined Cycle | 156 | MS | Lamar | 31.2186 | -89.394 | 2023 | 3
MISO | R D Morrow | 6061 | MOR2 |  |  | Natural Gas Fired Combined Cycle | 402 | MS | Lamar | 31.2186 | -89.394 | 2023 | 3
MISO | R M Heskett | 2790 | 3 |  |  | Natural Gas Fired Combustion Turbine | 88 | ND | Morton | 46.8669 | -100.8836 | 2014 | 8
MISO | R M Heskett | 2790 | 4 |  |  | Natural Gas Fired Combustion Turbine | 88.4 | ND | Morton | 46.8669 | -100.8836 | 2024 | 7
MISO | R M Schahfer | 6085 | 16A |  |  | Natural Gas Fired Combustion Turbine | 129 | IN | Jasper | 41.2164 | -87.0261 | 1979 | 12
MISO | R M Schahfer | 6085 | 16B |  |  | Natural Gas Fired Combustion Turbine | 129 | IN | Jasper | 41.2164 | -87.0261 | 1979 | 12
MISO | R M Schahfer | 6085 | 17 |  |  | Conventional Steam Coal | 423.5 | IN | Jasper | 41.2164 | -87.0261 | 1983 | 4
MISO | R M Schahfer | 6085 | 18 |  |  | Conventional Steam Coal | 423.5 | IN | Jasper | 41.2164 | -87.0261 | 1986 | 2
MISO | R S Nelson | 1393 | 1 |  |  | Petroleum Coke | 113.6 | LA | Calcasieu | 30.2844 | -93.2911 | 1959 | 2
MISO | R S Nelson | 1393 | 2 |  |  | Petroleum Coke | 113.6 | LA | Calcasieu | 30.2844 | -93.2911 | 1959 | 5
MISO | R S Nelson | 1393 | 4 |  |  | Natural Gas Steam Turbine | 591.8 | LA | Calcasieu | 30.2844 | -93.2911 | 1970 | 7
MISO | R S Nelson | 1393 | 6 |  |  | Conventional Steam Coal | 614.6 | LA | Calcasieu | 30.2844 | -93.2911 | 1982 | 5
MISO | RC Thomas Hydroelectric Project | 58645 | RCT1 |  |  | Conventional Hydroelectric | 8.9 | TX | Polk | 30.6322 | -95.01 | 2020 | 7
MISO | RC Thomas Hydroelectric Project | 58645 | RCT2 |  |  | Conventional Hydroelectric | 8.9 | TX | Polk | 30.6322 | -95.01 | 2020 | 7
MISO | RC Thomas Hydroelectric Project | 58645 | RCT3 |  |  | Conventional Hydroelectric | 8.9 | TX | Polk | 30.6322 | -95.01 | 2020 | 7
MISO | REG Juhl Glenville Wind, LLC | 64130 | RJGW |  |  | Onshore Wind Turbine | 2.5 | MN | Freeborn | 43.582 | -93.305 | 2020 | 12
MISO | RJC CSG, LLC | 63816 | RJC01 |  |  | Solar Photovoltaic | 1 | MN | Steele | 44.125 | -93.277 | 2021 | 6
MISO | RJC I CSG | 61504 | RCJ1 |  |  | Solar Photovoltaic | 1 | MN | Steele | 44.1251 | -93.2791 | 2018 | 7
MISO | RJC II Community Solar Garden | 61670 | RJCII |  |  | Solar Photovoltaic | 1 | MN | Steele | 44.1389 | -93.2572 | 2018 | 6
MISO | RS Cogen | 55117 | RS-4 |  |  | Natural Gas Fired Combined Cycle | 103 | LA | Calcasieu | 30.221 | -93.2826 | 2002 | 12
MISO | RS Cogen | 55117 | RS-5 |  |  | Natural Gas Fired Combined Cycle | 195 | LA | Calcasieu | 30.221 | -93.2826 | 2002 | 12
MISO | RS Cogen | 55117 | RS-6 |  |  | Natural Gas Fired Combined Cycle | 195 | LA | Calcasieu | 30.221 | -93.2826 | 2002 | 12
MISO | Raccoon Creek Energy Center | 55417 | CT01 |  |  | Natural Gas Fired Combustion Turbine | 114 | IL | Clay | 38.6996 | -88.5392 | 2002 | 6
MISO | Raccoon Creek Energy Center | 55417 | CT02 |  |  | Natural Gas Fired Combustion Turbine | 114 | IL | Clay | 38.6996 | -88.5392 | 2002 | 6
MISO | Raccoon Creek Energy Center | 55417 | CT03 |  |  | Natural Gas Fired Combustion Turbine | 114 | IL | Clay | 38.6996 | -88.5392 | 2002 | 6
MISO | Raccoon Creek Energy Center | 55417 | CT04 |  |  | Natural Gas Fired Combustion Turbine | 114 | IL | Clay | 38.6996 | -88.5392 | 2002 | 6
MISO | Rafterville Solar | 66084 | 14508 |  |  | Solar Photovoltaic | 1 | MN | Kandiyohi | 45.1383 | -94.7371 | 2023 | 7
MISO | Ragsdale Solar LLC | 66240 | GEN01 |  |  | Solar Photovoltaic | 100 | MS | Madison | 32.551 | -90.0097 | 2024 | 11
MISO | Rail Splitter Wind Farm | 56856 | GEN1 |  |  | Onshore Wind Turbine | 100.5 | IL | Tazewell | 40.3692 | -89.4022 | 2009 | 8
MISO | Randolph CSG PV1-5 | 62209 | RAND1 |  |  | Solar Photovoltaic | 1 | MN | Dakota | 44.5277 | -92.9721 | 2019 | 6
MISO | Randolph CSG PV1-5 | 62209 | RAND2 |  |  | Solar Photovoltaic | 1 | MN | Dakota | 44.5277 | -92.9721 | 2019 | 6
MISO | Randolph CSG PV1-5 | 62209 | RAND3 |  |  | Solar Photovoltaic | 1 | MN | Dakota | 44.5277 | -92.9721 | 2019 | 6
MISO | Randolph CSG PV1-5 | 62209 | RAND4 |  |  | Solar Photovoltaic | 1 | MN | Dakota | 44.5277 | -92.9721 | 2019 | 6
MISO | Randolph CSG PV1-5 | 62209 | RAND5 |  |  | Solar Photovoltaic | 1 | MN | Dakota | 44.5277 | -92.9721 | 2019 | 6
MISO | Rantoul | 958 | 10 |  |  | Petroleum Liquids | 1.8 | IL | Champaign | 40.3122 | -88.1594 | 2000 | 8
MISO | Rantoul | 958 | 11 |  |  | Petroleum Liquids | 1.8 | IL | Champaign | 40.3122 | -88.1594 | 2000 | 8
MISO | Rantoul | 958 | 12 |  |  | Petroleum Liquids | 1.8 | IL | Champaign | 40.3122 | -88.1594 | 2000 | 8
MISO | Rantoul | 958 | 13 |  |  | Petroleum Liquids | 1.8 | IL | Champaign | 40.3122 | -88.1594 | 2000 | 8
MISO | Rantoul | 958 | 14 |  |  | Petroleum Liquids | 1.8 | IL | Champaign | 40.3122 | -88.1594 | 2000 | 8
MISO | Rantoul | 958 | 15 |  |  | Petroleum Liquids | 1.8 | IL | Champaign | 40.3122 | -88.1594 | 2001 | 1
MISO | Rantoul | 958 | 16 |  |  | Petroleum Liquids | 1.8 | IL | Champaign | 40.3122 | -88.1594 | 2001 | 1
MISO | Rantoul | 958 | 9 |  |  | Petroleum Liquids | 1.8 | IL | Champaign | 40.3122 | -88.1594 | 2000 | 8
MISO | Rantoul Solar | 62451 | RANTL |  |  | Solar Photovoltaic | 2 | IL | Champaign | 40.2867 | -88.1328 | 2016 | 12
MISO | Rapide Croche | 4122 | 1 |  |  | Conventional Hydroelectric | 0.6 | WI | Outagamie | 44.3164 | -88.3147 | 1926 | 1
MISO | Rapide Croche | 4122 | 2 |  |  | Conventional Hydroelectric | 0.6 | WI | Outagamie | 44.3164 | -88.3147 | 1926 | 1
MISO | Rapide Croche | 4122 | 3 |  |  | Conventional Hydroelectric | 0.6 | WI | Outagamie | 44.3164 | -88.3147 | 1926 | 1
MISO | Rapide Croche | 4122 | 4 |  |  | Conventional Hydroelectric | 0.6 | WI | Outagamie | 44.3164 | -88.3147 | 1926 | 1
MISO | Rapids Energy Center | 10686 | 6 |  |  | Natural Gas Steam Turbine | 12.5 | MN | Itasca | 47.2348 | -93.5372 | 1969 | 1
MISO | Rapids Energy Center | 10686 | 7 |  |  | Natural Gas Steam Turbine | 14 | MN | Itasca | 47.2348 | -93.5372 | 1980 | 1
MISO | Rapids Energy Center | 10686 | HYD |  |  | Conventional Hydroelectric | 1.9 | MN | Itasca | 47.2348 | -93.5372 | 1943 | 1
MISO | Red Barn Energy | 65282 | WT |  |  | Onshore Wind Turbine | 91.6 | WI | Grant | 42.9514 | -90.4407 | 2023 | 4
MISO | Red Bud | 959 | 1 |  |  | Petroleum Liquids | 2.4 | IL | Randolph | 38.2165 | -89.9992 | 1968 | 7
MISO | Red Bud | 959 | 2 |  |  | Petroleum Liquids | 1.1 | IL | Randolph | 38.2165 | -89.9992 | 1959 | 3
MISO | Red Bud | 959 | 3 |  |  | Petroleum Liquids | 2.4 | IL | Randolph | 38.2165 | -89.9992 | 1964 | 11
MISO | Red Bud | 959 | 4 |  |  | Petroleum Liquids | 3.5 | IL | Randolph | 38.2165 | -89.9992 | 1973 | 3
MISO | Red Bud | 959 | 7 |  |  | Petroleum Liquids | 2.8 | IL | Randolph | 38.2165 | -89.9992 | 2002 | 6
MISO | Red Bud | 959 | 8 |  |  | Petroleum Liquids | 2.8 | IL | Randolph | 38.2165 | -89.9992 | 2002 | 6
MISO | Red Lake Falls Community Hybrid | 63689 | RLFS |  |  | Solar Photovoltaic | 1 | MN | Red Lake | 47.8693 | -96.319 | 2020 | 12
MISO | Red Lake Falls Community Hybrid | 63689 | RLFW |  |  | Onshore Wind Turbine | 4.6 | MN | Red Lake | 47.8693 | -96.319 | 2020 | 12
MISO | Red Maple Solar | 60962 | PV1 |  |  | Solar Photovoltaic | 1 | MN | Le Sueur | 44.3194 | -93.899 | 2018 | 6
MISO | Red Maple Solar | 60962 | PV2 |  |  | Solar Photovoltaic | 1 | MN | Le Sueur | 44.3194 | -93.899 | 2018 | 6
MISO | Red Maple Solar | 60962 | PV3 |  |  | Solar Photovoltaic | 1 | MN | Le Sueur | 44.3194 | -93.899 | 2018 | 6
MISO | Red Pine Wind Project | 61357 | RP1 |  |  | Onshore Wind Turbine | 200 | MN | Lincoln | 44.478 | -96.1538 | 2017 | 12
MISO | Red Rock Hydro Plant | 58434 | 1 |  |  | Conventional Hydroelectric | 27.6 | IA | Marion | 41.3697 | -92.9808 | 2021 | 6
MISO | Red Rock Hydro Plant | 58434 | 2 |  |  | Conventional Hydroelectric | 27.6 | IA | Marion | 41.3697 | -92.9808 | 2021 | 5
MISO | Red Wing | 1926 | 1 |  |  | Municipal Solid Waste | 11.5 | MN | Goodhue | 44.5692 | -92.5169 | 1949 | 10
MISO | Red Wing | 1926 | 2 |  |  | Municipal Solid Waste | 11.5 | MN | Goodhue | 44.5692 | -92.5169 | 1949 | 11
MISO | Red Wing Community Solar | 60796 | SO234 |  |  | Solar Photovoltaic | 4.9 | MN | Goodhue | 44.5351 | -92.5161 | 2016 | 12
MISO | Redwood Falls | 2009 | 6 |  |  | Petroleum Liquids | 2.2 | MN | Redwood | 44.5431 | -95.1178 | 1970 | 1
MISO | Redwood Falls | 2009 | 7 |  |  | Natural Gas Internal Combustion Engine | 5.8 | MN | Redwood | 44.5431 | -95.1178 | 1974 | 1
MISO | Redwood Falls | 2009 | 8 |  |  | Conventional Hydroelectric | 0.5 | MN | Redwood | 44.5431 | -95.1178 | 2013 | 10
MISO | Redwood Falls Wind | 56414 | WND1 |  |  | Onshore Wind Turbine | 1.7 | MN | Redwood | 44.5028 | -95.175 | 2004 | 12
MISO | Redwood Falls Wind | 56414 | WND2 |  |  | Onshore Wind Turbine | 1.7 | MN | Redwood | 44.5028 | -95.175 | 2005 | 1
MISO | Regal Ware | 67387 | 1 |  |  | Solar Photovoltaic | 1.9 | WI | Washington | 43.4358 | -88.1747 | 2021 | 4
MISO | Remmel | 174 | 1 |  |  | Conventional Hydroelectric | 3 | AR | Hot Spring | 34.4272 | -92.8941 | 1925 | 1
MISO | Remmel | 174 | 2 |  |  | Conventional Hydroelectric | 3 | AR | Hot Spring | 34.4272 | -92.8941 | 1925 | 1
MISO | Remmel | 174 | 3 |  |  | Conventional Hydroelectric | 3 | AR | Hot Spring | 34.4272 | -92.8941 | 1925 | 1
MISO | Renaissance Power Plant | 55402 | CT1 |  |  | Natural Gas Fired Combustion Turbine | 195.5 | MI | Montcalm | 43.1864 | -84.8429 | 2002 | 3
MISO | Renaissance Power Plant | 55402 | CT2 |  |  | Natural Gas Fired Combustion Turbine | 195.5 | MI | Montcalm | 43.1864 | -84.8429 | 2002 | 3
MISO | Renaissance Power Plant | 55402 | CT3 |  |  | Natural Gas Fired Combustion Turbine | 195.5 | MI | Montcalm | 43.1864 | -84.8429 | 2002 | 3
MISO | Renaissance Power Plant | 55402 | CT4 |  |  | Natural Gas Fired Combustion Turbine | 195.5 | MI | Montcalm | 43.1864 | -84.8429 | 2002 | 3
MISO | Renewable Energy Center at BJH | 64288 | RECBJ |  |  | Solar Photovoltaic | 1.6 | MO | St Louis City | 38.6365 | -90.2582 | 2019 | 10
MISO | Rengstorf Solar CSG | 61383 | RENG1 |  |  | Solar Photovoltaic | 1 | MN | Nicollet | 44.2595 | -94.2891 | 2017 | 11
MISO | Rengstorf Solar CSG | 61383 | RENG2 |  |  | Solar Photovoltaic | 1 | MN | Nicollet | 44.2595 | -94.2891 | 2017 | 11
MISO | Rengstorf Solar CSG | 61383 | RENG3 |  |  | Solar Photovoltaic | 1 | MN | Nicollet | 44.2595 | -94.2891 | 2017 | 11
MISO | Rengstorf Solar CSG | 61383 | RENG4 |  |  | Solar Photovoltaic | 1 | MN | Nicollet | 44.2595 | -94.2891 | 2017 | 11
MISO | Rengstorf Solar CSG | 61383 | RENG5 |  |  | Solar Photovoltaic | 1 | MN | Nicollet | 44.2595 | -94.2891 | 2017 | 11
MISO | Rensselaer Solar Site 2 | 61799 | SREN2 |  |  | Solar Photovoltaic | 3.8 | IN | Jasper | 40.9498 | -87.1482 | 2018 | 12
MISO | Reynolds | 965 | 1 |  |  | Petroleum Liquids | 17.5 | IL | Sangamon | 39.8069 | -89.6417 | 1970 | 11
MISO | Rhinelander Mill | 50933 | GEN5 |  |  | Natural Gas Steam Turbine | 10 | WI | Oneida | 45.6394 | -89.4205 | 1951 | 2
MISO | Rhinelander Mill | 50933 | GEN6 |  |  | Conventional Steam Coal | 9.3 | WI | Oneida | 45.6394 | -89.4205 | 1958 | 7
MISO | Rhinelander Mill | 50933 | HYD1 |  |  | Conventional Hydroelectric | 0.5 | WI | Oneida | 45.6394 | -89.4205 | 1917 | 12
MISO | Rhinelander Mill | 50933 | HYD2 |  |  | Conventional Hydroelectric | 0.5 | WI | Oneida | 45.6394 | -89.4205 | 1917 | 12
MISO | Rhinelander Mill | 50933 | HYD3 |  |  | Conventional Hydroelectric | 1 | WI | Oneida | 45.6394 | -89.4205 | 1926 | 12
MISO | Rice Lake Solar Array | 64714 | RLK01 |  |  | Solar Photovoltaic | 3.8 | WI | Barron | 45.5266 | -91.7569 | 2021 | 8
MISO | Rice Two Solar CSG | 64480 | TC3 |  |  | Solar Photovoltaic | 0.8 | MN | Rice | 44.2201 | -93.4576 | 2021 | 4
MISO | Richland (IA) | 62080 | 1 |  |  | Onshore Wind Turbine | 130.9 | IA | Sac | 42.3632 | -95.2263 | 2020 | 9
MISO | Richland Center Renewable Energy LLC | 58834 | UNIT1 |  |  | Other Waste Biomass | 0.9 | WI | Richland | 43.3144 | -90.3731 | 2013 | 3
MISO | Richland Center Renewable Energy LLC | 58834 | UNIT2 |  |  | Other Waste Biomass | 0.9 | WI | Richland | 43.3144 | -90.3731 | 2013 | 3
MISO | Richmond CSG | 61427 | PV1 |  |  | Solar Photovoltaic | 5 | MN | Stearns | 45.4586 | -94.5138 | 2017 | 12
MISO | Ridge Farm | 63952 | RIDGE |  |  | Solar Photovoltaic | 2 | IL | Vermilion | 39.8882 | -87.6859 | 2020 | 12
MISO | Ridgeview | 55925 | GEN1 |  |  | Landfill Gas | 0.8 | WI | Manitowoc | 44.175 | -87.8285 | 2002 | 9
MISO | Ridgeview | 55925 | GEN2 |  |  | Landfill Gas | 0.8 | WI | Manitowoc | 44.175 | -87.8285 | 2002 | 9
MISO | Ridgeview | 55925 | GEN5 |  |  | Landfill Gas | 0.8 | WI | Manitowoc | 44.175 | -87.8285 | 2006 | 12
MISO | Ridgeview | 55925 | GEN6 |  |  | Landfill Gas | 0.8 | WI | Manitowoc | 44.175 | -87.8285 | 2006 | 12
MISO | Ridgeview | 55925 | GEN7 |  |  | Landfill Gas | 0.8 | WI | Manitowoc | 44.175 | -87.8285 | 2006 | 12
MISO | Ridgeview | 55925 | GEN8 |  |  | Landfill Gas | 0.8 | WI | Manitowoc | 44.175 | -87.8285 | 2006 | 12
MISO | Ridgewind | 57386 | WTG1 |  |  | Onshore Wind Turbine | 25.3 | MN | Pipestone | 44.0189 | -96.0653 | 2011 | 1
MISO | Riley Generating Station | 56503 | 1 |  |  | Natural Gas Internal Combustion Engine | 2 | MI | Ottawa | 42.8333 | -86.0053 | 2006 | 7
MISO | Riley Generating Station | 56503 | 2 |  |  | Natural Gas Internal Combustion Engine | 2 | MI | Ottawa | 42.8333 | -86.0053 | 2006 | 7
MISO | Riley Generating Station | 56503 | 3 |  |  | Natural Gas Internal Combustion Engine | 2 | MI | Ottawa | 42.8333 | -86.0053 | 2006 | 7
MISO | Riley Generating Station | 56503 | 4 |  |  | Natural Gas Internal Combustion Engine | 2 | MI | Ottawa | 42.8333 | -86.0053 | 2006 | 7
MISO | Riley Generating Station | 56503 | 5 |  |  | Natural Gas Internal Combustion Engine | 2 | MI | Ottawa | 42.8333 | -86.0053 | 2006 | 7
MISO | Rippey Wind Farm | 57830 | NORD |  |  | Onshore Wind Turbine | 50 | IA | Greene | 42.0061 | -94.2378 | 2012 | 8
MISO | River Bend | 6462 | 1 |  |  | Nuclear | 1035.9 | LA | West Feliciana | 30.757 | -91.3327 | 1986 | 6
MISO | River Fork Solar, LLC | 67008 | RFSLR |  |  | Solar Photovoltaic | 149 | MI | Calhoun | 42.2813 | -84.7556 | 2024 | 10
MISO | River Hills | 1084 | 1 |  |  | Natural Gas Fired Combustion Turbine | 16 | IA | Polk | 41.5902 | -93.6195 | 1966 | 5
MISO | River Hills | 1084 | 2 |  |  | Natural Gas Fired Combustion Turbine | 16 | IA | Polk | 41.5902 | -93.6195 | 1966 | 5
MISO | River Hills | 1084 | 3 |  |  | Natural Gas Fired Combustion Turbine | 16 | IA | Polk | 41.5902 | -93.6195 | 1966 | 5
MISO | River Hills | 1084 | 4 |  |  | Natural Gas Fired Combustion Turbine | 16 | IA | Polk | 41.5902 | -93.6195 | 1966 | 5
MISO | River Hills | 1084 | 5 |  |  | Natural Gas Fired Combustion Turbine | 16 | IA | Polk | 41.5902 | -93.6195 | 1967 | 10
MISO | River Hills | 1084 | 6 |  |  | Natural Gas Fired Combustion Turbine | 16 | IA | Polk | 41.5902 | -93.6195 | 1967 | 10
MISO | River Hills | 1084 | 7 |  |  | Natural Gas Fired Combustion Turbine | 16 | IA | Polk | 41.5902 | -93.6195 | 1968 | 4
MISO | River Hills | 1084 | 8 |  |  | Natural Gas Fired Combustion Turbine | 16 | IA | Polk | 41.5902 | -93.6195 | 1968 | 4
MISO | River Rouge | 1740 | IC1 |  |  | Petroleum Liquids | 2.7 | MI | Wayne | 42.2739 | -83.1119 | 1967 | 11
MISO | River Rouge | 1740 | IC2 |  |  | Petroleum Liquids | 2.7 | MI | Wayne | 42.2739 | -83.1119 | 1967 | 12
MISO | River Rouge | 1740 | IC3 |  |  | Petroleum Liquids | 2.7 | MI | Wayne | 42.2739 | -83.1119 | 1967 | 11
MISO | River Rouge | 1740 | IC4 |  |  | Petroleum Liquids | 2.7 | MI | Wayne | 42.2739 | -83.1119 | 1967 | 11
MISO | Rivercrest SD | 67521 | 60336 |  |  | Solar Photovoltaic | 1 | AR | Mississippi | 35.6181 | -90.1049 | 2022 | 3
MISO | Riverside (MN) | 1927 | 10 |  |  | Natural Gas Fired Combined Cycle | 210.6 | MN | Hennepin | 45.0203 | -93.2753 | 2009 | 5
MISO | Riverside (MN) | 1927 | 9 |  |  | Natural Gas Fired Combined Cycle | 210.6 | MN | Hennepin | 45.0203 | -93.2753 | 2009 | 5
MISO | Riverside (MN) | 1927 | ST7 |  |  | Natural Gas Fired Combined Cycle | 164.7 | MN | Hennepin | 45.0203 | -93.2753 | 1987 | 4
MISO | Riverside Energy Center | 55641 | CTG1 |  |  | Natural Gas Fired Combined Cycle | 198.9 | WI | Rock | 42.5831 | -89.0358 | 2004 | 6
MISO | Riverside Energy Center | 55641 | CTG2 |  |  | Natural Gas Fired Combined Cycle | 198.9 | WI | Rock | 42.5831 | -89.0358 | 2004 | 6
MISO | Riverside Energy Center | 55641 | STG1 |  |  | Natural Gas Fired Combined Cycle | 277.1 | WI | Rock | 42.5831 | -89.0358 | 2004 | 6
MISO | Riverview Energy Systems | 54057 | GEN1 |  |  | Landfill Gas | 3.3 | MI | Wayne | 42.1661 | -83.2129 | 1988 | 1
MISO | Riverview Energy Systems | 54057 | GEN2 |  |  | Landfill Gas | 3.3 | MI | Wayne | 42.1661 | -83.2129 | 1988 | 1
MISO | Roberds Garden CSG | 63480 | RPRG |  |  | Solar Photovoltaic | 1 | MN | Rice | 44.2995 | -93.2391 | 2019 | 9
MISO | Robert A Reid | 1383 | GEN2 |  |  | Natural Gas Fired Combustion Turbine | 98.8 | KY | Webster | 37.6461 | -87.5019 | 1976 | 3
MISO | Rochester Hydro | 2007 | 1 |  |  | Conventional Hydroelectric | 1.3 | MN | Wabasha | 44.213 | -92.4802 | 1984 | 9
MISO | Rochester Hydro | 2007 | 2 |  |  | Conventional Hydroelectric | 1.3 | MN | Wabasha | 44.213 | -92.4802 | 1984 | 11
MISO | Rock Aetna Power Partners | 65713 | 32005 |  |  | Onshore Wind Turbine | 20 | MN | Murray | 44.0227 | -96.0523 | 2022 | 12
MISO | Rock County Wind Fuel, LLC | 63460 | RCWF |  |  | Onshore Wind Turbine | 5 | MN | Rock | 43.6419 | -96.2625 | 2020 | 5
MISO | Rock Lake CT | 6741 | 1 |  |  | Petroleum Liquids | 25 | MN | Pine | 45.8054 | -92.9718 | 1978 | 4
MISO | RockGen Energy Center | 55391 | 01 |  |  | Natural Gas Fired Combustion Turbine | 187 | WI | Dane | 42.9767 | -89.0492 | 2001 | 6
MISO | RockGen Energy Center | 55391 | 02 |  |  | Natural Gas Fired Combustion Turbine | 187 | WI | Dane | 42.9767 | -89.0492 | 2001 | 6
MISO | RockGen Energy Center | 55391 | 03 |  |  | Natural Gas Fired Combustion Turbine | 187 | WI | Dane | 42.9767 | -89.0492 | 2001 | 6
MISO | Rockford | 1180 | 1 |  |  | Petroleum Liquids | 0.4 | IA | Floyd | 43.0489 | -92.9468 | 1951 | 8
MISO | Rockford | 1180 | 5 |  |  | Petroleum Liquids | 0.9 | IA | Floyd | 43.0489 | -92.9468 | 1961 | 8
MISO | Rockford | 1180 | 6 |  |  | Petroleum Liquids | 1.6 | IA | Floyd | 43.0489 | -92.9468 | 1999 | 1
MISO | Rockford CS 1 | 65731 | 29197 |  |  | Solar Photovoltaic | 2 | IL | Winnebago | 42.1761 | -89.0848 | 2021 | 4
MISO | Rockford CS 2 | 65732 | 29198 |  |  | Solar Photovoltaic | 2 | IL | Winnebago | 42.1761 | -89.0848 | 2021 | 4
MISO | Rockford Plant | 67812 | PV1 |  |  | Solar Photovoltaic | 2 | IL | Winnebago | 42.232 | -89.027 | 2024 | 12
MISO | Rockford Solar | 66085 | 16682 |  |  | Solar Photovoltaic | 2 | IL | Winnebago | 42.2852 | -89.0994 | 2021 | 12
MISO | Rockton | 903 | 1 |  |  | Conventional Hydroelectric | 0.6 | IL | Winnebago | 42.4511 | -89.0756 | 1929 | 1
MISO | Rockton | 903 | 2 |  |  | Conventional Hydroelectric | 0.5 | IL | Winnebago | 42.4511 | -89.0756 | 1929 | 1
MISO | Rockville Solar I LLC | 58942 | RVSI |  |  | Solar Photovoltaic | 2.8 | IN | Marion | 39.7631 | -86.3011 | 2014 | 4
MISO | Rockville Solar II, LLC | 58953 | RVSII |  |  | Solar Photovoltaic | 2.7 | IN | Marion | 39.7669 | -86.3 | 2014 | 8
MISO | Roeder Family Wind Farm LLC | 58089 | 1 |  |  | Onshore Wind Turbine | 1.6 | IA | Worth | 43.2972 | -93.2833 | 2011 | 9
MISO | Rogers | 1716 | 1 |  |  | Conventional Hydroelectric | 1.7 | MI | Mecosta | 43.613 | -85.4795 | 1922 | 1
MISO | Rogers | 1716 | 2 |  |  | Conventional Hydroelectric | 1.7 | MI | Mecosta | 43.613 | -85.4795 | 1922 | 1
MISO | Rogers | 1716 | 3 |  |  | Conventional Hydroelectric | 1.7 | MI | Mecosta | 43.613 | -85.4795 | 1922 | 1
MISO | Rogers | 1716 | 4 |  |  | Conventional Hydroelectric | 1.7 | MI | Mecosta | 43.613 | -85.4795 | 1922 | 1
MISO | Rolling Hills Wind Farm | 57501 | RHWF |  |  | Onshore Wind Turbine | 484.2 | IA | Cass | 41.1973 | -94.7744 | 2011 | 12
MISO | Rollingstone Holdco CSG | 62037 | ROLLI |  |  | Solar Photovoltaic | 4.8 | MN | Winona | 44.1144 | -91.7912 | 2019 | 8
MISO | Roquette America | 57953 | GT |  |  | Natural Gas Fired Combined Cycle | 40 | IA | Lee | 40.3892 | -91.3942 | 2004 | 7
MISO | Roquette America | 57953 | ST |  |  | Petroleum Coke | 34.4 | IA | Lee | 40.3892 | -91.3942 | 2007 | 2
MISO | Roseman | 62130 | ROS |  |  | Onshore Wind Turbine | 1.8 | IA | Cass | 41.371 | -94.7539 | 2017 | 2
MISO | Rosemount Community Solar | 60714 | RCS1 |  |  | Solar Photovoltaic | 1 | MN | Dakota | 44.7224 | -93.0229 | 2016 | 12
MISO | Rosemount Community Solar | 60714 | RCS2 |  |  | Solar Photovoltaic | 1 | MN | Dakota | 44.7224 | -93.0229 | 2016 | 12
MISO | Rosemount Community Solar | 60714 | RCS3 |  |  | Solar Photovoltaic | 1 | MN | Dakota | 44.7224 | -93.0229 | 2016 | 12
MISO | Rosemount Community Solar | 60714 | RCS4 |  |  | Solar Photovoltaic | 1 | MN | Dakota | 44.7224 | -93.0229 | 2016 | 12
MISO | Rosemount Community Solar | 60714 | RCS5 |  |  | Solar Photovoltaic | 1 | MN | Dakota | 44.7224 | -93.0229 | 2016 | 12
MISO | Rosewater Wind Farm | 62891 | ROSEW |  |  | Onshore Wind Turbine | 102 | IN | White | 40.7709 | -86.875 | 2020 | 12
MISO | Rothschild Biomass Cogen Facility | 58124 | 1 |  |  | Wood/Wood Waste Biomass | 57.5 | WI | Marathon | 44.8878 | -89.6297 | 2013 | 11
MISO | Round Grove 1 | 67813 | PV1 |  |  | Solar Photovoltaic | 2 | IL | Whiteside | 41.759 | -89.864 | 2021 | 11
MISO | Round Grove 2 | 67814 | PV1 |  |  | Solar Photovoltaic | 2 | IL | Whiteside | 41.76 | -89.867 | 2021 | 11
MISO | Rugby Wind Power Project | 57097 | 1 |  |  | Onshore Wind Turbine | 149 | ND | Pierce | 48.4968 | -99.9513 | 2009 | 12
MISO | Rushford Village | 64932 | 513 |  |  | Solar Photovoltaic | 1 | MN | Fillmore | 43.8066 | -91.7916 | 2021 | 11
MISO | Ruthton Ridge LLC | 55571 | RR30 |  |  | Onshore Wind Turbine | 1.9 | MN | Lincoln | 44.2128 | -96.2131 | 2001 | 1
MISO | S&P Windfarm LLC | 56208 | 1 |  |  | Onshore Wind Turbine | 2 | MN | Jackson | 43.6514 | -95.3825 | 2003 | 12
MISO | SABIC Innovative Plastics Mt. Vernon | 58063 | COGN1 |  |  | Natural Gas Fired Combustion Turbine | 108 | IN | Posey | 37.9103 | -87.9261 | 2017 | 1
MISO | SAF Hydroelectric LLC | 57665 | 1 |  |  | Conventional Hydroelectric | 0.6 | MN | Hennepin | 44.9789 | -93.2478 | 2011 | 12
MISO | SAF Hydroelectric LLC | 57665 | 11 |  |  | Conventional Hydroelectric | 0.6 | MN | Hennepin | 44.9789 | -93.2478 | 2011 | 12
MISO | SAF Hydroelectric LLC | 57665 | 12 |  |  | Conventional Hydroelectric | 0.6 | MN | Hennepin | 44.9789 | -93.2478 | 2011 | 12
MISO | SAF Hydroelectric LLC | 57665 | 13 |  |  | Conventional Hydroelectric | 0.6 | MN | Hennepin | 44.9789 | -93.2478 | 2011 | 12
MISO | SAF Hydroelectric LLC | 57665 | 14 |  |  | Conventional Hydroelectric | 0.6 | MN | Hennepin | 44.9789 | -93.2478 | 2011 | 12
MISO | SAF Hydroelectric LLC | 57665 | 15 |  |  | Conventional Hydroelectric | 0.6 | MN | Hennepin | 44.9789 | -93.2478 | 2011 | 12
MISO | SAF Hydroelectric LLC | 57665 | 16 |  |  | Conventional Hydroelectric | 0.6 | MN | Hennepin | 44.9789 | -93.2478 | 2011 | 12
MISO | SAF Hydroelectric LLC | 57665 | 3 |  |  | Conventional Hydroelectric | 0.6 | MN | Hennepin | 44.9789 | -93.2478 | 2011 | 12
MISO | SAF Hydroelectric LLC | 57665 | 5 |  |  | Conventional Hydroelectric | 0.6 | MN | Hennepin | 44.9789 | -93.2478 | 2011 | 12
MISO | SAF Hydroelectric LLC | 57665 | 7 |  |  | Conventional Hydroelectric | 0.6 | MN | Hennepin | 44.9789 | -93.2478 | 2011 | 12
MISO | SAF Hydroelectric LLC | 57665 | 8 |  |  | Conventional Hydroelectric | 0.6 | MN | Hennepin | 44.9789 | -93.2478 | 2011 | 12
MISO | SAF Hydroelectric LLC | 57665 | 9 |  |  | Conventional Hydroelectric | 0.6 | MN | Hennepin | 44.9789 | -93.2478 | 2011 | 12
MISO | SCS American Bottoms 009885 Sauget, LLC | 64362 | 30004 |  |  | Solar Photovoltaic | 1.8 | IL | St Clair | 38.5917 | -90.1833 | 2020 | 8
MISO | SCS COUNTY 012631 Champaign, LLC | 65417 | 20216 |  |  | Solar Photovoltaic | 2 | IL | Champaign | 40.0712 | -88.2387 | 2021 | 9
MISO | SCS Galena 012589 Peoria, LLC | 65415 | 20218 |  |  | Solar Photovoltaic | 2 | IL | Peoria | 40.7653 | -89.5691 | 2021 | 12
MISO | SCS West Fairchild 011958 Danville, LLC | 65413 | 20217 |  |  | Solar Photovoltaic | 1.6 | IL | Vermilion | 40.1406 | -87.6505 | 2021 | 7
MISO | SIUC | 57928 | EMER |  |  | Petroleum Liquids | 1.6 | IL | Jackson | 37.7119 | -89.215 | 1998 | 6
MISO | SIUC | 57928 | GEN5 |  |  | Conventional Steam Coal | 3.5 | IL | Jackson | 37.7119 | -89.215 | 1998 | 6
MISO | SMMPA Methane Energy Facility | 57903 | UNIT1 |  |  | Landfill Gas | 1.6 | MN | Kanabec | 45.8478 | -93.3542 | 2012 | 4
MISO | STAG St. Paul Project CSG | 63178 | TC3 |  |  | Solar Photovoltaic | 1 | MN | Dakota | 44.8856 | -93.0264 | 2020 | 1
MISO | SV CSG AFTON I | 67587 | SVA |  |  | Solar Photovoltaic | 1 | MN | Washington | 44.943 | -92.857 | 2024 | 7
MISO | SV CSG Barrass Farms II LL | 65803 | BARAS |  |  | Solar Photovoltaic | 2 | IL | Williamson | 37.7272 | -88.849 | 2023 | 9
MISO | SV CSG Wagner A LLC | 67688 | WAGNA |  |  | Solar Photovoltaic | 2 | IL | Randolph | 38.1613 | -89.7029 | 2024 | 12
MISO | SV CSG Wagner B LLC | 67689 | WAGNB |  |  | Solar Photovoltaic | 2 | IL | Randolph | 38.1774 | -89.8539 | 2024 | 12
MISO | Sabine | 3459 | 1 |  |  | Natural Gas Steam Turbine | 239.4 | TX | Orange | 30.0242 | -93.878 | 1962 | 1
MISO | Sabine | 3459 | 3 |  |  | Natural Gas Steam Turbine | 473.4 | TX | Orange | 30.0242 | -93.878 | 1966 | 12
MISO | Sabine | 3459 | 4 |  |  | Natural Gas Steam Turbine | 591.6 | TX | Orange | 30.0242 | -93.878 | 1974 | 8
MISO | Sabine | 3459 | 5 |  |  | Natural Gas Steam Turbine | 507.4 | TX | Orange | 30.0242 | -93.878 | 1979 | 12
MISO | Sabine River Operations | 10789 | GEN1 |  |  | Natural Gas Fired Combined Cycle | 89.9 | TX | Orange | 30.0552 | -93.7579 | 1987 | 3
MISO | Sabine River Operations | 10789 | GT1A |  |  | Natural Gas Fired Combined Cycle | 180 | TX | Orange | 30.0552 | -93.7579 | 2001 | 12
MISO | Sabine River Operations | 10789 | GT1B |  |  | Natural Gas Fired Combined Cycle | 180 | TX | Orange | 30.0552 | -93.7579 | 2001 | 12
MISO | Sabine River Operations | 10789 | ST1A |  |  | Natural Gas Fired Combined Cycle | 145 | TX | Orange | 30.0552 | -93.7579 | 2001 | 12
MISO | Sac County Wind, LLC | 64662 | SAC |  |  | Onshore Wind Turbine | 80 | IA | Sac | 42.4212 | -94.9951 | 2021 | 12
MISO | Sacred Heart CSG1, LLC | 63598 | SC |  |  | Solar Photovoltaic | 1 | MN | Renville | 44.7832 | -95.3611 | 2021 | 8
MISO | Sagamore Plant Cogeneration | 50903 | GEN1 |  |  | Natural Gas Steam Turbine | 7.4 | IN | Tippecanoe | 40.4439 | -86.86 | 1984 | 10
MISO | Sagitta Community Solar | 61708 | SAGI |  |  | Solar Photovoltaic | 1 | MN | Chippewa | 44.9483 | -95.3862 | 2018 | 12
MISO | Saint Marys Falls | 1865 | 1 |  |  | Conventional Hydroelectric | 6.2 | MI | Chippewa | 46.5063 | -84.3493 | 1951 | 10
MISO | Saint Marys Falls | 1865 | 10 |  |  | Conventional Hydroelectric | 2.6 | MI | Chippewa | 46.5063 | -84.3493 | 1932 | 7
MISO | Saint Marys Falls | 1865 | 2 |  |  | Conventional Hydroelectric | 6.2 | MI | Chippewa | 46.5063 | -84.3493 | 1951 | 11
MISO | Saint Marys Falls | 1865 | 3 |  |  | Conventional Hydroelectric | 6.2 | MI | Chippewa | 46.5063 | -84.3493 | 1952 | 1
MISO | Saint Marys Falls | 1865 | 3A |  |  | Conventional Hydroelectric | 2.5 | MI | Chippewa | 46.5063 | -84.3493 | 1954 | 2
MISO | Saint Marys Hospital Power Plant | 54262 | 1 |  |  | Natural Gas Fired Combustion Turbine | 4.7 | MN | Olmsted | 44.0979 | -92.4798 | 1996 | 6
MISO | Saint Marys Hospital Power Plant | 54262 | 4 |  |  | Natural Gas Steam Turbine | 3 | MN | Olmsted | 44.0979 | -92.4798 | 1971 | 1
MISO | Saint Marys Hospital Power Plant | 54262 | 5 |  |  | Petroleum Liquids | 2.5 | MN | Olmsted | 44.0979 | -92.4798 | 1978 | 1
MISO | Saint Marys Hospital Power Plant | 54262 | 6B |  |  | Petroleum Liquids | 3.3 | MN | Olmsted | 44.0979 | -92.4798 | 2020 | 7
MISO | Saint Marys Hospital Power Plant | 54262 | 7 |  |  | Petroleum Liquids | 2.8 | MN | Olmsted | 44.0979 | -92.4798 | 2011 | 3
MISO | Sam Rayburn Dam | 6413 | 1 |  |  | Conventional Hydroelectric | 26 | TX | Jasper | 31.0609 | -94.1062 | 1965 | 9
MISO | Sam Rayburn Dam | 6413 | 2 |  |  | Conventional Hydroelectric | 26 | TX | Jasper | 31.0609 | -94.1062 | 1965 | 9
MISO | San Jacinto County Peaking Facility | 56603 | SJC1 |  |  | Natural Gas Fired Combustion Turbine | 85 | TX | San Jacinto | 30.4193 | -95.0118 | 2001 | 7
MISO | San Jacinto County Peaking Facility | 56603 | SJC2 |  |  | Natural Gas Fired Combustion Turbine | 85 | TX | San Jacinto | 30.4193 | -95.0118 | 2001 | 7
MISO | Sand Lake DPC Solar | 60957 | PV1 |  |  | Solar Photovoltaic | 1 | WI | Polk | 45.4455 | -92.549 | 2017 | 11
MISO | Sandoval | 64416 | SANDL |  |  | Solar Photovoltaic | 2 | IL | Clinton | 38.5899 | -89.1493 | 2021 | 3
MISO | Sandstone Rapids | 4074 | 1 |  |  | Conventional Hydroelectric | 1.9 | WI | Marinette | 45.2333 | -88.0678 | 1925 | 1
MISO | Sandstone Rapids | 4074 | 2 |  |  | Conventional Hydroelectric | 1.9 | WI | Marinette | 45.2333 | -88.0678 | 1925 | 1
MISO | Sapphire Sky Wind Energy LLC | 65316 | 65011 |  |  | Onshore Wind Turbine | 259.8 | IL | DeWitt | 40.2945 | -88.5846 | 2023 | 2
MISO | Sappi Cloquet Mill | 50639 | GEN3 |  |  | Wood/Wood Waste Biomass | 19.2 | MN | Carlton | 46.7243 | -92.4298 | 1976 | 1
MISO | Sappi Cloquet Mill | 50639 | GEN4 |  |  | Wood/Wood Waste Biomass | 41.5 | MN | Carlton | 46.7243 | -92.4298 | 1997 | 12
MISO | Sappi Cloquet Mill | 50639 | GEN5 |  |  | Wood/Wood Waste Biomass | 27.6 | MN | Carlton | 46.7243 | -92.4298 | 2001 | 5
MISO | Sappi Cloquet Mill | 50639 | HGN1 |  |  | Conventional Hydroelectric | 1.8 | MN | Carlton | 46.7243 | -92.4298 | 1950 | 1
MISO | Sappi Cloquet Mill | 50639 | HGN5 |  |  | Conventional Hydroelectric | 0.8 | MN | Carlton | 46.7243 | -92.4298 | 1929 | 1
MISO | Sappi Cloquet Mill | 50639 | HGN6 |  |  | Conventional Hydroelectric | 0.8 | MN | Carlton | 46.7243 | -92.4298 | 1929 | 1
MISO | Sappi Cloquet Mill | 50639 | HGN7 |  |  | Conventional Hydroelectric | 2.8 | MN | Carlton | 46.7243 | -92.4298 | 1980 | 1
MISO | Saratoga Wind Farm | 61070 | SWE |  |  | Onshore Wind Turbine | 66 | IA | Howard | 43.4489 | -92.2807 | 2019 | 2
MISO | Sartell Dam | 50252 | HG10 |  |  | Conventional Hydroelectric | 0.9 | MN | Benton | 45.618 | -94.2008 | 1985 | 3
MISO | Sartell Dam | 50252 | HG11 |  |  | Conventional Hydroelectric | 0.9 | MN | Benton | 45.618 | -94.2008 | 1985 | 3
MISO | Sartell Dam | 50252 | HG12 |  |  | Conventional Hydroelectric | 0.9 | MN | Benton | 45.618 | -94.2008 | 1985 | 3
MISO | Sartell Dam | 50252 | HG2 |  |  | Conventional Hydroelectric | 0.9 | MN | Benton | 45.618 | -94.2008 | 1985 | 3
MISO | Sartell Dam | 50252 | HG3 |  |  | Conventional Hydroelectric | 0.9 | MN | Benton | 45.618 | -94.2008 | 1985 | 3
MISO | Sartell Dam | 50252 | HG4 |  |  | Conventional Hydroelectric | 0.9 | MN | Benton | 45.618 | -94.2008 | 1985 | 3
MISO | Sartell Dam | 50252 | HG5 |  |  | Conventional Hydroelectric | 0.9 | MN | Benton | 45.618 | -94.2008 | 1985 | 3
MISO | Sartell Dam | 50252 | HG6 |  |  | Conventional Hydroelectric | 0.8 | MN | Benton | 45.618 | -94.2008 | 1985 | 3
MISO | Sartell Dam | 50252 | HG7 |  |  | Conventional Hydroelectric | 0.8 | MN | Benton | 45.618 | -94.2008 | 1985 | 3
MISO | Sartell Dam | 50252 | HG8 |  |  | Conventional Hydroelectric | 0.7 | MN | Benton | 45.618 | -94.2008 | 1985 | 3
MISO | Sartell Dam | 50252 | HG9 |  |  | Conventional Hydroelectric | 0.7 | MN | Benton | 45.618 | -94.2008 | 1985 | 3
MISO | Sartell Holdco CSG | 62036 | SARTE |  |  | Solar Photovoltaic | 5 | MN | Stearns | 45.3644 | -94.1233 | 2019 | 5
MISO | Sauk DPC Solar | 60887 | PV1 |  |  | Solar Photovoltaic | 1 | WI | Vernon | 43.5959 | -90.3226 | 2017 | 1
MISO | Saxon Falls | 1756 | 1 |  |  | Conventional Hydroelectric | 0.8 | WI | Iron | 46.5392 | -90.3742 | 1913 | 1
MISO | Saxon Falls | 1756 | 2 |  |  | Conventional Hydroelectric | 0.8 | WI | Iron | 46.5392 | -90.3742 | 1913 | 1
MISO | Scandia CSG | 61585 | 40802 |  |  | Solar Photovoltaic | 1 | MN | Washington | 45.2528 | -92.8766 | 2018 | 1
MISO | Scandia CSG | 61585 | 40803 |  |  | Solar Photovoltaic | 1 | MN | Washington | 45.2528 | -92.8766 | 2018 | 1
MISO | Scandia CSG | 61585 | 40804 |  |  | Solar Photovoltaic | 1 | MN | Washington | 45.2528 | -92.8766 | 2018 | 1
MISO | Scandia CSG | 61585 | 40805 |  |  | Solar Photovoltaic | 1 | MN | Washington | 45.2528 | -92.8766 | 2018 | 1
MISO | Scandia CSG | 61585 | 40806 |  |  | Solar Photovoltaic | 1 | MN | Washington | 45.2528 | -92.8766 | 2018 | 1
MISO | Scandia Community Solar Garden | 61669 | SCAND |  |  | Solar Photovoltaic | 2.5 | MN | Washington | 45.2872 | -92.8125 | 2018 | 7
MISO | Scanlon | 1899 | 1 |  |  | Conventional Hydroelectric | 0.4 | MN | Carlton | 46.7091 | -92.4217 | 1923 | 1
MISO | Scanlon | 1899 | 3 |  |  | Conventional Hydroelectric | 0.4 | MN | Carlton | 46.7091 | -92.4217 | 1923 | 1
MISO | Scanlon | 1899 | 4 |  |  | Conventional Hydroelectric | 0.4 | MN | Carlton | 46.7091 | -92.4217 | 1923 | 1
MISO | Schmidt CSG 1 | 67685 | SHMT2 |  |  | Solar Photovoltaic | 2 | IL | St Clair | 38.4876 | -89.9516 | 2024 | 12
MISO | School Sisters CSG | 61516 | SCHOO |  |  | Solar Photovoltaic | 1 | MN | Blue Earth | 44.179 | -93.9689 | 2018 | 5
MISO | Schueler Community Solar | 63658 | TC3 |  |  | Solar Photovoltaic | 1 | MN | Wright | 45.3061 | -94.0883 | 2020 | 8
MISO | Schull CSG | 64413 | SCHUL |  |  | Solar Photovoltaic | 1 | MN | Blue Earth | 43.9164 | -93.9304 | 2021 | 11
MISO | Schulte 2 Community Solar | 64257 | SCHU |  |  | Solar Photovoltaic | 2 | IL | Marshall | 41.0322 | -89.4052 | 2020 | 12
MISO | Schultz CSG | 62088 | SCHUL |  |  | Solar Photovoltaic | 1.8 | MN | Scott | 44.5576 | -93.376 | 2018 | 11
MISO | Schwinghamer Project CSG | 63177 | TC3 |  |  | Solar Photovoltaic | 1 | MN | Stearns | 45.6269 | -94.5961 | 2019 | 12
MISO | Scotland Solar RES | 59982 | PV1 |  |  | Solar Photovoltaic | 1.1 | IN | Greene | 38.9099 | -86.9473 | 2015 | 11
MISO | Scottsburg Solar Park | 62766 | SCCOT |  |  | Solar Photovoltaic | 7.1 | IN | Scott | 38.662 | -85.7855 | 2020 | 10
MISO | Searcy Solar Hybrid | 62617 | SEABT |  |  | Batteries | 10 | AR | White | 35.233 | -91.69 | 2022 | 1
MISO | Searcy Solar Hybrid | 62617 | SEARC |  |  | Solar Photovoltaic | 100 | AR | White | 35.233 | -91.69 | 2022 | 1
MISO | Searcy Water I | 67522 | 69620 |  |  | Solar Photovoltaic | 1 | AR | White | 35.2659 | -91.7159 | 2021 | 6
MISO | Searcy Water II | 67523 | 52418 |  |  | Solar Photovoltaic | 2.8 | AR | White | 35.2079 | -91.7222 | 2021 | 6
MISO | Security | 55556 | GEN5 |  |  | Landfill Gas | 1.7 | TX | Montgomery | 30.3225 | -95.2681 | 2003 | 3
MISO | Security | 55556 | UNT2 |  |  | Landfill Gas | 1.7 | TX | Montgomery | 30.3225 | -95.2681 | 2003 | 12
MISO | Settlers Trail Wind Farm LLC | 57493 | STWF |  |  | Onshore Wind Turbine | 150.4 | IL | Iroquois | 40.6944 | -87.5708 | 2011 | 10
MISO | Severson Garden | 63934 | CGS |  |  | Solar Photovoltaic | 1 | MN | Waseca | 44.0006 | -93.4959 | 2020 | 10
MISO | Shakopee Energy Park | 60647 | SQA01 |  |  | Natural Gas Internal Combustion Engine | 9.3 | MN | Scott | 44.7836 | -93.4811 | 2017 | 2
MISO | Shakopee Energy Park | 60647 | SQA02 |  |  | Natural Gas Internal Combustion Engine | 9.3 | MN | Scott | 44.7836 | -93.4811 | 2017 | 2
MISO | Shakopee Energy Park | 60647 | SQA03 |  |  | Natural Gas Internal Combustion Engine | 9.3 | MN | Scott | 44.7836 | -93.4811 | 2017 | 2
MISO | Shakopee Energy Park | 60647 | SQA04 |  |  | Natural Gas Internal Combustion Engine | 9.3 | MN | Scott | 44.7836 | -93.4811 | 2017 | 2
MISO | Shakopee Energy Park | 60647 | SQA05 |  |  | Natural Gas Internal Combustion Engine | 9.3 | MN | Scott | 44.7836 | -93.4811 | 2017 | 2
MISO | Shakopee Met Council WTP | 60919 | SHAK |  |  | Solar Photovoltaic | 1.3 | MN | Scott | 44.7966 | -93.437 | 2016 | 3
MISO | Shamrock Solar LLC | 65087 | 554 |  |  | Solar Photovoltaic | 3 | WI | Jackson | 44.1766 | -90.8465 | 2021 | 12
MISO | Shane's Wind Machine | 56577 | 1 |  |  | Onshore Wind Turbine | 1.3 | MN | Pipestone | 44.1508 | -96.1361 | 2006 | 7
MISO | Shaokatan Hills LLC | 55354 | 6150 |  |  | Onshore Wind Turbine | 11.8 | MN | Lincoln | 44.4217 | -96.4347 | 1999 | 8
MISO | Sheboygan Falls | 56166 | 1 |  |  | Natural Gas Fired Combustion Turbine | 173.4 | WI | Sheboygan | 43.7518 | -87.8781 | 2005 | 6
MISO | Sheboygan Falls | 56166 | 2 |  |  | Natural Gas Fired Combustion Turbine | 173.4 | WI | Sheboygan | 43.7518 | -87.8781 | 2005 | 6
MISO | Shelby Energy County | 55237 | CTG1 |  |  | Natural Gas Fired Combustion Turbine | 60.5 | IL | Shelby | 39.2794 | -88.4772 | 2000 | 6
MISO | Shelby Energy County | 55237 | CTG2 |  |  | Natural Gas Fired Combustion Turbine | 60.5 | IL | Shelby | 39.2794 | -88.4772 | 2000 | 6
MISO | Shelby Energy County | 55237 | CTG3 |  |  | Natural Gas Fired Combustion Turbine | 60.5 | IL | Shelby | 39.2794 | -88.4772 | 2000 | 6
MISO | Shelby Energy County | 55237 | CTG4 |  |  | Natural Gas Fired Combustion Turbine | 60.5 | IL | Shelby | 39.2794 | -88.4772 | 2000 | 6
MISO | Shelby Energy County | 55237 | CTG5 |  |  | Natural Gas Fired Combustion Turbine | 60.5 | IL | Shelby | 39.2794 | -88.4772 | 2000 | 6
MISO | Shelby Energy County | 55237 | CTG6 |  |  | Natural Gas Fired Combustion Turbine | 60.5 | IL | Shelby | 39.2794 | -88.4772 | 2000 | 6
MISO | Shelby Energy County | 55237 | CTG7 |  |  | Natural Gas Fired Combustion Turbine | 60 | IL | Shelby | 39.2794 | -88.4772 | 2001 | 5
MISO | Shelby Energy County | 55237 | CTG8 |  |  | Natural Gas Fired Combustion Turbine | 60 | IL | Shelby | 39.2794 | -88.4772 | 2001 | 5
MISO | Shell Chemical | 56248 | 101G |  |  | Natural Gas Fired Combustion Turbine | 40 | LA | Ascension | 30.1875 | -90.984 | 2002 | 8
MISO | Shell Chemical | 56248 | 201G |  |  | Natural Gas Fired Combustion Turbine | 40 | LA | Ascension | 30.1875 | -90.984 | 2002 | 8
MISO | Shenandoah | 7850 | 1 |  |  | Petroleum Liquids | 2 | IA | Page | 40.7707 | -95.3768 | 2000 | 4
MISO | Shenandoah | 7850 | 10 |  |  | Petroleum Liquids | 2 | IA | Page | 40.7707 | -95.3768 | 2000 | 4
MISO | Shenandoah | 7850 | 2 |  |  | Petroleum Liquids | 2 | IA | Page | 40.7707 | -95.3768 | 2000 | 4
MISO | Shenandoah | 7850 | 3 |  |  | Petroleum Liquids | 2 | IA | Page | 40.7707 | -95.3768 | 2000 | 4
MISO | Shenandoah | 7850 | 4 |  |  | Petroleum Liquids | 2 | IA | Page | 40.7707 | -95.3768 | 2000 | 4
MISO | Shenandoah | 7850 | 5 |  |  | Petroleum Liquids | 2 | IA | Page | 40.7707 | -95.3768 | 2000 | 4
MISO | Shenandoah | 7850 | 6 |  |  | Petroleum Liquids | 2 | IA | Page | 40.7707 | -95.3768 | 2000 | 4
MISO | Shenandoah | 7850 | 7 |  |  | Petroleum Liquids | 2 | IA | Page | 40.7707 | -95.3768 | 2000 | 4
MISO | Shenandoah | 7850 | 8 |  |  | Petroleum Liquids | 2 | IA | Page | 40.7707 | -95.3768 | 2000 | 4
MISO | Shenandoah | 7850 | 9 |  |  | Petroleum Liquids | 2 | IA | Page | 40.7707 | -95.3768 | 2000 | 4
MISO | Sherburne Community Solar | 61672 | PV1 |  |  | Solar Photovoltaic | 5 | MN | Sherburne | 45.4381 | -94.0442 | 2018 | 3
MISO | Sherburne Community Solar One LLC CSG | 63122 | 52814 |  |  | Solar Photovoltaic | 1 | MN | Sherburne | 45.532 | -94.1358 | 2019 | 12
MISO | Sherburne County | 6090 | 1 |  |  | Conventional Steam Coal | 765.3 | MN | Sherburne | 45.3808 | -93.8931 | 1976 | 4
MISO | Sherburne County | 6090 | 3 |  |  | Conventional Steam Coal | 938.7 | MN | Sherburne | 45.3808 | -93.8931 | 1987 | 10
MISO | Sherburne North Project CSG | 61762 | SHERB |  |  | Solar Photovoltaic | 5 | MN | Sherburne | 45.4978 | -94.1143 | 2018 | 7
MISO | Sherburne Solar Holdings, LLC | 67943 | SHBUN |  |  | Solar Photovoltaic | 3 | MN | Sherburne | 45.5433 | -93.5936 | 2021 | 3
MISO | Sherco Solar I | 67909 | SHS01 |  |  | Solar Photovoltaic | 222.9 | MN | Sherburne | 45.4072 | -93.9365 | 2024 | 10
MISO | Sheridan School Corporation Solar | 63213 | 418ES |  |  | Solar Photovoltaic | 0.6 | IN | Hamilton | 40.1403 | -86.2153 | 2016 | 6
MISO | Sheridan School Corporation Solar | 63213 | 418HS |  |  | Solar Photovoltaic | 0.9 | IN | Hamilton | 40.1403 | -86.2153 | 2016 | 12
MISO | Shipsterns Solar, LLC | 67102 | SHP20 |  |  | Solar Photovoltaic | 20 | MI | Calhoun | 42.2996 | -84.757 | 2023 | 10
MISO | Shirley Wind | 57553 | 1 |  |  | Onshore Wind Turbine | 20 | WI | Brown | 44.3481 | -87.9278 | 2010 | 11
MISO | Sibley No Two | 7060 | 4 |  |  | Petroleum Liquids | 1.1 | IA | Osceola | 43.3969 | -95.7497 | 1987 | 12
MISO | Sibley One | 1184 | 2 |  |  | Petroleum Liquids | 2 | IA | Osceola | 43.405 | -95.7261 | 1971 | 9
MISO | Sibley One | 1184 | 3 |  |  | Petroleum Liquids | 1.2 | IA | Osceola | 43.405 | -95.7261 | 1987 | 4
MISO | Sibley One | 1184 | 5 |  |  | Petroleum Liquids | 2 | IA | Osceola | 43.405 | -95.7261 | 2000 | 4
MISO | Sidney A Murray Jr Hydroelectric | 54678 | 01 |  |  | Conventional Hydroelectric | 24 | LA | Concordia | 31.088 | -91.6189 | 1990 | 7
MISO | Sidney A Murray Jr Hydroelectric | 54678 | 02 |  |  | Conventional Hydroelectric | 24 | LA | Concordia | 31.088 | -91.6189 | 1990 | 8
MISO | Sidney A Murray Jr Hydroelectric | 54678 | 03 |  |  | Conventional Hydroelectric | 24 | LA | Concordia | 31.088 | -91.6189 | 1990 | 6
MISO | Sidney A Murray Jr Hydroelectric | 54678 | 04 |  |  | Conventional Hydroelectric | 24 | LA | Concordia | 31.088 | -91.6189 | 1990 | 5
MISO | Sidney A Murray Jr Hydroelectric | 54678 | 05 |  |  | Conventional Hydroelectric | 24 | LA | Concordia | 31.088 | -91.6189 | 1990 | 6
MISO | Sidney A Murray Jr Hydroelectric | 54678 | 06 |  |  | Conventional Hydroelectric | 24 | LA | Concordia | 31.088 | -91.6189 | 1990 | 5
MISO | Sidney A Murray Jr Hydroelectric | 54678 | 07 |  |  | Conventional Hydroelectric | 24 | LA | Concordia | 31.088 | -91.6189 | 1990 | 6
MISO | Sidney A Murray Jr Hydroelectric | 54678 | 08 |  |  | Conventional Hydroelectric | 24 | LA | Concordia | 31.088 | -91.6189 | 1990 | 7
MISO | Siems Solar Project CSG | 63657 | TC3 |  |  | Solar Photovoltaic | 1 | MN | Goodhue | 44.2724 | -92.557 | 2020 | 8
MISO | Sigel Wind Park | 57851 | 1 |  |  | Onshore Wind Turbine | 64 | MI | Huron | 43.8508 | -82.7836 | 2012 | 12
MISO | Silver Creek | 7988 | 1 |  |  | Natural Gas Fired Combustion Turbine | 83.5 | MS | Jefferson Davis | 31.6004 | -89.9468 | 2003 | 6
MISO | Silver Creek | 7988 | 2 |  |  | Natural Gas Fired Combustion Turbine | 83.5 | MS | Jefferson Davis | 31.6004 | -89.9468 | 2004 | 6
MISO | Silver Creek | 7988 | 3 |  |  | Natural Gas Fired Combustion Turbine | 83.5 | MS | Jefferson Davis | 31.6004 | -89.9468 | 2005 | 6
MISO | Silver Lake Garden | 63936 | CGS |  |  | Solar Photovoltaic | 1 | MN | Waseca | 44.0079 | -93.4954 | 2021 | 1
MISO | Silver Lake Solar WI, LLC | 67732 | 20232 |  |  | Solar Photovoltaic | 7.5 | WI | Kenosha | 42.5749 | -88.1896 | 2023 | 12
MISO | Sioux | 2107 | 1 |  |  | Conventional Steam Coal | 549.7 | MO | St Charles | 38.9155 | -90.2902 | 1967 | 5
MISO | Sioux | 2107 | 2 |  |  | Conventional Steam Coal | 549.7 | MO | St Charles | 38.9155 | -90.2902 | 1968 | 5
MISO | Skalbeck Solar | 66016 | SKAL |  |  | Solar Photovoltaic | 1 | MN | Renville | 44.7871 | -95.3688 | 2022 | 11
MISO | Sky Volt | 58460 | 1 |  |  | Onshore Wind Turbine | 1.6 | IA | Adair | 41.29 | -94.485 | 2012 | 8
MISO | Skyline | 67642 | SKYLN |  |  | Solar Photovoltaic | 5 | IL | Christian | 39.5637 | -89.27 | 2024 | 11
MISO | Slayton Solar | 58164 | PV1 |  |  | Solar Photovoltaic | 1.7 | MN | Murray | 43.9803 | -95.7672 | 2013 | 1
MISO | Sleepy Eye | 2011 | 1A |  |  | Petroleum Liquids | 1.8 | MN | Brown | 44.2981 | -94.7252 | 1999 | 4
MISO | Sleepy Eye | 2011 | 5 |  |  | Petroleum Liquids | 1.8 | MN | Brown | 44.2981 | -94.7252 | 1996 | 6
MISO | Sleepy Eye | 2011 | 6 |  |  | Petroleum Liquids | 2 | MN | Brown | 44.2981 | -94.7252 | 2009 | 9
MISO | Sleepy Eye | 2011 | 7 |  |  | Petroleum Liquids | 2 | MN | Brown | 44.2981 | -94.7252 | 2009 | 9
MISO | Sleepy Eye | 2011 | IC4 |  |  | Petroleum Liquids | 1.8 | MN | Brown | 44.2981 | -94.7252 | 1995 | 7
MISO | Sleepy Eye | 2011 | NEW |  |  | Petroleum Liquids | 2 | MN | Brown | 44.2981 | -94.7252 | 2001 | 6
MISO | Smithland Hydroelectric Plant | 57400 | SG1 |  |  | Conventional Hydroelectric | 25.3 | KY | Livingston | 37.1696 | -88.4195 | 2017 | 7
MISO | Smithland Hydroelectric Plant | 57400 | SG2 |  |  | Conventional Hydroelectric | 25.3 | KY | Livingston | 37.1696 | -88.4195 | 2017 | 7
MISO | Smithland Hydroelectric Plant | 57400 | SG3 |  |  | Conventional Hydroelectric | 25.3 | KY | Livingston | 37.1696 | -88.4195 | 2017 | 8
MISO | Sobania Community Solar LLC | 63791 | SOB01 |  |  | Solar Photovoltaic | 1 | MN | Sherburne | 45.4236 | -94.0211 | 2020 | 9
MISO | Solar Star Urbana Landfill Central | 66079 | 20824 |  |  | Solar Photovoltaic | 1.9 | IL | Champaign | 40.1206 | -88.1785 | 2021 | 11
MISO | Solar Star Urbana Landfill East | 66078 | 18952 |  |  | Solar Photovoltaic | 1.9 | IL | Champaign | 40.1208 | -88.1769 | 2021 | 10
MISO | SolarClub 03 | 67331 | SC |  |  | Solar Photovoltaic | 1 | MN | Pope | 45.6421 | -95.5304 | 2023 | 9
MISO | SolarClub 10 LLC | 65448 | SC 10 |  |  | Solar Photovoltaic | 1 | MN | Wright | 45.273 | -93.83 | 2020 | 12
MISO | SolarClub 15 LLC | 65449 | SC 15 |  |  | Solar Photovoltaic | 1 | MN | Sherburne | 45.43 | -94.026 | 2020 | 12
MISO | SolarClub 20 LLC | 65451 | SC 20 |  |  | Solar Photovoltaic | 1 | MN | Wabasha | 44.368 | -92.028 | 2020 | 12
MISO | SolarClub 23 LLC | 65452 | SC 23 |  |  | Solar Photovoltaic | 1 | MN | Houston | 43.866 | -91.323 | 2020 | 12
MISO | SolarClub 28 LLC | 65453 | SC 28 |  |  | Solar Photovoltaic | 1 | MN | Sibley | 44.543 | -94.226 | 2020 | 12
MISO | SolarClub 30 (CSG) | 67332 | SC |  |  | Solar Photovoltaic | 1 | MN | Meeker | 45.3192 | -94.555 | 2024 | 1
MISO | SolarClub 35 LLC | 65455 | SC 35 |  |  | Solar Photovoltaic | 1 | MN | Blue Earth | 44.101 | -94.077 | 2020 | 12
MISO | Soliloquoy Ridge LLC | 55570 | SR30 |  |  | Onshore Wind Turbine | 1.9 | MN | Lincoln | 44.2364 | -96.2331 | 2001 | 1
MISO | Solon Diesel | 7058 | 1 |  |  | Petroleum Liquids | 1 | WI | Douglas | 46.359 | -91.8236 | 1988 | 1
MISO | Solon Diesel | 7058 | 2 |  |  | Petroleum Liquids | 1 | WI | Douglas | 46.359 | -91.8236 | 1988 | 2
MISO | Solon Diesel | 7058 | 3 |  |  | Petroleum Liquids | 1 | WI | Douglas | 46.359 | -91.8236 | 1989 | 4
MISO | Solon Diesel | 7058 | 4 |  |  | Petroleum Liquids | 1 | WI | Douglas | 46.359 | -91.8236 | 1989 | 4
MISO | Solon Diesel | 7058 | 5 |  |  | Petroleum Liquids | 1 | WI | Douglas | 46.359 | -91.8236 | 1989 | 4
MISO | Solon Diesel | 7058 | 6 |  |  | Petroleum Liquids | 1 | WI | Douglas | 46.359 | -91.8236 | 1995 | 12
MISO | Solon Diesel | 7058 | 7 |  |  | Petroleum Liquids | 1 | WI | Douglas | 46.359 | -91.8236 | 1995 | 12
MISO | Solon Diesel | 7058 | 8 |  |  | Petroleum Liquids | 1 | WI | Douglas | 46.359 | -91.8236 | 1995 | 12
MISO | Solway CT | 7947 | 1 |  |  | Natural Gas Fired Combustion Turbine | 50 | MN | Beltrami | 47.5446 | -95.1297 | 2003 | 5
MISO | Solway CT | 7947 | D1 |  |  | Petroleum Liquids | 1.3 | MN | Beltrami | 47.5446 | -95.1297 | 2005 | 8
MISO | South Fond Du Lac | 7203 | CT1 |  |  | Natural Gas Fired Combustion Turbine | 95.4 | WI | Fond Du Lac | 43.7353 | -88.4967 | 1993 | 5
MISO | South Fond Du Lac | 7203 | CT2 |  |  | Natural Gas Fired Combustion Turbine | 95.4 | WI | Fond Du Lac | 43.7353 | -88.4967 | 1994 | 8
MISO | South Fond Du Lac | 7203 | CT3 |  |  | Natural Gas Fired Combustion Turbine | 95.4 | WI | Fond Du Lac | 43.7353 | -88.4967 | 1994 | 8
MISO | South Fond Du Lac | 7203 | CT4 |  |  | Natural Gas Fired Combustion Turbine | 95.4 | WI | Fond Du Lac | 43.7353 | -88.4967 | 1996 | 6
MISO | South Fork Wind Farm | 58691 | STFK1 |  |  | Onshore Wind Turbine | 13.8 | MN | Jackson | 43.5873 | -95.3751 | 2016 | 12
MISO | South Garden | 65989 | MNC01 |  |  | Solar Photovoltaic | 1 | MN | McLeod | 44.9492 | -94.0769 | 2023 | 7
MISO | South Generation | 7982 | 3 |  |  | Petroleum Liquids | 2.2 | MN | Redwood | 44.5331 | -95.1122 | 2003 | 3
MISO | South Generation | 7982 | 4 |  |  | Petroleum Liquids | 2.2 | MN | Redwood | 44.5331 | -95.1122 | 2003 | 3
MISO | South Generation | 7982 | 5 |  |  | Petroleum Liquids | 2.2 | MN | Redwood | 44.5331 | -95.1122 | 2003 | 3
MISO | South Oak Creek | 4041 | 7 |  |  | Conventional Steam Coal | 317.6 | WI | Milwaukee | 42.8457 | -87.8294 | 1965 | 3
MISO | South Oak Creek | 4041 | 8 |  |  | Conventional Steam Coal | 324 | WI | Milwaukee | 42.8457 | -87.8294 | 1967 | 10
MISO | South Plant (IA) | 7758 | 1 |  |  | Petroleum Liquids | 2 | IA | Bremer | 42.7317 | -92.4711 | 2000 | 5
MISO | South Plant (IA) | 7758 | 2 |  |  | Petroleum Liquids | 2 | IA | Bremer | 42.7317 | -92.4711 | 2000 | 5
MISO | South Plant (IA) | 7758 | 3 |  |  | Petroleum Liquids | 2 | IA | Bremer | 42.7317 | -92.4711 | 2000 | 5
MISO | South Plant (IA) | 7758 | 4 |  |  | Petroleum Liquids | 2 | IA | Bremer | 42.7317 | -92.4711 | 2000 | 5
MISO | South Plant (IA) | 7758 | 5 |  |  | Petroleum Liquids | 2 | IA | Bremer | 42.7317 | -92.4711 | 2000 | 5
MISO | South Plant (IA) | 7758 | 6 |  |  | Petroleum Liquids | 2 | IA | Bremer | 42.7317 | -92.4711 | 2000 | 5
MISO | South Strawberry | 7926 | 1A |  |  | Petroleum Liquids | 1.8 | IA | Clayton | 42.7114 | -91.5469 | 2002 | 1
MISO | South Strawberry | 7926 | 2A |  |  | Petroleum Liquids | 1.8 | IA | Clayton | 42.7114 | -91.5469 | 2002 | 1
MISO | Southeast Steam Plant | 57966 | SSP |  |  | Natural Gas Steam Turbine | 13 | MN | Hennepin | 44.9808 | -93.2497 | 1998 | 1
MISO | Southern Hills Wind Farm | 63640 | SHWF |  |  | Onshore Wind Turbine | 254.1 | IA | Union | 41.1113 | -94.4667 | 2021 | 3
MISO | Southern Minnesota Beet Sugar | 54533 | 0001 |  |  | Conventional Steam Coal | 7.5 | MN | Renville | 44.7964 | -95.1798 | 1976 | 9
MISO | Southside SD | 67524 | 60334 |  |  | Solar Photovoltaic | 1 | AR | Pulaski | 34.7244 | -92.1968 | 2023 | 6
MISO | Southwestern Bell Telephone | 54858 | E/G1 |  |  | Petroleum Liquids | 2 | MO | St Louis City | 38.6276 | -90.1934 | 1992 | 2
MISO | Southwestern Bell Telephone | 54858 | E/G2 |  |  | Petroleum Liquids | 2 | MO | St Louis City | 38.6276 | -90.1934 | 1992 | 2
MISO | Southwestern Bell Telephone | 54858 | E/G3 |  |  | Petroleum Liquids | 2 | MO | St Louis City | 38.6276 | -90.1934 | 1992 | 2
MISO | Southwestern Bell Telephone | 54858 | E/G4 |  |  | Petroleum Liquids | 2.8 | MO | St Louis City | 38.6276 | -90.1934 | 2005 | 12
MISO | Southwestern Bell Telephone | 54858 | E/G5 |  |  | Petroleum Liquids | 2.8 | MO | St Louis City | 38.6276 | -90.1934 | 2008 | 1
MISO | Southwestern Bell Telephone | 54858 | E/G6 |  |  | Petroleum Liquids | 2.8 | MO | St Louis City | 38.6276 | -90.1934 | 2011 | 8
MISO | Southwestern Bell Telephone | 54858 | E/G7 |  |  | Petroleum Liquids | 2.8 | MO | St Louis City | 38.6276 | -90.1934 | 2011 | 8
MISO | Spartan Hills LLC | 55569 | SH30 |  |  | Onshore Wind Turbine | 1.9 | MN | Lincoln | 44.2358 | -96.2383 | 2001 | 1
MISO | Spartan PV 1, LLC | 60945 | PV1 |  |  | Solar Photovoltaic | 10.5 | MI | Ingham | 42.7151 | -84.4824 | 2017 | 12
MISO | Spencer Gas Turbine | 1186 | GT1 |  |  | Petroleum Liquids | 23.8 | IA | Clay | 43.1446 | -95.1443 | 1970 | 1
MISO | Spica Community Solar | 60943 | MSCS1 |  |  | Solar Photovoltaic | 1 | MN | Kandiyohi | 44.9361 | -94.8541 | 2017 | 8
MISO | Spica Community Solar | 60943 | MSCS2 |  |  | Solar Photovoltaic | 1 | MN | Kandiyohi | 44.9361 | -94.8541 | 2017 | 8
MISO | Spiritwood Station | 56786 | 1 |  |  | Natural Gas Steam Turbine | 106.2 | ND | Stutsman | 46.9264 | -98.4997 | 2014 | 11
MISO | Spooner Solar Array | 64976 | SPN01 |  |  | Solar Photovoltaic | 2 | WI | Washburn | 45.919 | -91.8625 | 2019 | 6
MISO | Spring Mill Solar RES | 59987 | PV1 |  |  | Solar Photovoltaic | 1.1 | IN | Lawrence | 38.7095 | -86.4697 | 2017 | 9
MISO | Spring Prairie Solar LLC CSG | 66972 | SPRPR |  |  | Solar Photovoltaic | 1 | MN | Clay | 46.9773 | -96.479 | 2024 | 5
MISO | Spring Prairie Solar WI, LLC | 67733 | 20231 |  |  | Solar Photovoltaic | 7.5 | WI | Walworth | 42.6784 | -88.3392 | 2023 | 12
MISO | Spring Valley | 2013 | 2 |  |  | Petroleum Liquids | 1.1 | MN | Fillmore | 43.6873 | -92.3894 | 1952 | 1
MISO | Spring Valley | 2013 | 3 |  |  | Petroleum Liquids | 2 | MN | Fillmore | 43.6873 | -92.3894 | 1960 | 5
MISO | Spring Valley | 2013 | 4 |  |  | Petroleum Liquids | 2 | MN | Fillmore | 43.6873 | -92.3894 | 2009 | 6
MISO | Spring Valley | 2013 | 5 |  |  | Petroleum Liquids | 2 | MN | Fillmore | 43.6873 | -92.3894 | 2009 | 6
MISO | Springfield (MN) | 2012 | 5 |  |  | Petroleum Liquids | 1.8 | MN | Brown | 44.2395 | -94.9763 | 1994 | 6
MISO | Springfield (MN) | 2012 | 6 |  |  | Petroleum Liquids | 1.8 | MN | Brown | 44.2395 | -94.9763 | 1996 | 4
MISO | Springfield (MN) | 2012 | 7 |  |  | Petroleum Liquids | 1.8 | MN | Brown | 44.2395 | -94.9763 | 1998 | 4
MISO | Springfield (MN) | 2012 | 8 |  |  | Petroleum Liquids | 1.8 | MN | Brown | 44.2395 | -94.9763 | 1998 | 4
MISO | Springfield Solar (WI) | 64996 | PV1 |  |  | Solar Photovoltaic | 100 | WI | Dodge | 43.604 | -88.4421 | 2023 | 12
MISO | Spruce Ridge Gas Recovery | 57017 | GEN1 |  |  | Landfill Gas | 0.8 | MN | McLeod | 44.8158 | -94.2489 | 2008 | 4
MISO | Spruce Ridge Gas Recovery | 57017 | GEN2 |  |  | Landfill Gas | 0.8 | MN | McLeod | 44.8158 | -94.2489 | 2008 | 4
MISO | Spruce Ridge Gas Recovery | 57017 | GEN3 |  |  | Landfill Gas | 0.8 | MN | McLeod | 44.8158 | -94.2489 | 2008 | 4
MISO | Spruce Ridge Gas Recovery | 57017 | GEN4 |  |  | Landfill Gas | 0.8 | MN | McLeod | 44.8158 | -94.2489 | 2010 | 12
MISO | St Bonifacius | 6824 | 1 |  |  | Petroleum Liquids | 61.2 | MN | Carver | 44.905 | -93.8208 | 1978 | 6
MISO | St Clair | 1743 | 11 |  |  | Natural Gas Fired Combustion Turbine | 18.5 | MI | St Clair | 42.7642 | -82.4719 | 1968 | 5
MISO | St Clair | 1743 | 12A |  |  | Petroleum Liquids | 2.7 | MI | St Clair | 42.7642 | -82.4719 | 1970 | 12
MISO | St Clair | 1743 | 12B |  |  | Petroleum Liquids | 2.7 | MI | St Clair | 42.7642 | -82.4719 | 1970 | 12
MISO | St Croix Falls | 4011 | 1 |  |  | Conventional Hydroelectric | 2.5 | WI | Polk | 45.4117 | -92.6469 | 1917 | 1
MISO | St Croix Falls | 4011 | 2 |  |  | Conventional Hydroelectric | 2.5 | WI | Polk | 45.4117 | -92.6469 | 1917 | 1
MISO | St Croix Falls | 4011 | 3 |  |  | Conventional Hydroelectric | 2.5 | WI | Polk | 45.4117 | -92.6469 | 1917 | 1
MISO | St Croix Falls | 4011 | 4 |  |  | Conventional Hydroelectric | 2.5 | WI | Polk | 45.4117 | -92.6469 | 1917 | 1
MISO | St Croix Falls | 4011 | 5 |  |  | Conventional Hydroelectric | 3.4 | WI | Polk | 45.4117 | -92.6469 | 1910 | 1
MISO | St Croix Falls | 4011 | 6 |  |  | Conventional Hydroelectric | 3.4 | WI | Polk | 45.4117 | -92.6469 | 1910 | 1
MISO | St Croix Falls | 4011 | 7 |  |  | Conventional Hydroelectric | 3.2 | WI | Polk | 45.4117 | -92.6469 | 1923 | 1
MISO | St Croix Falls | 4011 | 8 |  |  | Conventional Hydroelectric | 3.2 | WI | Polk | 45.4117 | -92.6469 | 1923 | 1
MISO | St Francisville Mill | 10697 | GEN2 |  |  | Wood/Wood Waste Biomass | 12.5 | LA | West Feliciana | 30.7108 | -91.3236 | 1966 | 3
MISO | St James | 1929 | 1 |  |  | Petroleum Liquids | 2 | MN | Watonwan | 43.9882 | -94.6156 | 2002 | 7
MISO | St James | 1929 | 2 |  |  | Petroleum Liquids | 2 | MN | Watonwan | 43.9882 | -94.6156 | 2002 | 7
MISO | St James | 1929 | 3 |  |  | Petroleum Liquids | 2 | MN | Watonwan | 43.9882 | -94.6156 | 2002 | 7
MISO | St James | 1929 | 4 |  |  | Petroleum Liquids | 2 | MN | Watonwan | 43.9882 | -94.6156 | 2002 | 7
MISO | St James | 1929 | 5 |  |  | Petroleum Liquids | 2 | MN | Watonwan | 43.9882 | -94.6156 | 2002 | 7
MISO | St James | 1929 | 6 |  |  | Petroleum Liquids | 2 | MN | Watonwan | 43.9882 | -94.6156 | 2002 | 7
MISO | St Louis | 1852 | 1 |  |  | Petroleum Liquids | 1.3 | MI | Gratiot | 43.4019 | -84.6014 | 1958 | 1
MISO | St Louis | 1852 | 5 |  |  | Conventional Hydroelectric | 0.2 | MI | Gratiot | 43.4019 | -84.6014 | 1919 | 1
MISO | St Louis | 1852 | 6 |  |  | Conventional Hydroelectric | 0.2 | MI | Gratiot | 43.4019 | -84.6014 | 1919 | 1
MISO | St Louis | 1852 | 7 |  |  | Petroleum Liquids | 1.1 | MI | Gratiot | 43.4019 | -84.6014 | 1996 | 7
MISO | St Louis | 1852 | 8 |  |  | Petroleum Liquids | 1.5 | MI | Gratiot | 43.4019 | -84.6014 | 2003 | 5
MISO | St Louis | 1852 | 9 |  |  | Petroleum Liquids | 1.3 | MI | Gratiot | 43.4019 | -84.6014 | 2003 | 5
MISO | St Paul Cogeneration | 56643 | 1 |  |  | Wood/Wood Waste Biomass | 37 | MN | Ramsey | 44.9429 | -93.0966 | 2003 | 4
MISO | St. Charles Power Plant | 56100 | 1 |  |  | Petroleum Liquids | 2.2 | MN | Winona | 43.9742 | -92.0597 | 2004 | 12
MISO | St. Charles Power Plant | 56100 | 2 |  |  | Petroleum Liquids | 2.2 | MN | Winona | 43.9742 | -92.0597 | 2004 | 12
MISO | St. Charles Power Plant | 56100 | 3 |  |  | Petroleum Liquids | 2.2 | MN | Winona | 43.9742 | -92.0597 | 2004 | 12
MISO | St. Charles Power Plant | 56100 | 4 |  |  | Petroleum Liquids | 2.2 | MN | Winona | 43.9742 | -92.0597 | 2004 | 12
MISO | St. Charles Power Station (LA) | 60926 | 1A |  |  | Natural Gas Fired Combined Cycle | 250 | LA | St Charles | 30.01 | -90.4608 | 2019 | 5
MISO | St. Charles Power Station (LA) | 60926 | 1B |  |  | Natural Gas Fired Combined Cycle | 250 | LA | St Charles | 30.01 | -90.4608 | 2019 | 5
MISO | St. Charles Power Station (LA) | 60926 | 1C |  |  | Natural Gas Fired Combined Cycle | 500 | LA | St Charles | 30.01 | -90.4608 | 2019 | 5
MISO | St. Charles Solar | 62869 | STC10 |  |  | Solar Photovoltaic | 2 | MN | Winona | 43.976 | -92.032 | 2019 | 9
MISO | St. Clair Solar 3 | 68232 | STCL3 |  |  | Solar Photovoltaic | 2 | IL | St Clair | 38.623 | -90.0871 | 2024 | 6
MISO | St. Cloud Hydro | 64242 | GEN#1 |  |  | Conventional Hydroelectric | 4.3 | MN | Stearns | 45.5476 | -94.1486 | 1988 | 6
MISO | St. Cloud Hydro | 64242 | GEN#2 |  |  | Conventional Hydroelectric | 4.3 | MN | Stearns | 45.5476 | -94.1486 | 1988 | 6
MISO | St. Cloud Solar CSG | 61384 | STCL1 |  |  | Solar Photovoltaic | 1 | MN | Stearns | 45.4774 | -94.1213 | 2018 | 4
MISO | St. Cloud Solar CSG | 61384 | STCL2 |  |  | Solar Photovoltaic | 1 | MN | Stearns | 45.4774 | -94.1213 | 2018 | 4
MISO | St. Cloud Solar CSG | 61384 | STCL3 |  |  | Solar Photovoltaic | 1 | MN | Stearns | 45.4774 | -94.1213 | 2018 | 4
MISO | St. Cloud Solar CSG | 61384 | STCL4 |  |  | Solar Photovoltaic | 1 | MN | Stearns | 45.4774 | -94.1213 | 2018 | 4
MISO | St. Cloud Solar CSG | 61384 | STCL5 |  |  | Solar Photovoltaic | 1 | MN | Stearns | 45.4774 | -94.1213 | 2018 | 4
MISO | St. James Solar (LA) | 62854 | SJS |  |  | Solar Photovoltaic | 20 | LA | St James | 29.9734 | -90.7335 | 2023 | 2
MISO | St. Mary Clean Energy Center | 60610 | 1 |  |  | All Other | 50.9 | LA | St Mary | 29.6845 | -91.4706 | 2019 | 8
MISO | St. Olaf StandBy Generators | 58996 | SBIC1 |  |  | Petroleum Liquids | 0.5 | MN | Rice | 44.4611 | -93.1808 | 1999 | 6
MISO | St. Olaf StandBy Generators | 58996 | SBIC2 |  |  | Petroleum Liquids | 1.8 | MN | Rice | 44.4611 | -93.1808 | 1999 | 6
MISO | St. Olaf StandBy Generators | 58996 | SBIC3 |  |  | Petroleum Liquids | 1.8 | MN | Rice | 44.4611 | -93.1808 | 1999 | 6
MISO | St. Olaf Wind Turbine | 58995 | OLFWT |  |  | Onshore Wind Turbine | 1.6 | MN | Rice | 44.4622 | -93.1928 | 2006 | 9
MISO | St. Paul Intl Airport Red & Blue Parking | 59709 | PV1 |  |  | Solar Photovoltaic | 2.3 | MN | Hennepin | 44.88 | -93.21 | 2015 | 12
MISO | St. Paul Intl Airport Red & Blue Parking | 59709 | PV2 |  |  | Solar Photovoltaic | 0.9 | MN | Hennepin | 44.88 | -93.21 | 2016 | 12
MISO | Stahl Wind Energy | 56409 | 1 |  |  | Onshore Wind Turbine | 1.7 | MN | Pipestone | 44.0256 | -96.4303 | 2004 | 12
MISO | Star Garden | 63395 | CGS |  |  | Solar Photovoltaic | 1 | MN | Pope | 45.6506 | -95.5309 | 2020 | 2
MISO | State Auto Insurance | 56244 | 1 |  |  | Petroleum Liquids | 1.7 | SD | Grant | 45.2207 | -96.6168 | 2001 | 4
MISO | State Center | 1187 | 1 |  |  | Petroleum Liquids | 0.6 | IA | Marshall | 42.0167 | -93.1633 | 1995 | 5
MISO | State Center | 1187 | 2 |  |  | Petroleum Liquids | 0.6 | IA | Marshall | 42.0167 | -93.1633 | 1995 | 5
MISO | State Center | 1187 | 3 |  |  | Petroleum Liquids | 1.3 | IA | Marshall | 42.0167 | -93.1633 | 1995 | 5
MISO | State Center | 1187 | 4 |  |  | Petroleum Liquids | 1.3 | IA | Marshall | 42.0167 | -93.1633 | 1995 | 5
MISO | State Center | 1187 | 6 |  |  | Natural Gas Internal Combustion Engine | 2.5 | IA | Marshall | 42.0167 | -93.1633 | 1972 | 8
MISO | State Farm | 7556 | 1 |  |  | Petroleum Liquids | 1.7 | IL | McLean | 40.4535 | -88.9605 | 1996 | 10
MISO | State Farm | 7556 | 2 |  |  | Petroleum Liquids | 1.7 | IL | McLean | 40.4535 | -88.9605 | 1996 | 10
MISO | State Farm | 7556 | 3 |  |  | Petroleum Liquids | 1.7 | IL | McLean | 40.4535 | -88.9605 | 1996 | 10
MISO | Staunton | 61885 | GEN1 |  |  | Solar Photovoltaic | 4 | IN | Clay | 39.4575 | -87.2082 | 2018 | 12
MISO | Stearns Community Solar One LLC CSG | 63121 | 52825 |  |  | Solar Photovoltaic | 1 | MN | Stearns | 45.618 | -94.486 | 2019 | 12
MISO | Stearns Solar I | 63400 | STE |  |  | Solar Photovoltaic | 1 | MN | Stearns | 45.6502 | -94.5575 | 2019 | 9
MISO | Sterlington | 1404 | 7A |  |  | Natural Gas Fired Combustion Turbine | 59.3 | LA | Ouachita | 32.7047 | -92.0792 | 1973 | 4
MISO | Stevens Community Medical Center | 56245 | 1 |  |  | Petroleum Liquids | 1 | MN | Stevens | 45.585 | -95.9042 | 2004 | 5
MISO | Stevens Community Solar LLC | 63794 | ST001 |  |  | Solar Photovoltaic | 1 | MN | Benton | 45.6613 | -93.9423 | 2020 | 10
MISO | Stevens Point | 3973 | 1 |  |  | Conventional Hydroelectric | 0.8 | WI | Portage | 44.5153 | -89.585 | 1918 | 1
MISO | Stevens Point | 3973 | 2 |  |  | Conventional Hydroelectric | 0.8 | WI | Portage | 44.5153 | -89.585 | 1918 | 1
MISO | Stevens Point | 3973 | 3 |  |  | Conventional Hydroelectric | 0.8 | WI | Portage | 44.5153 | -89.585 | 1918 | 1
MISO | Stevens Point | 3973 | 4 |  |  | Conventional Hydroelectric | 0.8 | WI | Portage | 44.5153 | -89.585 | 1918 | 1
MISO | Stevens Point | 3973 | 5 |  |  | Conventional Hydroelectric | 0.8 | WI | Portage | 44.5153 | -89.585 | 1918 | 1
MISO | Stevens Point Mill | 55861 | SP |  |  | Natural Gas Steam Turbine | 7.6 | WI | Portage | 44.3528 | -89.5836 | 2002 | 2
MISO | Stewart CSG1, LLC | 63599 | SC |  |  | Solar Photovoltaic | 1 | MN | McLeod | 44.7256 | -94.4951 | 2021 | 8
MISO | Stiles | 4147 | 1 |  |  | Conventional Hydroelectric | 0.5 | WI | Oconto | 44.8747 | -88.1586 | 1949 | 3
MISO | Stiles | 4147 | 2 |  |  | Conventional Hydroelectric | 0.5 | WI | Oconto | 44.8747 | -88.1586 | 1949 | 3
MISO | Stockton (MN) | 64930 | 514 |  |  | Solar Photovoltaic | 2 | MN | Winona | 44.041 | -91.7669 | 2021 | 11
MISO | Stoneheart Solar, LLC | 64462 | FACSH |  |  | Solar Photovoltaic | 2 | MI | Saginaw | 43.5068 | -83.9966 | 2020 | 12
MISO | Stoneray Power Partners, LLC | 62269 | STNRY |  |  | Onshore Wind Turbine | 100 | MN | Pipestone | 44.1044 | -96.1267 | 2019 | 2
MISO | Stoney Corners Wind Farm | 57131 | SCWF1 |  |  | Onshore Wind Turbine | 60 | MI | Missaukee | 44.19 | -85.2983 | 2009 | 12
MISO | Storm Lake 1 | 54793 | 2 |  |  | Onshore Wind Turbine | 0.7 | IA | Buena Vista | 42.6878 | -95.405 | 1999 | 6
MISO | Storm Lake 1 | 54793 | 3 |  |  | Onshore Wind Turbine | 0.7 | IA | Buena Vista | 42.6878 | -95.405 | 1999 | 6
MISO | Storm Lake 1 | 54793 | EXIS |  |  | Onshore Wind Turbine | 112.5 | IA | Buena Vista | 42.6878 | -95.405 | 1999 | 5
MISO | Storm Lake II | 55287 | EXIS |  |  | Onshore Wind Turbine | 80.2 | IA | Buena Vista | 42.8417 | -95.405 | 1999 | 4
MISO | Story City | 1188 | 1 |  |  | Petroleum Liquids | 1.3 | IA | Story | 42.1861 | -93.6005 | 1964 | 1
MISO | Story City | 1188 | 2 |  |  | Natural Gas Internal Combustion Engine | 2 | IA | Story | 42.1861 | -93.6005 | 1972 | 1
MISO | Story City | 1188 | 4A |  |  | Petroleum Liquids | 3.5 | IA | Story | 42.1861 | -93.6005 | 2003 | 5
MISO | Story City | 1188 | 5A |  |  | Petroleum Liquids | 3.1 | IA | Story | 42.1861 | -93.6005 | 1993 | 3
MISO | Story City | 1188 | 6 |  |  | Petroleum Liquids | 2 | IA | Story | 42.1861 | -93.6005 | 1978 | 1
MISO | Story City | 1188 | 7 |  |  | Petroleum Liquids | 2 | IA | Story | 42.1861 | -93.6005 | 1978 | 1
MISO | Story City Wind Project | 58927 | WT01 |  |  | Onshore Wind Turbine | 1.5 | IA | Story | 42.2081 | -93.5994 | 2010 | 10
MISO | Straight Garden Solar | 63424 | CGS |  |  | Solar Photovoltaic | 1 | MN | Rice | 44.2527 | -93.273 | 2020 | 3
MISO | Strandness Garden | 63367 | CGS |  |  | Solar Photovoltaic | 1 | MN | Pope | 45.6573 | -95.5298 | 2020 | 2
MISO | Strawberry Point DPC Solar | 60955 | PV1 |  |  | Solar Photovoltaic | 1.3 | IA | Clayton | 42.6786 | -91.5452 | 2017 | 11
MISO | Streeter Station | 1131 | 6 |  |  | Natural Gas Steam Turbine | 16.5 | IA | Black Hawk | 42.5267 | -92.4394 | 1963 | 9
MISO | Streeter Station | 1131 | 7 |  |  | Natural Gas Steam Turbine | 35 | IA | Black Hawk | 42.5267 | -92.4394 | 1973 | 6
MISO | Strobus | 64862 | 515 |  |  | Solar Photovoltaic | 1.5 | WI | Jackson | 44.4332 | -90.8571 | 2021 | 9
MISO | Stromland Solar | 65088 | 510 |  |  | Solar Photovoltaic | 3 | WI | Buffalo | 44.1995 | -91.809 | 2021 | 12
MISO | Stuart (IA) | 1190 | 1 |  |  | Petroleum Liquids | 0.6 | IA | Guthrie | 41.5039 | -94.3172 | 1956 | 2
MISO | Stuart (IA) | 1190 | 2 |  |  | Petroleum Liquids | 1.1 | IA | Guthrie | 41.5039 | -94.3172 | 1968 | 6
MISO | Stuart (IA) | 1190 | 4 |  |  | Petroleum Liquids | 1.1 | IA | Guthrie | 41.5039 | -94.3172 | 1964 | 10
MISO | Studenski Community Solar LLC CSG | 63793 | STU01 |  |  | Solar Photovoltaic | 1 | MN | Benton | 45.63 | -94.05 | 2021 | 4
MISO | Sturgeon Garden | 66579 | MNC05 |  |  | Solar Photovoltaic | 0.9 | MN | Goodhue | 44.3845 | -92.5712 | 2023 | 12
MISO | Stuttgart Solar | 61262 | STGRT |  |  | Solar Photovoltaic | 81 | AR | Arkansas | 34.4397 | -91.44 | 2018 | 1
MISO | Sugar Creek Power | 55364 | CT01 |  |  | Natural Gas Fired Combined Cycle | 203.2 | IN | Vigo | 39.3931 | -87.5108 | 2002 | 6
MISO | Sugar Creek Power | 55364 | CT02 |  |  | Natural Gas Fired Combined Cycle | 203.2 | IN | Vigo | 39.3931 | -87.5108 | 2002 | 6
MISO | Sugar Creek Power | 55364 | ST1 |  |  | Natural Gas Fired Combined Cycle | 213 | IN | Vigo | 39.3931 | -87.5108 | 2003 | 6
MISO | Sugar Creek Wind One LLC | 58924 | SUG1 |  |  | Onshore Wind Turbine | 202 | IL | Logan | 40.0742 | -89.2919 | 2020 | 11
MISO | Sullivan (IL) | 969 | 1 |  |  | Petroleum Liquids | 4.3 | IL | Moultrie | 39.5967 | -88.6119 | 1974 | 12
MISO | Sullivan (IL) | 969 | 10 |  |  | Petroleum Liquids | 2.4 | IL | Moultrie | 39.5967 | -88.6119 | 1971 | 6
MISO | Sullivan (IL) | 969 | 11 |  |  | Petroleum Liquids | 2 | IL | Moultrie | 39.5967 | -88.6119 | 1996 | 2
MISO | Sullivan (IL) | 969 | 12 |  |  | Petroleum Liquids | 1.1 | IL | Moultrie | 39.5967 | -88.6119 | 1996 | 2
MISO | Sullivan (IL) | 969 | 13 |  |  | Petroleum Liquids | 2.3 | IL | Moultrie | 39.5967 | -88.6119 | 2012 | 11
MISO | Sullivan (IL) | 969 | 14 |  |  | Petroleum Liquids | 2.3 | IL | Moultrie | 39.5967 | -88.6119 | 2012 | 11
MISO | Sullivan (IL) | 969 | 15 |  |  | Petroleum Liquids | 2.3 | IL | Moultrie | 39.5967 | -88.6119 | 2012 | 11
MISO | Sullivan (IL) | 969 | 2 |  |  | Petroleum Liquids | 2 | IL | Moultrie | 39.5967 | -88.6119 | 1961 | 11
MISO | Sullivan (IL) | 969 | 3 |  |  | Petroleum Liquids | 1.5 | IL | Moultrie | 39.5967 | -88.6119 | 1956 | 11
MISO | Sullivan (IL) | 969 | 5 |  |  | Petroleum Liquids | 1.1 | IL | Moultrie | 39.5967 | -88.6119 | 1948 | 9
MISO | Sullivan (IL) | 969 | 9 |  |  | Petroleum Liquids | 2.4 | IL | Moultrie | 39.5967 | -88.6119 | 1971 | 6
MISO | Sullivan B Community Solar LLC | 64243 | SULL |  |  | Solar Photovoltaic | 2 | IL | McDonough | 40.4697 | -90.6411 | 2020 | 12
MISO | Summit Lake | 1206 | GT1 |  |  | Natural Gas Fired Combustion Turbine | 27 | IA | Union | 41.1136 | -94.3472 | 1973 | 7
MISO | Summit Lake | 1206 | GT2 |  |  | Natural Gas Fired Combustion Turbine | 35.3 | IA | Union | 41.1136 | -94.3472 | 1975 | 6
MISO | Summit Lake | 1206 | R1 |  |  | Natural Gas Internal Combustion Engine | 18.8 | IA | Union | 41.1136 | -94.3472 | 2021 | 4
MISO | Summit Lake | 1206 | R2 |  |  | Natural Gas Internal Combustion Engine | 18.8 | IA | Union | 41.1136 | -94.3472 | 2021 | 4
MISO | Summit Lake | 1206 | R3 |  |  | Natural Gas Internal Combustion Engine | 18.8 | IA | Union | 41.1136 | -94.3472 | 2021 | 4
MISO | Sumner | 1191 | G1 |  |  | Petroleum Liquids | 1.8 | IA | BREMER | 42.8464 | -92.0978 | 2021 | 2
MISO | Sumner | 1191 | G2 |  |  | Petroleum Liquids | 1.8 | IA | BREMER | 42.8464 | -92.0978 | 2021 | 2
MISO | Sumner | 1191 | G3 |  |  | Petroleum Liquids | 1.8 | IA | BREMER | 42.8464 | -92.0978 | 2021 | 2
MISO | Sumpter | 7972 | 1 |  |  | Natural Gas Fired Combustion Turbine | 85 | MI | Wayne | 42.167 | -83.5318 | 2002 | 7
MISO | Sumpter | 7972 | 2 |  |  | Natural Gas Fired Combustion Turbine | 85 | MI | Wayne | 42.167 | -83.5318 | 2002 | 7
MISO | Sumpter | 7972 | 3 |  |  | Natural Gas Fired Combustion Turbine | 85 | MI | Wayne | 42.167 | -83.5318 | 2002 | 7
MISO | Sumpter | 7972 | 4 |  |  | Natural Gas Fired Combustion Turbine | 85 | MI | Wayne | 42.167 | -83.5318 | 2002 | 7
MISO | Sumpter Energy Associates | 54536 | 0202 |  |  | Landfill Gas | 0.8 | MI | Wayne | 42.1057 | -83.4988 | 1998 | 7
MISO | Sumpter Energy Associates | 54536 | 0203 |  |  | Landfill Gas | 0.8 | MI | Wayne | 42.1057 | -83.4988 | 1998 | 7
MISO | Sumpter Energy Associates | 54536 | 0204 |  |  | Landfill Gas | 0.8 | MI | Wayne | 42.1057 | -83.4988 | 1998 | 7
MISO | Sumpter Energy Associates | 54536 | 0205 |  |  | Landfill Gas | 0.8 | MI | Wayne | 42.1057 | -83.4988 | 1998 | 7
MISO | Sumpter Energy Associates | 54536 | 0386 |  |  | Landfill Gas | 0.8 | MI | Wayne | 42.1057 | -83.4988 | 1992 | 7
MISO | Sumpter Energy Associates | 54536 | 0388 |  |  | Landfill Gas | 0.8 | MI | Wayne | 42.1057 | -83.4988 | 1992 | 7
MISO | Sumpter Energy Associates | 54536 | 0389 |  |  | Landfill Gas | 0.8 | MI | Wayne | 42.1057 | -83.4988 | 1992 | 7
MISO | Sumpter Energy Associates | 54536 | 0392 |  |  | Landfill Gas | 0.8 | MI | Wayne | 42.1057 | -83.4988 | 1992 | 7
MISO | Sumpter Energy Associates | 54536 | 0435 |  |  | Landfill Gas | 0.8 | MI | Wayne | 42.1057 | -83.4988 | 1992 | 7
MISO | Sumpter Energy Associates | 54536 | 0437 |  |  | Landfill Gas | 0.8 | MI | Wayne | 42.1057 | -83.4988 | 1992 | 7
MISO | Sumpter Energy Associates | 54536 | 0440 |  |  | Landfill Gas | 0.8 | MI | Wayne | 42.1057 | -83.4988 | 1992 | 7
MISO | Sumpter Energy Associates | 54536 | 0447 |  |  | Landfill Gas | 0.8 | MI | Wayne | 42.1057 | -83.4988 | 1992 | 7
MISO | Sumpter Energy Associates | 54536 | 0464 |  |  | Landfill Gas | 0.8 | MI | Wayne | 42.1057 | -83.4988 | 1992 | 7
MISO | Sumpter Energy Associates | 54536 | 0467 |  |  | Landfill Gas | 0.8 | MI | Wayne | 42.1057 | -83.4988 | 1992 | 7
MISO | Sumrall II Solar Farm | 60303 | SUM2 |  |  | Solar Photovoltaic | 52 | MS | Lamar | 31.3971 | -89.4859 | 2017 | 12
MISO | Sun River LLC | 55562 | SU30 |  |  | Onshore Wind Turbine | 1.9 | MN | Lincoln | 44.4289 | -96.4358 | 2001 | 2
MISO | SunE Feely 1 CSG, LLC | 61478 | FELY1 |  |  | Solar Photovoltaic | 1 | MN | Dakota | 44.6552 | -93.1104 | 2018 | 9
MISO | SunE Feely 1 CSG, LLC | 61478 | FELY2 |  |  | Solar Photovoltaic | 1 | MN | Dakota | 44.6552 | -93.1104 | 2018 | 9
MISO | SunE Feely 1 CSG, LLC | 61478 | FELY3 |  |  | Solar Photovoltaic | 1 | MN | Dakota | 44.6552 | -93.1104 | 2018 | 9
MISO | SunE Feely 1 CSG, LLC | 61478 | FELY4 |  |  | Solar Photovoltaic | 1 | MN | Dakota | 44.6552 | -93.1104 | 2018 | 9
MISO | SunE Feely 1 CSG, LLC | 61478 | FELY5 |  |  | Solar Photovoltaic | 1 | MN | Dakota | 44.6552 | -93.1104 | 2018 | 9
MISO | SunE Stolee CSG, LLC | 61485 | STOL1 |  |  | Solar Photovoltaic | 1 | MN | Rice | 44.1739 | -93.3505 | 2018 | 3
MISO | SunE Stolee CSG, LLC | 61485 | STOL2 |  |  | Solar Photovoltaic | 1 | MN | Rice | 44.1739 | -93.3505 | 2018 | 3
MISO | SunE Stolee CSG, LLC | 61485 | STOL3 |  |  | Solar Photovoltaic | 1 | MN | Rice | 44.1739 | -93.3505 | 2018 | 3
MISO | Sunflower County | 64081 | SUNFL |  |  | Solar Photovoltaic | 100 | MS | Sunflower | 33.7578 | -90.5365 | 2022 | 9
MISO | Sunlight Road Solar | 67071 | SRS |  |  | Solar Photovoltaic | 50 | LA | Washington | 30.7818 | -90.2174 | 2024 | 11
MISO | Sunrise Community Solar | 60713 | SCS1 |  |  | Solar Photovoltaic | 1 | MN | Chisago | 45.475 | -92.8911 | 2016 | 12
MISO | Sunrise Community Solar | 60713 | SCS2 |  |  | Solar Photovoltaic | 1 | MN | Chisago | 45.475 | -92.8911 | 2016 | 12
MISO | Sunrise Community Solar | 60713 | SCS3 |  |  | Solar Photovoltaic | 1 | MN | Chisago | 45.475 | -92.8911 | 2016 | 12
MISO | Sunrise Community Solar | 60713 | SCS4 |  |  | Solar Photovoltaic | 1 | MN | Chisago | 45.475 | -92.8911 | 2016 | 12
MISO | Sunrise Community Solar | 60713 | SCS5 |  |  | Solar Photovoltaic | 1 | MN | Chisago | 45.475 | -92.8911 | 2016 | 12
MISO | Sunset Breeze LLC | 56586 | 1 |  |  | Onshore Wind Turbine | 1.3 | MN | Nobles | 43.5811 | -95.78 | 2006 | 5
MISO | Superior | 1744 | 1 |  |  | Petroleum Liquids | 16 | MI | Washtenaw | 42.2639 | -83.6422 | 1966 | 10
MISO | Superior | 1744 | 2 |  |  | Petroleum Liquids | 16 | MI | Washtenaw | 42.2639 | -83.6422 | 1966 | 10
MISO | Superior | 1744 | 3 |  |  | Petroleum Liquids | 16 | MI | Washtenaw | 42.2639 | -83.6422 | 1966 | 10
MISO | Superior | 1744 | 4 |  |  | Petroleum Liquids | 16 | MI | Washtenaw | 42.2639 | -83.6422 | 1966 | 10
MISO | Superior Falls | 1757 | 1 |  |  | Conventional Hydroelectric | 0.7 | MI | Gogebic | 46.5646 | -90.4161 | 1917 | 1
MISO | Superior Falls | 1757 | 2 |  |  | Conventional Hydroelectric | 0.7 | MI | Gogebic | 46.5646 | -90.4161 | 1917 | 1
MISO | Surbrook Solar, LLC | 67267 | SUR10 |  |  | Solar Photovoltaic | 10 | MI | Jackson | 42.3881 | -84.4902 | 2024 | 9
MISO | Svihel Community Solar LLC CSG | 63792 | SVH01 |  |  | Solar Photovoltaic | 1 | MN | Benton | 45.678 | -93.919 | 2021 | 4
MISO | Swan Garden | 64697 | CGS |  |  | Solar Photovoltaic | 1 | MN | Pope | 45.7204 | -95.2653 | 2021 | 10
MISO | Sycamore (IA) | 8029 | 1 |  |  | Natural Gas Fired Combustion Turbine | 78.8 | IA | Polk | 41.6722 | -93.6769 | 1974 | 8
MISO | Sycamore (IA) | 8029 | 2 |  |  | Natural Gas Fired Combustion Turbine | 78.8 | IA | Polk | 41.6722 | -93.6769 | 1974 | 11
MISO | Sycamore (WI) | 3993 | 1 |  |  | Natural Gas Fired Combustion Turbine | 18 | WI | Dane | 43.1133 | -89.3128 | 1967 | 12
MISO | Sycamore (WI) | 3993 | 2 |  |  | Natural Gas Fired Combustion Turbine | 23.6 | WI | Dane | 43.1133 | -89.3128 | 1971 | 6
MISO | Syl Laskin | 1891 | 1 |  |  | Natural Gas Steam Turbine | 58 | MN | St Louis | 47.5306 | -92.1619 | 1953 | 6
MISO | Syl Laskin | 1891 | 2 |  |  | Natural Gas Steam Turbine | 58 | MN | St Louis | 47.5306 | -92.1619 | 1953 | 9
MISO | Sylvan | 1900 | 1 |  |  | Conventional Hydroelectric | 0.6 | MN | Cass | 46.305 | -94.3775 | 1913 | 1
MISO | Sylvan | 1900 | 2 |  |  | Conventional Hydroelectric | 0.6 | MN | Cass | 46.305 | -94.3775 | 1913 | 1
MISO | Sylvan | 1900 | 3 |  |  | Conventional Hydroelectric | 0.6 | MN | Cass | 46.305 | -94.3775 | 1915 | 1
MISO | Sylvan Solar | 66683 | SYV |  |  | Solar Photovoltaic | 15.2 | MN | Cass | 46.3241 | -94.3879 | 2023 | 7
MISO | Sylvarena | 7989 | 1 |  |  | Natural Gas Fired Combustion Turbine | 47 | MS | Smith | 31.9821 | -89.4127 | 2003 | 7
MISO | Sylvarena | 7989 | 2 |  |  | Natural Gas Fired Combustion Turbine | 47 | MS | Smith | 31.9821 | -89.4127 | 2003 | 7
MISO | Sylvarena | 7989 | 3 |  |  | Natural Gas Fired Combustion Turbine | 47 | MS | Smith | 31.9821 | -89.4127 | 2003 | 7
MISO | Syncarpha Clara City CSG I (Stamer) | 61980 | SCSG1 |  |  | Solar Photovoltaic | 1 | MN | Chippewa | 44.9555 | -95.3571 | 2018 | 12
MISO | Syncarpha Dodge 1 CSG | 62053 | SPGD1 |  |  | Solar Photovoltaic | 1 | MN | Dodge | 44.045 | -92.8807 | 2019 | 5
MISO | Syncarpha Prinsburg CSG (Ledeboer) | 61979 | SYPRN |  |  | Solar Photovoltaic | 1 | MN | Kandiyohi | 44.9318 | -95.1884 | 2018 | 12
MISO | T B Simon Power Plant | 10328 | GEN1 |  |  | Natural Gas Steam Turbine | 12.5 | MI | Ingham | 42.7178 | -84.4836 | 1965 | 12
MISO | T B Simon Power Plant | 10328 | GEN2 |  |  | Natural Gas Steam Turbine | 12.5 | MI | Ingham | 42.7178 | -84.4836 | 1966 | 9
MISO | T B Simon Power Plant | 10328 | GEN3 |  |  | Natural Gas Steam Turbine | 15 | MI | Ingham | 42.7178 | -84.4836 | 1974 | 12
MISO | T B Simon Power Plant | 10328 | GEN4 |  |  | Natural Gas Steam Turbine | 21 | MI | Ingham | 42.7178 | -84.4836 | 1993 | 8
MISO | T B Simon Power Plant | 10328 | GEN5 |  |  | Natural Gas Steam Turbine | 24 | MI | Ingham | 42.7178 | -84.4836 | 2006 | 5
MISO | T B Simon Power Plant | 10328 | GEN6 |  |  | Natural Gas Fired Combustion Turbine | 14.3 | MI | Ingham | 42.7178 | -84.4836 | 2006 | 4
MISO | T B Simon Power Plant | 10328 | GEN7 |  |  | Natural Gas Internal Combustion Engine | 9.4 | MI | Ingham | 42.7178 | -84.4836 | 2022 | 2
MISO | T B Simon Power Plant | 10328 | GEN8 |  |  | Natural Gas Internal Combustion Engine | 9.4 | MI | Ingham | 42.7178 | -84.4836 | 2022 | 2
MISO | T B Simon Power Plant | 10328 | GEN9 |  |  | Natural Gas Internal Combustion Engine | 9.4 | MI | Ingham | 42.7178 | -84.4836 | 2022 | 2
MISO | T J Labbe Electric Generating | 56108 | U-1 |  |  | Natural Gas Fired Combustion Turbine | 50.4 | LA | Lafayette | 30.2554 | -92.0433 | 2005 | 8
MISO | T J Labbe Electric Generating | 56108 | U-2 |  |  | Natural Gas Fired Combustion Turbine | 50.4 | LA | Lafayette | 30.2554 | -92.0433 | 2005 | 8
MISO | T Luhman CSG | 64056 | TLU01 |  |  | Solar Photovoltaic | 1 | MN | Goodhue | 44.282 | -92.682 | 2021 | 8
MISO | TAC-Distributed Energy Resource Hybrid | 61990 | BA |  |  | Batteries | 0.3 | IL | Champaign | 40.0898 | -88.2436 | 2017 | 5
MISO | TAC-Distributed Energy Resource Hybrid | 61990 | NG |  |  | Natural Gas Internal Combustion Engine | 1 | IL | Champaign | 40.0898 | -88.2436 | 2017 | 5
MISO | TAC-Distributed Energy Resource Hybrid | 61990 | SOLAR |  |  | Solar Photovoltaic | 0.1 | IL | Champaign | 40.0898 | -88.2436 | 2017 | 3
MISO | TAC-Distributed Energy Resource Hybrid | 61990 | WIND |  |  | Onshore Wind Turbine | 0.1 | IL | Champaign | 40.0898 | -88.2436 | 2017 | 3
MISO | TCI Alvar | 64306 | TCI2 |  |  | Solar Photovoltaic | 1.9 | LA | Orleans | 29.9922 | -90.0286 | 2019 | 4
MISO | TCI France | 64305 | TCL1 |  |  | Solar Photovoltaic | 1.5 | LA | Orleans | 29.9842 | -90.0289 | 2019 | 4
MISO | TCLP Solar Phase 1 | 63020 | TCLP1 |  |  | Solar Photovoltaic | 1 | MI | Leelanau | 44.7767 | -85.6923 | 2017 | 10
MISO | TES Filer City Station | 50835 | GEN1 |  |  | Conventional Steam Coal | 70 | MI | Manistee | 44.2173 | -86.2891 | 1990 | 5
MISO | TG Windfarm LLC | 56199 | 1 |  |  | Onshore Wind Turbine | 2 | MN | Pipestone | 43.9897 | -96.2236 | 2003 | 11
MISO | Taconite Ridge 1 Wind Energy Center | 56630 | 1 |  |  | Onshore Wind Turbine | 25 | MN | St Louis | 47.5747 | -92.5917 | 2008 | 5
MISO | Taft Cogeneration Facility | 55089 | CT1 |  |  | Natural Gas Fired Combined Cycle | 178.5 | LA | St Charles | 29.9888 | -90.4599 | 2002 | 7
MISO | Taft Cogeneration Facility | 55089 | CT2 |  |  | Natural Gas Fired Combined Cycle | 178.5 | LA | St Charles | 29.9888 | -90.4599 | 2002 | 8
MISO | Taft Cogeneration Facility | 55089 | CT3 |  |  | Natural Gas Fired Combined Cycle | 178.5 | LA | St Charles | 29.9888 | -90.4599 | 2002 | 9
MISO | Taft Cogeneration Facility | 55089 | ST1 |  |  | Natural Gas Fired Combined Cycle | 358.7 | LA | St Charles | 29.9888 | -90.4599 | 2002 | 10
MISO | Tatanka Ridge | 61046 | WT1 |  |  | Onshore Wind Turbine | 154 | SD | Deuel | 44.592 | -96.576 | 2021 | 1
MISO | Tatanka Wi | 61680 | MMPA |  |  | Solar Photovoltaic | 7.1 | MN | Wright | 45.2108 | -93.8843 | 2017 | 12
MISO | Tatanka Wind Power LLC | 56669 | TW1 |  |  | Onshore Wind Turbine | 180 | ND | Dickey | 45.9593 | -98.9463 | 2008 | 1
MISO | Taum Sauk | 2108 | 1 |  |  | Hydroelectric Pumped Storage | 204 | MO | Reynolds | 37.5208 | -90.8347 | 1963 | 12
MISO | Taum Sauk | 2108 | 2 |  |  | Hydroelectric Pumped Storage | 204 | MO | Reynolds | 37.5208 | -90.8347 | 1963 | 12
MISO | Taurus Community Solar | 61174 | ETCS1 |  |  | Solar Photovoltaic | 1 | MN | Chippewa | 44.9503 | -95.6915 | 2018 | 5
MISO | Taurus Community Solar | 61174 | ETCS2 |  |  | Solar Photovoltaic | 1 | MN | Chippewa | 44.9503 | -95.6915 | 2018 | 5
MISO | Taurus Community Solar | 61174 | ETCS3 |  |  | Solar Photovoltaic | 1 | MN | Chippewa | 44.9503 | -95.6915 | 2018 | 3
MISO | Taurus Community Solar | 61174 | ETCS4 |  |  | Solar Photovoltaic | 1 | MN | Chippewa | 44.9503 | -95.6915 | 2018 | 3
MISO | Taylors Falls CSG | 61428 | PV1 |  |  | Solar Photovoltaic | 5 | MN | Chisago | 45.3918 | -92.6843 | 2018 | 1
MISO | Tazewell Gas Recovery | 50721 | GEN1 |  |  | Landfill Gas | 0.8 | IL | Tazewell | 40.6817 | -89.5167 | 1989 | 7
MISO | Tazewell Gas Recovery | 50721 | GEN2 |  |  | Landfill Gas | 0.8 | IL | Tazewell | 40.6817 | -89.5167 | 1989 | 7
MISO | Tazewell Gas Recovery | 50721 | GEN3 |  |  | Landfill Gas | 0.8 | IL | Tazewell | 40.6817 | -89.5167 | 1999 | 5
MISO | Teche | 1400 | 4 |  |  | Natural Gas Fired Combustion Turbine | 42.2 | LA | St Mary | 29.8222 | -91.5425 | 2011 | 3
MISO | Tell City Solar Park | 62790 | STEL2 |  |  | Solar Photovoltaic | 3.2 | IN | Perry | 37.9659 | -86.7373 | 2020 | 7
MISO | Temperance Solar, LLC | 63322 | TEMPR |  |  | Solar Photovoltaic | 20 | MI | Monroe | 41.753 | -83.524 | 2020 | 12
MISO | The Andersons Albion Ethanol LLC | 58330 | 9611 |  |  | Natural Gas Steam Turbine | 2 | MI | Calhoun | 42.2561 | -84.7883 | 2006 | 8
MISO | The Andersons Albion Ethanol LLC | 58330 | CHP-1 |  |  | Natural Gas Fired Combustion Turbine | 8.1 | MI | Calhoun | 42.2561 | -84.7883 | 2016 | 12
MISO | The GSI Group LLC at Assumption | 63968 | GSI |  |  | Solar Photovoltaic | 1.5 | IL | Christian | 39.513 | -89.0373 | 2021 | 1
MISO | Thief River Falls | 2014 | HY1 |  |  | Conventional Hydroelectric | 0.3 | MN | Pennington | 48.1143 | -96.1792 | 1927 | 8
MISO | Thief River Falls | 2014 | IC1 |  |  | Petroleum Liquids | 2.2 | MN | Pennington | 48.1143 | -96.1792 | 1956 | 11
MISO | Thief River Falls | 2014 | IC2 |  |  | Petroleum Liquids | 1.2 | MN | Pennington | 48.1143 | -96.1792 | 1952 | 2
MISO | Thief River Falls | 2014 | IC3A |  |  | Petroleum Liquids | 1.2 | MN | Pennington | 48.1143 | -96.1792 | 2001 | 2
MISO | Thief River Falls | 2014 | IC4 |  |  | Petroleum Liquids | 1.4 | MN | Pennington | 48.1143 | -96.1792 | 1948 | 10
MISO | Thomson | 1901 | 1 |  |  | Conventional Hydroelectric | 13 | MN | Carlton | 46.655 | -92.3333 | 1907 | 1
MISO | Thomson | 1901 | 2 |  |  | Conventional Hydroelectric | 13 | MN | Carlton | 46.655 | -92.3333 | 1907 | 1
MISO | Thomson | 1901 | 3 |  |  | Conventional Hydroelectric | 13 | MN | Carlton | 46.655 | -92.3333 | 1907 | 1
MISO | Thomson | 1901 | 4 |  |  | Conventional Hydroelectric | 10.8 | MN | Carlton | 46.655 | -92.3333 | 1914 | 1
MISO | Thomson | 1901 | 5 |  |  | Conventional Hydroelectric | 10.8 | MN | Carlton | 46.655 | -92.3333 | 1919 | 1
MISO | Thomson | 1901 | 6 |  |  | Conventional Hydroelectric | 12 | MN | Carlton | 46.655 | -92.3333 | 1949 | 1
MISO | Thomson Reuters Campus Bldg A-D | 55133 | 3086 |  |  | Petroleum Liquids | 2 | MN | Dakota | 44.8196 | -93.1156 | 1999 | 4
MISO | Thomson Reuters Campus Bldg A-D | 55133 | 3087 |  |  | Petroleum Liquids | 2 | MN | Dakota | 44.8196 | -93.1156 | 1999 | 4
MISO | Thomson Reuters Campus Bldg A-D | 55133 | 3088 |  |  | Petroleum Liquids | 2 | MN | Dakota | 44.8196 | -93.1156 | 1999 | 4
MISO | Thomson Reuters Campus Bldg A-D | 55133 | 3089 |  |  | Petroleum Liquids | 2 | MN | Dakota | 44.8196 | -93.1156 | 1999 | 6
MISO | Thomson Reuters Campus Bldg A-D | 55133 | 3090 |  |  | Petroleum Liquids | 2 | MN | Dakota | 44.8196 | -93.1156 | 1999 | 6
MISO | Thomson Reuters Campus Bldg A-D | 55133 | 3091 |  |  | Petroleum Liquids | 2 | MN | Dakota | 44.8196 | -93.1156 | 1999 | 4
MISO | Thomson Reuters Campus Bldg A-D | 55133 | 3093 |  |  | Petroleum Liquids | 2 | MN | Dakota | 44.8196 | -93.1156 | 1999 | 4
MISO | Thomson Reuters Data Center Bldg ES101 | 57207 | 1 |  |  | Petroleum Liquids | 1.2 | MN | Dakota | 44.8244 | -93.1139 | 2009 | 5
MISO | Thomson Reuters Data Center Bldg H | 57208 | 1 |  |  | Petroleum Liquids | 2 | MN | Dakota | 44.8289 | -93.1167 | 2007 | 1
MISO | Thomson Reuters Data Center Bldg H | 57208 | 2 |  |  | Petroleum Liquids | 2 | MN | Dakota | 44.8289 | -93.1167 | 2007 | 1
MISO | Thomson Reuters Data Center Bldg H | 57208 | 3 |  |  | Petroleum Liquids | 2 | MN | Dakota | 44.8289 | -93.1167 | 2007 | 1
MISO | Thomson Reuters Data Center Bldg H | 57208 | 4 |  |  | Petroleum Liquids | 2 | MN | Dakota | 44.8289 | -93.1167 | 2007 | 1
MISO | Thornapple | 3988 | 1 |  |  | Conventional Hydroelectric | 0.7 | WI | Rusk | 45.4111 | -91.2183 | 1927 | 1
MISO | Thornapple | 3988 | 2 |  |  | Conventional Hydroelectric | 0.7 | WI | Rusk | 45.4111 | -91.2183 | 1929 | 1
MISO | Thunder Spirit Wind, LLC | 58965 | 2 |  |  | Onshore Wind Turbine | 48 | ND | Adams | 46.075 | -102.5633 | 2018 | 10
MISO | Thunder Spirit Wind, LLC | 58965 | THNDR |  |  | Onshore Wind Turbine | 107.5 | ND | Adams | 46.075 | -102.5633 | 2015 | 12
MISO | Tiller CSG | 62098 | TILLE |  |  | Solar Photovoltaic | 5 | MN | Sherburne | 45.435 | -94.0403 | 2018 | 12
MISO | Tilton | 7760 | 1 |  |  | Natural Gas Fired Combustion Turbine | 47 | IL | Vermilion | 40.1061 | -87.6538 | 1999 | 6
MISO | Tilton | 7760 | 2 |  |  | Natural Gas Fired Combustion Turbine | 47 | IL | Vermilion | 40.1061 | -87.6538 | 1999 | 6
MISO | Tilton | 7760 | 3 |  |  | Natural Gas Fired Combustion Turbine | 47 | IL | Vermilion | 40.1061 | -87.6538 | 1999 | 6
MISO | Tilton | 7760 | 4 |  |  | Natural Gas Fired Combustion Turbine | 47 | IL | Vermilion | 40.1061 | -87.6538 | 1999 | 6
MISO | Timberline Trail Gas Recovery | 56525 | GEN2 |  |  | Landfill Gas | 0.8 | WI | Rusk | 45.4533 | -91.3583 | 2006 | 2
MISO | Timberline Trail Gas Recovery | 56525 | GEN3 |  |  | Landfill Gas | 0.8 | WI | Rusk | 45.4533 | -91.3583 | 2006 | 2
MISO | Timberline Trail Gas Recovery | 56525 | GEN4 |  |  | Landfill Gas | 0.8 | WI | Rusk | 45.4533 | -91.3583 | 2006 | 2
MISO | Timberline Trail Gas Recovery | 56525 | GEN5 |  |  | Landfill Gas | 0.8 | WI | Rusk | 45.4533 | -91.3583 | 2007 | 12
MISO | Timmerman (CSG) | 65974 | TIMM |  |  | Solar Photovoltaic | 1 | MN | Lyon | 44.2346 | -95.8813 | 2022 | 12
MISO | Tippecanoe Solar Power Plant | 63137 | PV1 |  |  | Solar Photovoltaic | 1.6 | IN | Tippecanoe | 40.4211 | -86.9402 | 2019 | 12
MISO | Tipton | 8106 | 1A |  |  | Petroleum Liquids | 2 | IA | Cedar | 41.7717 | -91.1321 | 2001 | 2
MISO | Tipton | 8106 | 2 |  |  | Petroleum Liquids | 1.3 | IA | Cedar | 41.7717 | -91.1321 | 1971 | 4
MISO | Tipton | 8106 | 5 |  |  | Petroleum Liquids | 2 | IA | Cedar | 41.7717 | -91.1321 | 2011 | 1
MISO | Tipton | 8106 | 6 |  |  | Petroleum Liquids | 2 | IA | Cedar | 41.7717 | -91.1321 | 2011 | 1
MISO | Tipton | 8106 | 7 |  |  | Petroleum Liquids | 2 | IA | Cedar | 41.7717 | -91.1321 | 2019 | 1
MISO | Tipton Solar Park | 62305 | STIP |  |  | Solar Photovoltaic | 5.3 | IN | Tipton | 40.2761 | -86.0769 | 2019 | 7
MISO | Titlow Garden LLC CSG | 66004 | TTLOW |  |  | Solar Photovoltaic | 1 | MN | Sibley | 44.5434 | -94.2229 | 2023 | 1
MISO | Tofteland Windfarm LLC | 56202 | I |  |  | Onshore Wind Turbine | 2 | MN | Pipestone | 43.9803 | -96.2233 | 2003 | 10
MISO | Toledo Bend | 6595 | 1 |  |  | Conventional Hydroelectric | 40.5 | TX | Newton | 31.1735 | -93.5659 | 1969 | 2
MISO | Toledo Bend | 6595 | 2 |  |  | Conventional Hydroelectric | 40.5 | TX | Newton | 31.1735 | -93.5659 | 1969 | 2
MISO | Tomahawk | 4075 | 1 |  |  | Conventional Hydroelectric | 1.3 | WI | Lincoln | 45.4411 | -89.7306 | 1938 | 1
MISO | Tomahawk | 4075 | 2 |  |  | Conventional Hydroelectric | 1.3 | WI | Lincoln | 45.4411 | -89.7306 | 1938 | 1
MISO | Top of Iowa Windfarm III | 56386 | TOI3 |  |  | Onshore Wind Turbine | 29.7 | IA | Worth | 43.3597 | -93.3208 | 2008 | 2
MISO | Tower | 1873 | GT4 |  |  | Petroleum Liquids | 21.3 | MI | Cheboygan | 45.3628 | -84.295 | 1971 | 3
MISO | Traer East | 56025 | 6 |  |  | Petroleum Liquids | 2 | IA | Tama | 42.1817 | -92.4663 | 2004 | 3
MISO | Traer East | 56025 | 7 |  |  | Petroleum Liquids | 2 | IA | Tama | 42.1817 | -92.4663 | 2004 | 3
MISO | Traer Main | 1192 | 3 |  |  | Petroleum Liquids | 1.1 | IA | Tama | 42.1926 | -92.4636 | 1963 | 1
MISO | Traer Main | 1192 | 4 |  |  | Petroleum Liquids | 1.1 | IA | Tama | 42.1926 | -92.4636 | 1963 | 1
MISO | Traer Main | 1192 | 6 |  |  | Petroleum Liquids | 1.3 | IA | Tama | 42.1926 | -92.4636 | 1970 | 1
MISO | Traer South | 7920 | 5 |  |  | Petroleum Liquids | 2 | IA | Tama | 42.1925 | -92.4747 | 2001 | 4
MISO | Traer Wind Project | 58932 | WT01 |  |  | Onshore Wind Turbine | 1.5 | IA | Tama | 42.1614 | -92.4425 | 2010 | 10
MISO | Trego | 4012 | 1 |  |  | Conventional Hydroelectric | 0.7 | WI | Washburn | 45.9479 | -91.8884 | 1927 | 1
MISO | Trego | 4012 | 2 |  |  | Conventional Hydroelectric | 0.5 | WI | Washburn | 45.9479 | -91.8884 | 1927 | 1
MISO | Trigen St. Louis | 56309 | CT-1 |  |  | Natural Gas Fired Combined Cycle | 5.9 | MO | St Louis | 38.6359 | -90.1809 | 1999 | 7
MISO | Trigen St. Louis | 56309 | CT-2 |  |  | Natural Gas Fired Combined Cycle | 5.9 | MO | St Louis | 38.6359 | -90.1809 | 1999 | 7
MISO | Trigen St. Louis | 56309 | IC-1 |  |  | Natural Gas Internal Combustion Engine | 1.2 | MO | St Louis | 38.6359 | -90.1809 | 1999 | 6
MISO | Trigen St. Louis | 56309 | ST-3 |  |  | Natural Gas Fired Combined Cycle | 18.2 | MO | St Louis | 38.6359 | -90.1809 | 2000 | 6
MISO | Trigen St. Louis | 56309 | ST-4 |  |  | Natural Gas Steam Turbine | 1.5 | MO | St Louis | 38.6359 | -90.1809 | 1999 | 6
MISO | Trigen St. Louis | 56309 | ST-5 |  |  | Natural Gas Steam Turbine | 1.5 | MO | St Louis | 38.6359 | -90.1809 | 1999 | 6
MISO | Trimbelle (Pierce Pepin) | 67054 | 705 |  |  | Solar Photovoltaic | 2 | WI | Pierce | 44.6252 | -92.5757 | 2024 | 2
MISO | Trimont Area Wind Farm | 56296 | 1 |  |  | Onshore Wind Turbine | 100.5 | MN | Martin | 43.7938 | -94.8499 | 2005 | 11
MISO | Troy Solar | 63929 | TROY1 |  |  | Solar Photovoltaic | 50.4 | IN | Spencer | 38.0154 | -86.7916 | 2021 | 4
MISO | Truman | 2015 | 3 |  |  | Petroleum Liquids | 2.2 | MN | Martin | 43.8284 | -94.4369 | 1975 | 8
MISO | Truman | 2015 | 6 |  |  | Petroleum Liquids | 1.8 | MN | Martin | 43.8284 | -94.4369 | 1997 | 7
MISO | Truman | 2015 | 7 |  |  | Petroleum Liquids | 2.2 | MN | Martin | 43.8284 | -94.4369 | 2005 | 1
MISO | Truman Solar | 65230 | TMS |  |  | Solar Photovoltaic | 10 | MO | Boone | 38.956 | -92.243 | 2021 | 6
MISO | Tsar Nicholas LLC | 55561 | TN30 |  |  | Onshore Wind Turbine | 1.9 | MN | Lincoln | 44.42 | -96.4347 | 2001 | 2
MISO | Turrill Solar Farm | 60347 | 1 |  |  | Solar Photovoltaic | 19.6 | MI | Lapeer | 43.0347 | -83.3089 | 2017 | 5
MISO | Turtle Creek Wind Farm LLC | 61638 | TC1 |  |  | Onshore Wind Turbine | 199.2 | IA | Mitchell | 43.4296 | -92.8395 | 2018 | 12
MISO | Tuscola Bay Wind | 58351 | GE16 |  |  | Onshore Wind Turbine | 120 | MI | Tuscola | 43.5253 | -83.65 | 2012 | 12
MISO | Tuscola Wind II LLC | 58587 | 1 |  |  | Onshore Wind Turbine | 100.3 | MI | Tuscola | 43.5269 | -83.5669 | 2013 | 11
MISO | Tweite Community Solar LLC | 64099 | TWEIT |  |  | Solar Photovoltaic | 1 | MN | Olmsted | 44.0251 | -92.6745 | 2020 | 11
MISO | Twin Bridges LFGTE | 54925 | I-1 |  |  | Natural Gas Internal Combustion Engine | 0.8 | IN | Hendricks | 39.745 | -86.4947 | 1994 | 10
MISO | Twin Bridges LFGTE | 54925 | I-2 |  |  | Natural Gas Internal Combustion Engine | 0.8 | IN | Hendricks | 39.745 | -86.4947 | 1994 | 10
MISO | Twin Bridges LFGTE | 54925 | I-3 |  |  | Natural Gas Internal Combustion Engine | 0.8 | IN | Hendricks | 39.745 | -86.4947 | 1994 | 10
MISO | Twin Bridges LFGTE | 54925 | I-4 |  |  | Natural Gas Internal Combustion Engine | 0.8 | IN | Hendricks | 39.745 | -86.4947 | 1994 | 10
MISO | Twin Bridges LFGTE | 54925 | II-1 |  |  | Natural Gas Internal Combustion Engine | 0.8 | IN | Hendricks | 39.745 | -86.4947 | 2002 | 7
MISO | Twin Bridges LFGTE | 54925 | II-2 |  |  | Natural Gas Internal Combustion Engine | 0.8 | IN | Hendricks | 39.745 | -86.4947 | 2002 | 7
MISO | Twin Bridges LFGTE | 54925 | II-3 |  |  | Natural Gas Internal Combustion Engine | 0.8 | IN | Hendricks | 39.745 | -86.4947 | 2002 | 7
MISO | Twin Bridges LFGTE | 54925 | II-4 |  |  | Natural Gas Internal Combustion Engine | 0.8 | IN | Hendricks | 39.745 | -86.4947 | 2002 | 7
MISO | Twin Bridges LFGTE | 54925 | III-1 |  |  | Natural Gas Internal Combustion Engine | 0.8 | IN | Hendricks | 39.745 | -86.4947 | 2009 | 1
MISO | Twin Bridges LFGTE | 54925 | III-2 |  |  | Natural Gas Internal Combustion Engine | 0.8 | IN | Hendricks | 39.745 | -86.4947 | 2009 | 1
MISO | Twin Bridges LFGTE | 54925 | III-3 |  |  | Natural Gas Internal Combustion Engine | 0.8 | IN | Hendricks | 39.745 | -86.4947 | 2009 | 1
MISO | Twin Bridges LFGTE | 54925 | III-4 |  |  | Natural Gas Internal Combustion Engine | 0.8 | IN | Hendricks | 39.745 | -86.4947 | 2009 | 1
MISO | Twin Bridges LFGTE | 54925 | IV-1 |  |  | Landfill Gas | 1.6 | IN | Hendricks | 39.745 | -86.4947 | 2012 | 6
MISO | Twin Bridges LFGTE | 54925 | IV-2 |  |  | Landfill Gas | 1.6 | IN | Hendricks | 39.745 | -86.4947 | 2012 | 6
MISO | Twin Cities Hydro LLC | 57069 | 1 |  |  | Conventional Hydroelectric | 4.5 | MN | Ramsey | 44.9156 | -93.1994 | 1924 | 10
MISO | Twin Cities Hydro LLC | 57069 | 2 |  |  | Conventional Hydroelectric | 4.5 | MN | Ramsey | 44.9156 | -93.1994 | 1924 | 10
MISO | Twin Cities Hydro LLC | 57069 | 3 |  |  | Conventional Hydroelectric | 4.5 | MN | Ramsey | 44.9156 | -93.1994 | 1924 | 10
MISO | Twin Cities Hydro LLC | 57069 | 4 |  |  | Conventional Hydroelectric | 4.5 | MN | Ramsey | 44.9156 | -93.1994 | 1924 | 10
MISO | Twin Falls (WI) | 59836 | 11 |  |  | Conventional Hydroelectric | 4.6 | WI | Florence | 45.8728 | -88.0708 | 2016 | 7
MISO | Twin Falls (WI) | 59836 | 12 |  |  | Conventional Hydroelectric | 4.6 | WI | Florence | 45.8728 | -88.0708 | 2016 | 7
MISO | Twin Lake Hills LLC | 55568 | TL30 |  |  | Onshore Wind Turbine | 1.9 | MN | Lincoln | 44.2258 | -96.2789 | 2000 | 12
MISO | Twin Lakes Solar LLC | 67696 | TWNLK |  |  | Solar Photovoltaic | 150 | IN | White | 40.7154 | -86.7758 | 2024 | 12
MISO | Two Creeks Solar | 63105 | 1 |  |  | Solar Photovoltaic | 150 | WI | Manitowoc | 44.2496 | -87.5453 | 2020 | 11
MISO | Two Pine Landfill Gas Recovery | 56523 | GEN 7 |  |  | Landfill Gas | 0.8 | AR | Pulaski | 34.8332 | -92.1571 | 2017 | 9
MISO | Two Pine Landfill Gas Recovery | 56523 | GEN1 |  |  | Landfill Gas | 0.8 | AR | Pulaski | 34.8332 | -92.1571 | 2006 | 10
MISO | Two Pine Landfill Gas Recovery | 56523 | GEN2 |  |  | Landfill Gas | 0.8 | AR | Pulaski | 34.8332 | -92.1571 | 2006 | 10
MISO | Two Pine Landfill Gas Recovery | 56523 | GEN3 |  |  | Landfill Gas | 0.8 | AR | Pulaski | 34.8332 | -92.1571 | 2006 | 10
MISO | Two Pine Landfill Gas Recovery | 56523 | GEN4 |  |  | Landfill Gas | 0.8 | AR | Pulaski | 34.8332 | -92.1571 | 2006 | 10
MISO | Two Pine Landfill Gas Recovery | 56523 | GEN5 |  |  | Landfill Gas | 0.8 | AR | Pulaski | 34.8332 | -92.1571 | 2006 | 10
MISO | Tyto Solar | 67196 | 1 |  |  | Solar Photovoltaic | 6 | WI | Dane | 42.9877 | -89.378 | 2024 | 2
MISO | UMM Wind Turbine | 57732 | UMM1 |  |  | Onshore Wind Turbine | 1.7 | MN | Stevens | 45.5897 | -95.877 | 2011 | 6
MISO | USG Paper, LLC - Orange Mill | 10425 | TG |  |  | Wood/Wood Waste Biomass | 48 | TX | Orange | 30.2178 | -93.7422 | 1967 | 11
MISO | USS All In Solar LLC CSG | 63160 | ALLIN |  |  | Solar Photovoltaic | 1 | MN | Freeborn | 43.8369 | -93.3897 | 2020 | 10
MISO | USS B&B Solar LLC CSG | 63216 | BB |  |  | Solar Photovoltaic | 1 | MN | Redwood | 44.413 | -95.009 | 2020 | 9
MISO | USS Big Lake 1 Solar CSG | 61997 | USSBL |  |  | Solar Photovoltaic | 1 | MN | Sherburne | 45.3171 | -93.7649 | 2018 | 12
MISO | USS Bluff Country Solar CSG | 63741 | USBCS |  |  | Solar Photovoltaic | 1 | MN | Winona | 44.1119 | -91.8436 | 2020 | 12
MISO | USS Brockway Solar CSG | 62049 | USSBR |  |  | Solar Photovoltaic | 1 | MN | Stearns | 45.6823 | -94.2113 | 2019 | 1
MISO | USS Buckaroo Solar LLC CSG | 63153 | BUCKR |  |  | Solar Photovoltaic | 1 | MN | Clay | 46.9773 | -96.5008 | 2020 | 10
MISO | USS Bush Solar LLC CSG | 63166 | BUSH |  |  | Solar Photovoltaic | 1 | MN | Steele | 44.1235 | -93.2669 | 2020 | 10
MISO | USS Catfish Solar LLC | 65440 | USSCF |  |  | Solar Photovoltaic | 1 | MN | Renville | 44.5359 | -94.9042 | 2023 | 1
MISO | USS Centerfield Solar CSG | 62335 | USCEN |  |  | Solar Photovoltaic | 1 | MN | Rice | 44.529 | -93.348 | 2019 | 11
MISO | USS Chariot Solar LLC | 63171 | CHROT |  |  | Solar Photovoltaic | 1 | MN | Renville | 44.7888 | -95.0956 | 2021 | 1
MISO | USS Cheyenne Solar LLC CSG | 63145 | CHYNE |  |  | Solar Photovoltaic | 1 | MN | Chisago | 45.347 | -92.9223 | 2020 | 1
MISO | USS Christoffer Solar LLC CSG | 63152 | CHRST |  |  | Solar Photovoltaic | 1 | MN | Chippewa | 44.9855 | -95.7666 | 2020 | 9
MISO | USS Cosmo Solar LLC (CSG) | 66435 | USCOS |  |  | Solar Photovoltaic | 1 | MN | Renville | 44.4706 | -95.0601 | 2023 | 12
MISO | USS Cougar Solar LLC CSG | 63158 | COUGR |  |  | Solar Photovoltaic | 1 | MN | Redwood | 44.4547 | -94.9264 | 2020 | 9
MISO | USS DVL Solar CSG | 62360 | USDVL |  |  | Solar Photovoltaic | 1 | MN | Carver | 44.818 | -93.785 | 2019 | 8
MISO | USS Danube Solar LLC | 64871 | USSDA |  |  | Solar Photovoltaic | 1 | MN | Renville | 44.7956 | -95.103 | 2021 | 12
MISO | USS Dot Com Solar LLC CSG | 63215 | DOTCM |  |  | Solar Photovoltaic | 1.4 | MN | Redwood | 44.4223 | -94.9266 | 2021 | 3
MISO | USS Dressen Family Solar LLC | 65991 | USSDF |  |  | Solar Photovoltaic | 1 | MN | Carver | 44.8982 | -93.8387 | 2023 | 7
MISO | USS Dubhe Solar CSG | 62048 | USSDB |  |  | Solar Photovoltaic | 1 | MN | Chisago | 45.4926 | -92.9045 | 2018 | 12
MISO | USS Eggo Solar CSG | 62359 | USEGG |  |  | Solar Photovoltaic | 1 | MN | Carver | 44.72 | -93.788 | 2019 | 6
MISO | USS Fair Park Solar LLC (CSG) | 66433 | USFPS |  |  | Solar Photovoltaic | 1 | MN | Rice | 44.1917 | -93.1905 | 2023 | 12
MISO | USS Flower Solar LLC CSG | 63159 | FLOWR |  |  | Solar Photovoltaic | 1 | MN | Nicollet | 44.2691 | -94.209 | 2020 | 9
MISO | USS Foley Solar LLC | 64987 | USSFS |  |  | Solar Photovoltaic | 1 | MN | Benton | 45.6805 | -93.9248 | 2022 | 7
MISO | USS Franklin Solar LLC | 65439 | USSFS |  |  | Solar Photovoltaic | 1 | MN | Renville | 44.5362 | -94.9017 | 2023 | 1
MISO | USS Golly Gee Solar LLC | 65986 | USSGG |  |  | Solar Photovoltaic | 1 | MN | Sherburne | 45.2421 | -93.5814 | 2023 | 7
MISO | USS Good Solar CSG | 61998 | USSGO |  |  | Solar Photovoltaic | 1 | MN | Chisago | 45.4362 | -92.9407 | 2018 | 12
MISO | USS Greenhouse Solar LLC CSG | 63143 | GRHSE |  |  | Solar Photovoltaic | 1 | MN | Goodhue | 44.2387 | -92.6707 | 2020 | 1
MISO | USS Hancock Solar LLC CSG | 63167 | HNCCK |  |  | Solar Photovoltaic | 1 | MN | Carver | 44.7025 | -93.7858 | 2021 | 1
MISO | USS Haven Solar LLC CSG | 63138 | USHAV |  |  | Solar Photovoltaic | 1 | MN | Sherburne | 45.5157 | -94.1098 | 2019 | 11
MISO | USS Horne North Solar LLC CSG | 63154 | HORNN |  |  | Solar Photovoltaic | 1 | MN | Clay | 47.0218 | -96.48 | 2020 | 10
MISO | USS Horne South Solar LLC CSG | 63155 | HORNS |  |  | Solar Photovoltaic | 1 | MN | Clay | 47.0041 | -96.5 | 2020 | 10
MISO | USS Hubers Solar LLC CSG | 63744 | HUBER |  |  | Solar Photovoltaic | 1 | MN | Rice | 44.4569 | -93.1245 | 2021 | 1
MISO | USS Itasca Clean Energy Solar LLC | 65441 | ITCBT |  |  | Batteries | 1 | MN | Itasca | 47.2105 | -93.5182 | 2022 | 8
MISO | USS Itasca Clean Energy Solar LLC | 65441 | USSTC |  |  | Solar Photovoltaic | 2 | MN | Itasca | 47.2105 | -93.5182 | 2022 | 8
MISO | USS JJ Clay Solar LLC CSG | 63156 | JJCLY |  |  | Solar Photovoltaic | 1 | MN | Clay | 47.0294 | -96.4999 | 2020 | 10
MISO | USS JJ Solar CSG | 62047 | USSJJ |  |  | Solar Photovoltaic | 1 | MN | Benton | 45.6361 | -94.0504 | 2019 | 1
MISO | USS Jayhawk Solar LLC (CSG) | 66969 | USJAY |  |  | Solar Photovoltaic | 1 | MN | Blue Earth | 44.232 | -93.9594 | 2023 | 12
MISO | USS KVPV Solar LLC CSG | 63169 | KVPV |  |  | Solar Photovoltaic | 1 | MN | Clay | 46.9832 | -96.5006 | 2020 | 10
MISO | USS Kasch Solar CSG | 61999 | USSKA |  |  | Solar Photovoltaic | 1 | MN | Benton | 45.6234 | -94.0593 | 2018 | 10
MISO | USS Kass Solar LLC | 63170 | KASS |  |  | Solar Photovoltaic | 1 | MN | Lyon | 44.2244 | -95.6895 | 2021 | 1
MISO | USS King 2 CSG | 62358 | USK12 |  |  | Solar Photovoltaic | 1 | MN | Carver | 44.848 | -93.846 | 2019 | 8
MISO | USS Kost Trail Solar CSG | 62339 | USSKT |  |  | Solar Photovoltaic | 1 | MN | Chisago | 45.468 | -92.872 | 2019 | 6
MISO | USS Lake Patterson Solar CSG | 62337 | USLP |  |  | Solar Photovoltaic | 1 | MN | Carver | 44.839 | -93.888 | 2019 | 8
MISO | USS Martha Solar (CSG) | 66477 | USMAS |  |  | Solar Photovoltaic | 1 | MN | Carver | 44.7281 | -93.9601 | 2024 | 1
MISO | USS Maverick Solar LLC (CSG) | 66970 | USMAV |  |  | Solar Photovoltaic | 1 | MN | Blue Earth | 44.0996 | -94.0536 | 2023 | 12
MISO | USS Mayhew Solar LLC CSG | 63144 | MAYHW |  |  | Solar Photovoltaic | 1 | MN | Benton | 45.6251 | -94.0499 | 2020 | 6
MISO | USS Mesa Solar LLC | 65442 | USSMS |  |  | Solar Photovoltaic | 1 | MN | Renville | 44.4709 | -95.0509 | 2023 | 1
MISO | USS Midtown Solar LLC CSG | 63146 | MDTWN |  |  | Solar Photovoltaic | 1 | MN | Stearns | 45.6716 | -94.749 | 2020 | 2
MISO | USS Milkweed Solar LLC CSG | 63142 | MLKWD |  |  | Solar Photovoltaic | 1 | MN | Stearns | 45.4354 | -94.6429 | 2020 | 6
MISO | USS Monarch Solar LLC CSG | 63147 | MNRCH |  |  | Solar Photovoltaic | 1 | MN | Pope | 45.499 | -95.1398 | 2020 | 6
MISO | USS Nillie Corn Solar CSG | 62046 | USSNC |  |  | Solar Photovoltaic | 1 | MN | Chisago | 45.4567 | -92.8976 | 2018 | 12
MISO | USS Norelius Solar CSG | 62045 | USSNO |  |  | Solar Photovoltaic | 1 | MN | Chisago | 45.4736 | -92.8866 | 2019 | 1
MISO | USS Peach Solar LLC | 65276 | USSPS |  |  | Solar Photovoltaic | 1 | MN | Blue Earth | 44.1711 | -93.9089 | 2022 | 7
MISO | USS Pheasant Solar LLC CSG | 63168 | PHSNT |  |  | Solar Photovoltaic | 1 | MN | Chippewa | 44.9347 | -95.2513 | 2020 | 11
MISO | USS Prokosch Solar LLC | 64988 | USPKS |  |  | Solar Photovoltaic | 1 | MN | Renville | 44.7729 | -94.9105 | 2022 | 6
MISO | USS Quail Solar LLC | 64870 | USSQL |  |  | Solar Photovoltaic | 1 | MN | Wright | 45.2602 | -93.7917 | 2022 | 1
MISO | USS Reindeer Solar LLC CSG | 63165 | RENDR |  |  | Solar Photovoltaic | 1 | MN | Benton | 45.6438 | -94.0432 | 2020 | 12
MISO | USS Riley Solar LLC (CSG) | 66971 | USRIL |  |  | Solar Photovoltaic | 1 | MN | Chippewa | 44.9839 | -95.7167 | 2023 | 12
MISO | USS Rockpoint Solar CSG | 62000 | USSRP |  |  | Solar Photovoltaic | 1 | MN | Chisago | 45.4396 | -92.9221 | 2018 | 12
MISO | USS Rosebud Solar LLC | 64989 | USRBS |  |  | Solar Photovoltaic | 1 | MN | Redwood | 44.4727 | -94.9209 | 2022 | 8
MISO | USS Rosewood Solar LLC (CSG) | 67547 | USRSW |  |  | Solar Photovoltaic | 1 | MN | Chippewa | 44.9747 | -95.7147 | 2024 | 8
MISO | USS Slayton Solar LLC (CSG) | 67548 | USSLY |  |  | Solar Photovoltaic | 1 | MN | Murray | 43.9817 | -95.7658 | 2024 | 8
MISO | USS Solar Brick | 63618 | USBRK |  |  | Solar Photovoltaic | 2 | IL | Macoupin | 39.3501 | -89.7932 | 2021 | 6
MISO | USS Solar Dawn CSG | 62044 | USSSD |  |  | Solar Photovoltaic | 1 | MN | Chisago | 45.4918 | -92.8417 | 2018 | 12
MISO | USS Solar Rapids CSG | 62042 | USSSR |  |  | Solar Photovoltaic | 1 | MN | Benton | 45.591 | -94.1386 | 2019 | 1
MISO | USS Solar Sources LLC CSG | 63151 | SOURC |  |  | Solar Photovoltaic | 1 | MN | Washington | 45.2319 | -92.8856 | 2020 | 10
MISO | USS Solar Way LLC CSG | 63743 | SOLWY |  |  | Solar Photovoltaic | 1 | MN | Freeborn | 43.8256 | -93.4338 | 2020 | 11
MISO | USS Steamboat Solar LLC CSG | 63221 | STMBT |  |  | Solar Photovoltaic | 1 | MN | Redwood | 44.413 | -94.9858 | 2021 | 4
MISO | USS Sunrise Solar LLC CSG | 63141 | SNRSE |  |  | Solar Photovoltaic | 1 | MN | Chisago | 45.4915 | -92.8138 | 2020 | 6
MISO | USS Turkey Solar LLC CSG | 63148 | TURKY |  |  | Solar Photovoltaic | 1 | MN | Meeker | 45.1393 | -94.7395 | 2020 | 1
MISO | USS Verbena Solar LLC | 65444 | USSVS |  |  | Solar Photovoltaic | 1 | MN | McLeod | 44.7259 | -94.4942 | 2022 | 10
MISO | USS Verde Solar LLC CSG | 63157 | VERDE |  |  | Solar Photovoltaic | 1 | MN | Redwood | 44.428 | -94.9306 | 2020 | 10
MISO | USS Viceroy Solar LLC CSG | 63742 | USVIC |  |  | Solar Photovoltaic | 1 | MN | Pope | 45.4978 | -95.1645 | 2021 | 1
MISO | USS Water City Solar LLC CSG | 63220 | WTRCY |  |  | Solar Photovoltaic | 1 | MN | Le Sueur | 44.2178 | -93.5804 | 2021 | 10
MISO | USS Water Fowl Solar LLC CSG | 63219 | WTRFL |  |  | Solar Photovoltaic | 1 | MN | McLeod | 44.9066 | -94.1604 | 2022 | 9
MISO | USS Water Town Solar LLC CSG | 63218 | WTRTN |  |  | Solar Photovoltaic | 1 | MN | Le Sueur | 44.1978 | -93.5848 | 2021 | 11
MISO | USS Webster Solar CSG | 62336 | USWEB |  |  | Solar Photovoltaic | 1 | MN | Rice | 44.529 | -93.395 | 2019 | 5
MISO | USS Wells Creek Solar LLC | 65443 | USSWC |  |  | Solar Photovoltaic | 1 | MN | Goodhue | 44.234 | -92.3653 | 2023 | 1
MISO | USS Westeros Solar LLC CSG | 63140 | USSWS |  |  | Solar Photovoltaic | 1 | MN | Carver | 44.6815 | -93.7682 | 2020 | 6
MISO | USS White Cloud LLC CSG | 63139 | USSWC |  |  | Solar Photovoltaic | 1 | MN | Sherburne | 45.5208 | -94.1304 | 2019 | 11
MISO | USS Wildcat Solar LLC | 64866 | USSWC |  |  | Solar Photovoltaic | 1 | MN | Goodhue | 44.3941 | -92.6063 | 2021 | 11
MISO | USS Wolf Solar LLC | 65992 | USWOF |  |  | Solar Photovoltaic | 1 | MN | Yellow Medicine | 44.6153 | -95.5984 | 2023 | 7
MISO | USS Wonder Solar LLC | 65993 | USWON |  |  | Solar Photovoltaic | 1 | MN | Renville | 44.4519 | -94.5351 | 2023 | 7
MISO | UW Madison Charter Street Plant | 54408 | 1 |  |  | Natural Gas Steam Turbine | 9.7 | WI | Dane | 43.07 | -89.4006 | 1965 | 1
MISO | UW Madison Charter Street Plant | 54408 | 3 |  |  | Petroleum Liquids | 1.3 | WI | Dane | 43.07 | -89.4006 | 1965 | 1
MISO | UW Parkside | 67395 | 1 |  |  | Solar Photovoltaic | 2.3 | WI | Kenosha | 42.6477 | -87.8551 | 2020 | 11
MISO | Ubly | 1875 | 1 |  |  | Petroleum Liquids | 0.6 | MI | Huron | 43.7217 | -82.9388 | 1938 | 6
MISO | Ubly | 1875 | 2 |  |  | Petroleum Liquids | 0.7 | MI | Huron | 43.7217 | -82.9388 | 1938 | 6
MISO | Ubly | 1875 | 3 |  |  | Petroleum Liquids | 0.7 | MI | Huron | 43.7217 | -82.9388 | 1938 | 6
MISO | Ubly | 1875 | 4 |  |  | Petroleum Liquids | 0.9 | MI | Huron | 43.7217 | -82.9388 | 1947 | 8
MISO | Ubly | 1875 | 5 |  |  | Petroleum Liquids | 1.5 | MI | Huron | 43.7217 | -82.9388 | 1987 | 10
MISO | Ubly | 1875 | 6 |  |  | Petroleum Liquids | 1.5 | MI | Huron | 43.7217 | -82.9388 | 1993 | 11
MISO | Ubly | 1875 | 7 |  |  | Petroleum Liquids | 2.5 | MI | Huron | 43.7217 | -82.9388 | 2000 | 5
MISO | Ubly | 1875 | 8 |  |  | Petroleum Liquids | 2.5 | MI | Huron | 43.7217 | -82.9388 | 2001 | 10
MISO | Ubly | 1875 | 9 |  |  | Petroleum Liquids | 1.5 | MI | Huron | 43.7217 | -82.9388 | 2002 | 8
MISO | Uilk Wind LLC | 57351 | FA01 |  |  | Onshore Wind Turbine | 1.5 | MN | Pipestone | 43.9811 | -96.4269 | 2010 | 1
MISO | Uilk Wind LLC | 57351 | FA02 |  |  | Onshore Wind Turbine | 1.5 | MN | Pipestone | 43.9811 | -96.4269 | 2010 | 1
MISO | Uilk Wind LLC | 57351 | FA03 |  |  | Onshore Wind Turbine | 1.5 | MN | Pipestone | 43.9811 | -96.4269 | 2010 | 1
MISO | Umbriel Solar | 66954 | 23001 |  |  | Solar Photovoltaic | 150 | TX | Polk | 30.6688 | -94.7835 | 2023 | 10
MISO | Union Garden | 63939 | CGS |  |  | Solar Photovoltaic | 1 | MN | Rice | 44.4694 | -93.1356 | 2021 | 3
MISO | Union Power Station | 55380 | CTG1 |  |  | Natural Gas Fired Combined Cycle | 176 | AR | Union | 33.2961 | -92.5894 | 2003 | 1
MISO | Union Power Station | 55380 | CTG2 |  |  | Natural Gas Fired Combined Cycle | 176 | AR | Union | 33.2961 | -92.5894 | 2003 | 1
MISO | Union Power Station | 55380 | CTG3 |  |  | Natural Gas Fired Combined Cycle | 176 | AR | Union | 33.2961 | -92.5894 | 2003 | 4
MISO | Union Power Station | 55380 | CTG4 |  |  | Natural Gas Fired Combined Cycle | 176 | AR | Union | 33.2961 | -92.5894 | 2003 | 4
MISO | Union Power Station | 55380 | CTG5 |  |  | Natural Gas Fired Combined Cycle | 176 | AR | Union | 33.2961 | -92.5894 | 2003 | 5
MISO | Union Power Station | 55380 | CTG6 |  |  | Natural Gas Fired Combined Cycle | 176 | AR | Union | 33.2961 | -92.5894 | 2003 | 5
MISO | Union Power Station | 55380 | CTG7 |  |  | Natural Gas Fired Combined Cycle | 176 | AR | Union | 33.2961 | -92.5894 | 2003 | 6
MISO | Union Power Station | 55380 | CTG8 |  |  | Natural Gas Fired Combined Cycle | 176 | AR | Union | 33.2961 | -92.5894 | 2003 | 6
MISO | Union Power Station | 55380 | STG1 |  |  | Natural Gas Fired Combined Cycle | 255 | AR | Union | 33.2961 | -92.5894 | 2003 | 1
MISO | Union Power Station | 55380 | STG2 |  |  | Natural Gas Fired Combined Cycle | 255 | AR | Union | 33.2961 | -92.5894 | 2003 | 4
MISO | Union Power Station | 55380 | STG3 |  |  | Natural Gas Fired Combined Cycle | 255 | AR | Union | 33.2961 | -92.5894 | 2003 | 5
MISO | Union Power Station | 55380 | STG4 |  |  | Natural Gas Fired Combined Cycle | 255 | AR | Union | 33.2961 | -92.5894 | 2003 | 6
MISO | Univ Minnesota CHP Plant | 59197 | CTG-1 |  |  | Natural Gas Fired Combustion Turbine | 21 | MN | Hennepin | 44.9786 | -93.2408 | 2017 | 11
MISO | University of Illinois Abbott Power Plt | 54780 | T1 |  |  | Natural Gas Steam Turbine | 3 | IL | Champaign | 40.1052 | -88.2415 | 1940 | 11
MISO | University of Illinois Abbott Power Plt | 54780 | T10 |  |  | Natural Gas Steam Turbine | 7.8 | IL | Champaign | 40.1052 | -88.2415 | 2004 | 8
MISO | University of Illinois Abbott Power Plt | 54780 | T11 |  |  | Natural Gas Steam Turbine | 12.5 | IL | Champaign | 40.1052 | -88.2415 | 2004 | 6
MISO | University of Illinois Abbott Power Plt | 54780 | T12 |  |  | Natural Gas Steam Turbine | 7 | IL | Champaign | 40.1052 | -88.2415 | 2004 | 4
MISO | University of Illinois Abbott Power Plt | 54780 | T2 |  |  | Natural Gas Steam Turbine | 3 | IL | Champaign | 40.1052 | -88.2415 | 1940 | 11
MISO | University of Illinois Abbott Power Plt | 54780 | T3 |  |  | Natural Gas Steam Turbine | 3 | IL | Champaign | 40.1052 | -88.2415 | 1948 | 11
MISO | University of Illinois Abbott Power Plt | 54780 | T4 |  |  | Natural Gas Steam Turbine | 3 | IL | Champaign | 40.1052 | -88.2415 | 1951 | 2
MISO | University of Illinois Abbott Power Plt | 54780 | T6 |  |  | Natural Gas Steam Turbine | 7.5 | IL | Champaign | 40.1052 | -88.2415 | 1959 | 6
MISO | University of Illinois Abbott Power Plt | 54780 | T7 |  |  | Natural Gas Steam Turbine | 7.5 | IL | Champaign | 40.1052 | -88.2415 | 1962 | 8
MISO | University of Illinois Abbott Power Plt | 54780 | T8 |  |  | Natural Gas Fired Combustion Turbine | 13 | IL | Champaign | 40.1052 | -88.2415 | 2003 | 9
MISO | University of Illinois Abbott Power Plt | 54780 | T9 |  |  | Natural Gas Fired Combustion Turbine | 13 | IL | Champaign | 40.1052 | -88.2415 | 2003 | 11
MISO | University of Iowa Main Power Plant | 54775 | GEN10 |  |  | Natural Gas Internal Combustion Engine | 2 | IA | Johnson | 41.6572 | -91.54 | 2014 | 6
MISO | University of Iowa Main Power Plant | 54775 | GEN12 |  |  | Natural Gas Steam Turbine | 5.8 | IA | Johnson | 41.6572 | -91.54 | 2022 | 10
MISO | University of Iowa Main Power Plant | 54775 | GEN13 |  |  | Natural Gas Steam Turbine | 10 | IA | Johnson | 41.6572 | -91.54 | 2022 | 12
MISO | University of Iowa Main Power Plant | 54775 | GEN6 |  |  | Natural Gas Steam Turbine | 15 | IA | Johnson | 41.6572 | -91.54 | 1974 | 1
MISO | University of Iowa Main Power Plant | 54775 | GEN7 |  |  | Natural Gas Internal Combustion Engine | 2 | IA | Johnson | 41.6572 | -91.54 | 2014 | 6
MISO | University of Iowa Main Power Plant | 54775 | GEN8 |  |  | Natural Gas Internal Combustion Engine | 2 | IA | Johnson | 41.6572 | -91.54 | 2014 | 6
MISO | University of Iowa Main Power Plant | 54775 | GEN9 |  |  | Natural Gas Internal Combustion Engine | 2 | IA | Johnson | 41.6572 | -91.54 | 2014 | 6
MISO | University of Michigan | 50431 | CT6 |  |  | Natural Gas Fired Combined Cycle | 15.5 | MI | Washtenaw | 42.2812 | -83.7346 | 2022 | 3
MISO | University of Michigan | 50431 | TG1 |  |  | Natural Gas Fired Combined Cycle | 12.5 | MI | Washtenaw | 42.2812 | -83.7346 | 1986 | 1
MISO | University of Michigan | 50431 | TG10 |  |  | Natural Gas Fired Combined Cycle | 3.5 | MI | Washtenaw | 42.2812 | -83.7346 | 1992 | 6
MISO | University of Michigan | 50431 | TG8 |  |  | Natural Gas Fired Combined Cycle | 12.5 | MI | Washtenaw | 42.2812 | -83.7346 | 1975 | 1
MISO | University of Michigan | 50431 | TG9 |  |  | Natural Gas Fired Combined Cycle | 3.5 | MI | Washtenaw | 42.2812 | -83.7346 | 1990 | 8
MISO | University of Northern Iowa | 50088 | GEN1 |  |  | Natural Gas Steam Turbine | 7.5 | IA | Black Hawk | 42.5136 | -92.4591 | 1982 | 11
MISO | Upland Prairie | 61564 | 1 |  |  | Onshore Wind Turbine | 299.3 | IA | Clay | 43.2074 | -95.3494 | 2019 | 3
MISO | Upper Sterling | 7474 | 1 |  |  | Conventional Hydroelectric | 1.1 | IL | Whiteside | 41.7871 | -89.6775 | 1988 | 6
MISO | Upper Sterling | 7474 | 2 |  |  | Conventional Hydroelectric | 1.1 | IL | Whiteside | 41.7871 | -89.6775 | 1988 | 6
MISO | Ursa Community Solar | 60712 | UCS1 |  |  | Solar Photovoltaic | 1 | MN | Dakota | 44.6716 | -93.0826 | 2017 | 1
MISO | Ursa Community Solar | 60712 | UCS2 |  |  | Solar Photovoltaic | 1 | MN | Dakota | 44.6716 | -93.0826 | 2017 | 1
MISO | Ursa Community Solar | 60712 | UCS3 |  |  | Solar Photovoltaic | 1 | MN | Dakota | 44.6716 | -93.0826 | 2017 | 1
MISO | Ursa Community Solar | 60712 | UCS4 |  |  | Solar Photovoltaic | 1 | MN | Dakota | 44.6716 | -93.0826 | 2017 | 1
MISO | Ursa Community Solar | 60712 | UCS5 |  |  | Solar Photovoltaic | 1 | MN | Dakota | 44.6716 | -93.0826 | 2017 | 1
MISO | Valley (WI) | 4042 | 1 |  |  | Natural Gas Steam Turbine | 136 | WI | Milwaukee | 43.0303 | -87.9233 | 1968 | 6
MISO | Valley (WI) | 4042 | 2 |  |  | Natural Gas Steam Turbine | 136 | WI | Milwaukee | 43.0303 | -87.9233 | 1969 | 3
MISO | Valley (WI) | 4042 | 3 |  |  | Petroleum Liquids | 2.7 | WI | Milwaukee | 43.0303 | -87.9233 | 1969 | 3
MISO | Valley Queen Cheese | 56274 | 1 |  |  | Petroleum Liquids | 1.5 | SD | Grant | 45.2211 | -96.6372 | 2002 | 4
MISO | Valley Queen Cheese | 56274 | 2 |  |  | Petroleum Liquids | 1.5 | SD | Grant | 45.2211 | -96.6372 | 2002 | 4
MISO | Valley Queen Cheese | 56274 | 3 |  |  | Petroleum Liquids | 1.5 | SD | Grant | 45.2211 | -96.6372 | 2004 | 5
MISO | Valley View Transmission LLC | 57434 | VVT |  |  | Onshore Wind Turbine | 10 | MN | Murray | 43.9028 | -96.0217 | 2011 | 7
MISO | Valparaiso Solar, LLC | 58797 | VS |  |  | Solar Photovoltaic | 1 | IN | Porter | 41.5022 | -87.1611 | 2012 | 12
MISO | Vega Community Solar | 60944 | NVCS1 |  |  | Solar Photovoltaic | 1 | MN | Pope | 45.3828 | -95.2037 | 2017 | 10
MISO | Vega Community Solar | 60944 | NVCS2 |  |  | Solar Photovoltaic | 1 | MN | Pope | 45.3828 | -95.2037 | 2017 | 10
MISO | Vega Community Solar | 60944 | NVCS3 |  |  | Solar Photovoltaic | 1 | MN | Pope | 45.3828 | -95.2037 | 2017 | 10
MISO | Vega Community Solar | 60944 | NVCS4 |  |  | Solar Photovoltaic | 1 | MN | Pope | 45.3828 | -95.2037 | 2017 | 10
MISO | Vega Community Solar | 60944 | NVCS5 |  |  | Solar Photovoltaic | 1 | MN | Pope | 45.3828 | -95.2037 | 2017 | 10
MISO | Velva Windfarm LLC | 56670 | VW1 |  |  | Onshore Wind Turbine | 11.9 | ND | McHenry | 48.0836 | -100.9215 | 2005 | 12
MISO | Venice | 913 | GT2 |  |  | Natural Gas Fired Combustion Turbine | 61 | IL | Madison | 38.6642 | -90.1764 | 2002 | 6
MISO | Venice | 913 | GT3 |  |  | Natural Gas Fired Combustion Turbine | 200 | IL | Madison | 38.6642 | -90.1764 | 2005 | 6
MISO | Venice | 913 | GT4 |  |  | Natural Gas Fired Combustion Turbine | 200 | IL | Madison | 38.6642 | -90.1764 | 2005 | 6
MISO | Venice | 913 | GT5 |  |  | Natural Gas Fired Combustion Turbine | 125 | IL | Madison | 38.6642 | -90.1764 | 2005 | 10
MISO | Venice Park |  |  | 66311 | 10 | Landfill Gas | [7 empty] | 1.6 | MI | Genesee
MISO | Venice Park |  |  | 66311 | 7 | Landfill Gas | [7 empty] | 1.6 | MI | Genesee
MISO | Venice Park |  |  | 66311 | 8 | Landfill Gas | [7 empty] | 1.6 | MI | Genesee
MISO | Venice Park |  |  | 66311 | 9 | Landfill Gas | [7 empty] | 1.6 | MI | Genesee
MISO | Venice Resources Gas Recovery | 54539 | GEN1 |  |  | Landfill Gas | 0.8 | MI | Shiawassee | 42.985 | -83.9764 | 1992 | 3
MISO | Venice Resources Gas Recovery | 54539 | GEN2 |  |  | Landfill Gas | 0.8 | MI | Shiawassee | 42.985 | -83.9764 | 1992 | 3
MISO | Venus Wind 3 LLC | 59230 | WT1 |  |  | Onshore Wind Turbine | 3 | IA | Poweshiek | 41.7419 | -92.6722 | 2017 | 3
MISO | Veolia ES Blackfoot Landfill Facility | 58577 | BLG1 |  |  | Landfill Gas | 1.6 | IN | Pike | 38.3272 | -87.2006 | 2009 | 6
MISO | Veolia ES Blackfoot Landfill Facility | 58577 | BLG2 |  |  | Landfill Gas | 1.6 | IN | Pike | 38.3272 | -87.2006 | 2009 | 6
MISO | Vermilion Solar 1, LLC CSG | 63946 | VERM |  |  | Solar Photovoltaic | 2 | IL | Vermilion | 40.1244 | -87.6292 | 2020 | 12
MISO | Vermillion Energy Facility | 55111 | CT1 |  |  | Natural Gas Fired Combustion Turbine | 86.5 | IN | Vermillion | 39.9223 | -87.4464 | 2000 | 6
MISO | Vermillion Energy Facility | 55111 | CT2 |  |  | Natural Gas Fired Combustion Turbine | 86.5 | IN | Vermillion | 39.9223 | -87.4464 | 2000 | 6
MISO | Vermillion Energy Facility | 55111 | CT3 |  |  | Natural Gas Fired Combustion Turbine | 86.5 | IN | Vermillion | 39.9223 | -87.4464 | 2000 | 6
MISO | Vermillion Energy Facility | 55111 | CT4 |  |  | Natural Gas Fired Combustion Turbine | 86.5 | IN | Vermillion | 39.9223 | -87.4464 | 2000 | 6
MISO | Vermillion Energy Facility | 55111 | CT5 |  |  | Natural Gas Fired Combustion Turbine | 86.5 | IN | Vermillion | 39.9223 | -87.4464 | 2000 | 6
MISO | Vermillion Energy Facility | 55111 | CT6 |  |  | Natural Gas Fired Combustion Turbine | 86.5 | IN | Vermillion | 39.9223 | -87.4464 | 2000 | 6
MISO | Vermillion Energy Facility | 55111 | CT7 |  |  | Natural Gas Fired Combustion Turbine | 86.5 | IN | Vermillion | 39.9223 | -87.4464 | 2000 | 6
MISO | Vermillion Energy Facility | 55111 | CT8 |  |  | Natural Gas Fired Combustion Turbine | 86.5 | IN | Vermillion | 39.9223 | -87.4464 | 2000 | 6
MISO | Vermillion River_MN_GRE DEA-GM | 63406 | PV1 |  |  | Solar Photovoltaic | 3 | MN | Dakota | 44.5998 | -93.1361 | 2019 | 12
MISO | Veseli Community Solar Garden | 61570 | 40921 |  |  | Solar Photovoltaic | 1 | MN | Rice | 44.5268 | -93.3665 | 2018 | 2
MISO | Vestaburg | 1881 | 8 |  |  | Natural Gas Fired Combustion Turbine | 23.7 | MI | Montcalm | 43.4016 | -84.9141 | 1972 | 7
MISO | Victoria Dam | 1774 | 1 |  |  | Conventional Hydroelectric | 6 | MI | Ontonagon | 46.6964 | -89.2089 | 1931 | 1
MISO | Victoria Dam | 1774 | 2 |  |  | Conventional Hydroelectric | 6 | MI | Ontonagon | 46.6964 | -89.2089 | 1931 | 1
MISO | Victory Wind Farm | 56379 | VWF |  |  | Onshore Wind Turbine | 105 | IA | Carroll | 42.1169 | -95.1292 | 2006 | 12
MISO | Vienna Wind Farm | 57874 | VIIWF |  |  | Onshore Wind Turbine | 44.6 | IA | Marshall | 42.1594 | -92.7761 | 2013 | 12
MISO | Vienna Wind Farm | 57874 | VIWF |  |  | Onshore Wind Turbine | 105.6 | IA | Marshall | 42.1594 | -92.7761 | 2012 | 11
MISO | Viking Solar CSG | 64787 | VIKNG |  |  | Solar Photovoltaic | 2 | IL | Macoupin | 39.4055 | -89.9957 | 2021 | 6
MISO | Villisca Municipal Power Plant | 1193 | 5 |  |  | Petroleum Liquids | 2 | IA | Montgomery | 40.9315 | -94.9855 | 2003 | 6
MISO | Villisca Municipal Power Plant | 1193 | 6 |  |  | Petroleum Liquids | 2 | IA | Montgomery | 40.9315 | -94.9855 | 2003 | 6
MISO | Vinton | 1194 | 1 |  |  | Natural Gas Internal Combustion Engine | 1.3 | IA | Benton | 42.1697 | -92.0222 | 1955 | 6
MISO | Vinton | 1194 | 10 |  |  | Petroleum Liquids | 0.8 | IA | Benton | 42.1697 | -92.0222 | 2009 | 6
MISO | Vinton | 1194 | 6 |  |  | Natural Gas Internal Combustion Engine | 2.5 | IA | Benton | 42.1697 | -92.0222 | 1961 | 6
MISO | Vinton | 1194 | 7 |  |  | Natural Gas Internal Combustion Engine | 3.7 | IA | Benton | 42.1697 | -92.0222 | 1967 | 6
MISO | Vinton | 1194 | 8 |  |  | Natural Gas Internal Combustion Engine | 5.6 | IA | Benton | 42.1697 | -92.0222 | 1973 | 12
MISO | Vinton | 1194 | 9 |  |  | Natural Gas Internal Combustion Engine | 3 | IA | Benton | 42.1697 | -92.0222 | 1992 | 9
MISO | Viola | 4139 | 3 |  |  | Petroleum Liquids | 1 | WI | Richland | 43.507 | -90.669 | 2002 | 1
MISO | Viresco Turtle Lake | 58747 | GEN2 |  |  | Other Waste Biomass | 1.6 | WI | Polk | 45.3903 | -92.1625 | 2013 | 9
MISO | Volkman Road Solar Array Hybrid | 61334 | VRSA1 |  |  | Solar Photovoltaic | 2 | IN | Vanderburgh | 38.1492 | -87.5482 | 2018 | 11
MISO | Volkman Road Solar Array Hybrid | 61334 | VRSA2 |  |  | Batteries | 1 | IN | Vanderburgh | 38.1492 | -87.5482 | 2019 | 1
MISO | WCROC Wind Farm | 57823 | WTG1 |  |  | Onshore Wind Turbine | 1.7 | MN | Stevens | 45.5897 | -95.8769 | 2005 | 3
MISO | Wabash Valley Power IGCC | 57842 | 1A |  |  | Natural Gas Fired Combustion Turbine | 192 | IN | Vigo | 39.53 | -87.4247 | 1995 | 11
MISO | Wabasha Holdco Solar CSG | 60838 | WABAS |  |  | Solar Photovoltaic | 3 | MN | Wabasha | 44.3671 | -92.0193 | 2017 | 3
MISO | Wabasha Solar | 62800 | WAB |  |  | Solar Photovoltaic | 1 | MN | Wabasha | 44.3631 | -92.0217 | 2019 | 8
MISO | WakeSun LLC | 60694 | MLC27 |  |  | Solar Photovoltaic | 1 | MN | Stearns | 45.4729 | -94.4064 | 2017 | 1
MISO | WakeSun LLC | 60694 | MLC28 |  |  | Solar Photovoltaic | 1 | MN | Stearns | 45.4729 | -94.4064 | 2017 | 1
MISO | WakeSun LLC | 60694 | MLC29 |  |  | Solar Photovoltaic | 1 | MN | Stearns | 45.4729 | -94.4064 | 2017 | 1
MISO | Walcott Solar CSG | 62707 | SC |  |  | Solar Photovoltaic | 4 | MN | Rice | 44.2352 | -93.275 | 2020 | 7
MISO | Walkerton | 65068 | WALK |  |  | Solar Photovoltaic | 1.1 | IN | St Joseph | 41.4555 | -86.4874 | 2022 | 7
MISO | Walleye (Dunn 2) | 66994 | 720 |  |  | Solar Photovoltaic | 1.5 | WI | Dunn | 44.971 | -91.8045 | 2024 | 2
MISO | Walleye Wind | 65764 | WWLLC |  |  | Onshore Wind Turbine | 110 | MN | Rock | 43.6381 | -96.3906 | 2022 | 12
MISO | Walnut Bend Solar Station PV | 67504 | WN1 |  |  | Solar Photovoltaic | 100 | AR | Lee | 34.8603 | -91.082 | 2024 | 9
MISO | Walnut Wind Farm | 56811 | WWF |  |  | Onshore Wind Turbine | 165.2 | IA | Pottawattamie | 41.4517 | -95.2383 | 2008 | 12
MISO | Walter Scott Jr Energy Center | 1082 | 3 |  |  | Conventional Steam Coal | 725.8 | IA | Pottawattamie | 41.18 | -95.8408 | 1978 | 12
MISO | Walter Scott Jr Energy Center | 1082 | 4 |  |  | Conventional Steam Coal | 922.5 | IA | Pottawattamie | 41.18 | -95.8408 | 2007 | 6
MISO | Walton Street Substation | 56598 | EP07 |  |  | Petroleum Liquids | 2 | MO | St Francois | 37.7881 | -90.4336 | 2003 | 1
MISO | Wapello Solar LLC | 63378 | WAPLO |  |  | Solar Photovoltaic | 100 | IA | Louisa | 41.1537 | -91.1771 | 2021 | 3
MISO | Wapsie Valley Creamery Back Up Generator | 59379 | 1 |  |  | Petroleum Liquids | 1.8 | IA | Buchanan | 42.4778 | -91.8911 | 2015 | 4
MISO | Wapsipinicon Wind Project | 56876 | TBD |  |  | Onshore Wind Turbine | 100.5 | MN | Mower | 43.8006 | -92.6822 | 2009 | 2
MISO | Warner Lambert | 54604 | 016E |  |  | Petroleum Liquids | 1 | MI | Washtenaw | 42.2993 | -83.7053 | 1992 | 6
MISO | Warner Lambert | 54604 | 0550 |  |  | Petroleum Liquids | 1.5 | MI | Washtenaw | 42.2993 | -83.7053 | 2002 | 6
MISO | Warner Lambert | 54604 | 085-1 |  |  | Petroleum Liquids | 2.3 | MI | Washtenaw | 42.2993 | -83.7053 | 2005 | 12
MISO | Warner Lambert | 54604 | 085-2 |  |  | Petroleum Liquids | 2.3 | MI | Washtenaw | 42.2993 | -83.7053 | 2005 | 12
MISO | Warner Lambert | 54604 | 5164 |  |  | Natural Gas Fired Combustion Turbine | 3 | MI | Washtenaw | 42.2993 | -83.7053 | 1989 | 8
MISO | Warner Lambert | 54604 | 800-1 |  |  | Petroleum Liquids | 2.3 | MI | Washtenaw | 42.2993 | -83.7053 | 2007 | 11
MISO | Warren DPC Solar | 60890 | PV1 |  |  | Solar Photovoltaic | 2.2 | WI | St Croix | 44.9596 | -92.5182 | 2017 | 5
MISO | Warrick | 6705 | 1 |  |  | Conventional Steam Coal | 166.6 | IN | Warrick | 37.915 | -87.3328 | 1960 | 4
MISO | Warrick | 6705 | 3 |  |  | Conventional Steam Coal | 166.6 | IN | Warrick | 37.915 | -87.3328 | 1965 | 10
MISO | Warrick | 6705 | 4 |  |  | Conventional Steam Coal | 323 | IN | Warrick | 37.915 | -87.3328 | 1970 | 10
MISO | Warsaw Solar CSG | 62709 | SC |  |  | Solar Photovoltaic | 2 | MN | Rice | 44.2255 | -93.3995 | 2020 | 7
MISO | Waseca Solar | 60532 | PV1 |  |  | Solar Photovoltaic | 10 | MN | Waseca | 44.0924 | -93.531 | 2016 | 12
MISO | WasecaSun | 61142 | 0000H |  |  | Solar Photovoltaic | 1 | MN | Waseca | 44.0514 | -93.3865 | 2018 | 2
MISO | WasecaSun | 61142 | WASE2 |  |  | Solar Photovoltaic | 1 | MN | Waseca | 44.0514 | -93.3865 | 2018 | 2
MISO | WasecaSun | 61142 | WASE3 |  |  | Solar Photovoltaic | 1 | MN | Waseca | 44.0514 | -93.3865 | 2018 | 2
MISO | WasecaSun | 61142 | WASE4 |  |  | Solar Photovoltaic | 1 | MN | Waseca | 44.0514 | -93.3865 | 2018 | 2
MISO | WasecaSun | 61142 | WASE5 |  |  | Solar Photovoltaic | 1 | MN | Waseca | 44.0514 | -93.3865 | 2018 | 2
MISO | Washington County | 67394 | 1 |  |  | Solar Photovoltaic | 2.3 | WI | Washington | 43.4326 | -88.1606 | 2020 | 1
MISO | Washington Island | 4148 | 2 |  |  | Petroleum Liquids | 0.1 | WI | Door | 45.3709 | -86.9308 | 1952 | 8
MISO | Washington Island | 4148 | 3 |  |  | Petroleum Liquids | 0.1 | WI | Door | 45.3709 | -86.9308 | 1945 | 12
MISO | Washington Island | 4148 | 4 |  |  | Petroleum Liquids | 0.2 | WI | Door | 45.3709 | -86.9308 | 1951 | 4
MISO | Washington Island | 4148 | 5 |  |  | Petroleum Liquids | 0.5 | WI | Door | 45.3709 | -86.9308 | 1968 | 6
MISO | Washington Island | 4148 | 6 |  |  | Petroleum Liquids | 0.9 | WI | Door | 45.3709 | -86.9308 | 1972 | 7
MISO | Washington Island | 4148 | 7 |  |  | Petroleum Liquids | 1.6 | WI | Door | 45.3709 | -86.9308 | 1997 | 1
MISO | Washington Island | 4148 | 8 |  |  | Petroleum Liquids | 1.6 | WI | Door | 45.3709 | -86.9308 | 1997 | 1
MISO | Washington Parish Energy Center | 55486 | CTG01 |  |  | Natural Gas Fired Combustion Turbine | 199.8 | LA | Washington | 30.7914 | -89.9092 | 2020 | 11
MISO | Washington Parish Energy Center | 55486 | CTG02 |  |  | Natural Gas Fired Combustion Turbine | 199.8 | LA | Washington | 30.7914 | -89.9092 | 2020 | 11
MISO | Waste Management Eco Vista LFGTE | 57025 | GEN1 |  |  | Landfill Gas | 0.8 | AR | Washington | 36.1408 | -94.2597 | 2010 | 11
MISO | Waste Management Northern Oaks LFGTE | 57024 | GEN1 |  |  | Landfill Gas | 1.6 | MI | Clare | 43.9906 | -84.8003 | 2010 | 11
MISO | Water Reclamation Plant | 58617 | GEN1 |  |  | Other Waste Biomass | 1 | MN | Olmsted | 44.0647 | -92.4692 | 2003 | 3
MISO | Water Reclamation Plant | 58617 | GEN2 |  |  | Other Waste Biomass | 1 | MN | Olmsted | 44.0647 | -92.4692 | 2008 | 8
MISO | Water Street Station | 7398 | GEN2 |  |  | Natural Gas Internal Combustion Engine | 6.9 | MI | Bay | 43.5828 | -83.8967 | 1984 | 10
MISO | Waterford 1 & 2 | 8056 | 2 |  |  | Natural Gas Steam Turbine | 445.5 | LA | St Charles | 29.9989 | -90.4768 | 1975 | 10
MISO | Waterford 1 & 2 | 8056 | 4 |  |  | Petroleum Liquids | 41 | LA | St Charles | 29.9989 | -90.4768 | 2009 | 9
MISO | Waterford 3 | 4270 | 3 |  |  | Nuclear | 1199.8 | LA | St Charles | 29.9953 | -90.4716 | 1985 | 9
MISO | Waterford Holdco CSG | 61452 | WATER |  |  | Solar Photovoltaic | 2.7 | MN | Rice | 44.4755 | -93.1986 | 2017 | 11
MISO | Waterloo | 971 | 1 |  |  | Petroleum Liquids | 3.1 | IL | Monroe | 38.3348 | -90.1589 | 1970 | 5
MISO | Waterloo | 971 | 10 |  |  | Petroleum Liquids | 1.8 | IL | Monroe | 38.3348 | -90.1589 | 1996 | 6
MISO | Waterloo | 971 | 11 |  |  | Petroleum Liquids | 1.8 | IL | Monroe | 38.3348 | -90.1589 | 1996 | 6
MISO | Waterloo | 971 | 12 |  |  | Natural Gas Fired Combustion Turbine | 6.6 | IL | Monroe | 38.3348 | -90.1589 | 2002 | 5
MISO | Waterloo | 971 | 13 |  |  | Natural Gas Fired Combustion Turbine | 7 | IL | Monroe | 38.3348 | -90.1589 | 2012 | 5
MISO | Waterloo | 971 | 2 |  |  | Petroleum Liquids | 0.2 | IL | Monroe | 38.3348 | -90.1589 | 1954 | 6
MISO | Waterloo | 971 | 3 |  |  | Petroleum Liquids | 0.2 | IL | Monroe | 38.3348 | -90.1589 | 1946 | 6
MISO | Waterloo | 971 | 4 |  |  | Petroleum Liquids | 2 | IL | Monroe | 38.3348 | -90.1589 | 1963 | 5
MISO | Waterloo | 971 | 5 |  |  | Petroleum Liquids | 0.5 | IL | Monroe | 38.3348 | -90.1589 | 1950 | 6
MISO | Waterloo | 971 | 6 |  |  | Petroleum Liquids | 0.5 | IL | Monroe | 38.3348 | -90.1589 | 1950 | 6
MISO | Waterloo | 971 | 7 |  |  | Petroleum Liquids | 1.7 | IL | Monroe | 38.3348 | -90.1589 | 1959 | 6
MISO | Waterloo | 971 | 8 |  |  | Petroleum Liquids | 3 | IL | Monroe | 38.3348 | -90.1589 | 1973 | 4
MISO | Waterloo | 971 | 9 |  |  | Petroleum Liquids | 1.8 | IL | Monroe | 38.3348 | -90.1589 | 1996 | 6
MISO | Waterloo Lundquist | 7851 | 1 |  |  | Petroleum Liquids | 2 | IA | Black Hawk | 42.5062 | -92.3456 | 2000 | 4
MISO | Waterloo Lundquist | 7851 | 2 |  |  | Petroleum Liquids | 2 | IA | Black Hawk | 42.5062 | -92.3456 | 2000 | 4
MISO | Waterloo Lundquist | 7851 | 3 |  |  | Petroleum Liquids | 2 | IA | Black Hawk | 42.5062 | -92.3456 | 2000 | 4
MISO | Waterloo Lundquist | 7851 | 4 |  |  | Petroleum Liquids | 2 | IA | Black Hawk | 42.5062 | -92.3456 | 2000 | 4
MISO | Waterloo Lundquist | 7851 | 5 |  |  | Petroleum Liquids | 2 | IA | Black Hawk | 42.5062 | -92.3456 | 2000 | 4
MISO | Waterloo Lundquist | 7851 | 6 |  |  | Petroleum Liquids | 2 | IA | Black Hawk | 42.5062 | -92.3456 | 2000 | 4
MISO | Waterloo Lundquist | 7851 | 7 |  |  | Petroleum Liquids | 2 | IA | Black Hawk | 42.5062 | -92.3456 | 2000 | 4
MISO | Waterloo Lundquist | 7851 | 8 |  |  | Petroleum Liquids | 2 | IA | Black Hawk | 42.5062 | -92.3456 | 2000 | 4
MISO | Waterloo Lundquist | 7851 | 9 |  |  | Petroleum Liquids | 2 | IA | Black Hawk | 42.5062 | -92.3456 | 2000 | 4
MISO | Waterloo Solar (IA) | 64984 | WATS |  |  | Solar Photovoltaic | 3 | IA | Black Hawk | 42.5439 | -92.3554 | 2022 | 3
MISO | Waterloo Solar, LLC | 58796 | WS |  |  | Solar Photovoltaic | 1 | IN | DeKalb | 41.4339 | -85.0439 | 2012 | 1
MISO | Waterville CSG Solar Holdings LLC | 61627 | WA |  |  | Solar Photovoltaic | 5 | MN | Le Sueur | 44.1971 | -93.5712 | 2018 | 3
MISO | Watervliet | 58546 | GEN1 |  |  | Landfill Gas | 1.6 | MI | Berrien | 42.1758 | -86.28 | 2013 | 2
MISO | Watervliet | 58546 | GEN2 |  |  | Landfill Gas | 1.6 | MI | Berrien | 42.1758 | -86.28 | 2013 | 2
MISO | Watervliet | 58546 | GEN3 |  |  | Landfill Gas | 0.8 | MI | Berrien | 42.1758 | -86.28 | 2019 | 7
MISO | Waupun Correctional Central Heating Plt | 54407 | 1 |  |  | Natural Gas Steam Turbine | 1 | WI | Dodge | 43.6233 | -88.7297 | 1951 | 5
MISO | Waupun Correctional Central Heating Plt | 54407 | 2 |  |  | Natural Gas Steam Turbine | 1 | WI | Dodge | 43.6233 | -88.7297 | 1951 | 5
MISO | Waupun Correctional Central Heating Plt | 54407 | 3 |  |  | Petroleum Liquids | 0.8 | WI | Dodge | 43.6233 | -88.7297 | 1991 | 6
MISO | Waupun Correctional Central Heating Plt | 54407 | 4 |  |  | Petroleum Liquids | 1.5 | WI | Dodge | 43.6233 | -88.7297 | 1998 | 6
MISO | Wausau | 4077 | 1 |  |  | Conventional Hydroelectric | 1.8 | WI | Marathon | 44.9575 | -89.6367 | 1921 | 3
MISO | Wausau | 4077 | 2 |  |  | Conventional Hydroelectric | 1.8 | WI | Marathon | 44.9575 | -89.6367 | 1921 | 5
MISO | Wausau | 4077 | 3 |  |  | Conventional Hydroelectric | 1.8 | WI | Marathon | 44.9575 | -89.6367 | 1924 | 3
MISO | Wautoma Solar | 65000 | PV1 |  |  | Solar Photovoltaic | 99 | WI | Waushara | 44.0625 | -89.3016 | 2023 | 12
MISO | WaveSun Community Solar | 61587 | 1 |  |  | Solar Photovoltaic | 5 | MN | Wright | 45.0608 | -93.9802 | 2017 | 12
MISO | Waverly Community Wind Project | 57214 | CAN1 |  |  | Onshore Wind Turbine | 0.9 | IA | Bremer | 42.7317 | -92.4711 | 2009 | 3
MISO | Waverly Community Wind Project | 57214 | CAN2 |  |  | Onshore Wind Turbine | 0.9 | IA | Bremer | 42.7317 | -92.4711 | 2012 | 9
MISO | Waverly Community Wind Project | 57214 | SK4 |  |  | Onshore Wind Turbine | 0.9 | IA | Bremer | 42.7317 | -92.4711 | 2001 | 12
MISO | Waverly Municipal Electric North Plant | 6554 | 10 |  |  | Petroleum Liquids | 7 | IA | Bremer | 42.7317 | -92.4711 | 1993 | 4
MISO | Waverly Municipal Electric North Plant | 6554 | 17 |  |  | Petroleum Liquids | 1.8 | IA | Bremer | 42.7317 | -92.4711 | 2015 | 6
MISO | Waverly Municipal Electric North Plant | 6554 | 18 |  |  | Petroleum Liquids | 1.8 | IA | Bremer | 42.7317 | -92.4711 | 2015 | 6
MISO | Waverly Municipal Electric North Plant | 6554 | 19 |  |  | Petroleum Liquids | 1.8 | IA | Bremer | 42.7317 | -92.4711 | 2015 | 6
MISO | Waverly Municipal Electric North Plant | 6554 | 20 |  |  | Petroleum Liquids | 1.8 | IA | Bremer | 42.7317 | -92.4711 | 2015 | 6
MISO | Waverly Municipal Electric North Plant | 6554 | 7 |  |  | Natural Gas Internal Combustion Engine | 3.5 | IA | Bremer | 42.7317 | -92.4711 | 1958 | 8
MISO | Waverly Municipal Electric North Plant | 6554 | 8 |  |  | Natural Gas Internal Combustion Engine | 3.7 | IA | Bremer | 42.7317 | -92.4711 | 1967 | 8
MISO | Waverly Municipal Electric North Plant | 6554 | 9 |  |  | Natural Gas Internal Combustion Engine | 3.7 | IA | Bremer | 42.7317 | -92.4711 | 1967 | 8
MISO | Waxdale | 59448 | CGEN1 |  |  | Landfill Gas | 3.5 | WI | Racine | 42.7094 | -87.8853 | 2003 | 12
MISO | Waxdale | 59448 | CGEN2 |  |  | Natural Gas Fired Combustion Turbine | 3.5 | WI | Racine | 42.7094 | -87.8853 | 2005 | 7
MISO | Waxdale | 59448 | SITEA |  |  | Solar Photovoltaic | 1.3 | WI | Racine | 42.7094 | -87.8853 | 2024 | 1
MISO | Waxdale | 59448 | SITEB |  |  | Solar Photovoltaic | 0.4 | WI | Racine | 42.7094 | -87.8853 | 2024 | 1
MISO | Waxdale | 59448 | SITEC |  |  | Solar Photovoltaic | 0.4 | WI | Racine | 42.7094 | -87.8853 | 2024 | 1
MISO | Waxdale | 59448 | WEC01 |  |  | Onshore Wind Turbine | 1.5 | WI | Racine | 42.7094 | -87.8853 | 2012 | 12
MISO | Waxdale | 59448 | WEC02 |  |  | Onshore Wind Turbine | 1.5 | WI | Racine | 42.7094 | -87.8853 | 2012 | 12
MISO | Way Dam | 1785 | 1 |  |  | Conventional Hydroelectric | 1.8 | MI | Iron | 46.1592 | -88.2353 | 1949 | 12
MISO | Webber | 1722 | 1 |  |  | Conventional Hydroelectric | 3.3 | MI | Ionia | 42.9528 | -84.9025 | 1907 | 1
MISO | Webber | 1722 | 2 |  |  | Conventional Hydroelectric | 1 | MI | Ionia | 42.9528 | -84.9025 | 1949 | 1
MISO | Webster City | 1198 | 6 |  |  | Petroleum Liquids | 21.3 | IA | Hamilton | 42.471 | -93.815 | 1972 | 4
MISO | Webster Creek (Oak 2) | 66753 | 714 |  |  | Solar Photovoltaic | 1.5 | WI | Juneau | 43.8635 | -90.1558 | 2023 | 12
MISO | Webster Holdco Solar CSG | 60830 | WEBST |  |  | Solar Photovoltaic | 5 | MN | Rice | 44.5297 | -93.4106 | 2017 | 7
MISO | Welcome Wind Turbine | 57248 | WIND1 |  |  | Onshore Wind Turbine | 2.1 | MN | Martin | 43.6825 | -94.5892 | 2008 | 5
MISO | Wells IC | 2020 | 1 |  |  | Natural Gas Internal Combustion Engine | 1.3 | MN | Faribault | 43.7445 | -93.7241 | 1953 | 3
MISO | Wells IC | 2020 | 2 |  |  | Natural Gas Internal Combustion Engine | 1.3 | MN | Faribault | 43.7445 | -93.7241 | 1957 | 4
MISO | Wells IC | 2020 | 4 |  |  | Natural Gas Internal Combustion Engine | 2.3 | MN | Faribault | 43.7445 | -93.7241 | 1966 | 5
MISO | Wells IC | 2020 | 5 |  |  | Natural Gas Internal Combustion Engine | 2.3 | MN | Faribault | 43.7445 | -93.7241 | 1975 | 1
MISO | Wells IC | 2020 | 6 |  |  | Petroleum Liquids | 1.8 | MN | Faribault | 43.7445 | -93.7241 | 2022 | 5
MISO | Wellsburg Wind Project | 58886 | WBWF |  |  | Onshore Wind Turbine | 140.8 | IA | Grundy | 42.3908 | -92.9667 | 2014 | 12
MISO | West Bend | 1199 | 1 |  |  | Petroleum Liquids | 1.1 | IA | Palo Alto | 42.9612 | -94.4456 | 1959 | 8
MISO | West Bend | 1199 | 3 |  |  | Petroleum Liquids | 0.9 | IA | Palo Alto | 42.9612 | -94.4456 | 1954 | 12
MISO | West Bend | 1199 | 4 |  |  | Petroleum Liquids | 2.2 | IA | Palo Alto | 42.9612 | -94.4456 | 1973 | 11
MISO | West Bend | 1199 | 5 |  |  | Petroleum Liquids | 2.5 | IA | Palo Alto | 42.9612 | -94.4456 | 2013 | 7
MISO | West Campus Cogeneration Facility | 7991 | 1 |  |  | Natural Gas Fired Combined Cycle | 54 | WI | Dane | 43.0751 | -89.4251 | 2005 | 4
MISO | West Campus Cogeneration Facility | 7991 | CT2 |  |  | Natural Gas Fired Combined Cycle | 54 | WI | Dane | 43.0751 | -89.4251 | 2005 | 4
MISO | West Campus Cogeneration Facility | 7991 | STG1 |  |  | Natural Gas Fired Combined Cycle | 61.3 | WI | Dane | 43.0751 | -89.4251 | 2005 | 4
MISO | West Diesel Generation Unit | 56517 | East |  |  | Petroleum Liquids | 2 | IA | Pocahontas | 42.7303 | -94.6644 | 2006 | 6
MISO | West Diesel Generation Unit | 56517 | West |  |  | Petroleum Liquids | 2 | IA | Pocahontas | 42.7303 | -94.6644 | 2006 | 6
MISO | West Dubuque Solar | 60951 | PV1 |  |  | Solar Photovoltaic | 3.8 | IA | Dubuque | 42.4918 | -90.7922 | 2017 | 9
MISO | West Faribault Solar | 60533 | PV1 |  |  | Solar Photovoltaic | 5.5 | MN | Rice | 44.2749 | -93.3106 | 2016 | 12
MISO | West Group Data Center | 54294 | 1 |  |  | Petroleum Liquids | 2 | MN | Dakota | 44.8256 | -93.1139 | 2005 | 5
MISO | West Group Data Center | 54294 | 2 |  |  | Petroleum Liquids | 2 | MN | Dakota | 44.8256 | -93.1139 | 2005 | 5
MISO | West Group Data Center | 54294 | 3 |  |  | Petroleum Liquids | 2 | MN | Dakota | 44.8256 | -93.1139 | 2005 | 5
MISO | West Group Data Center | 54294 | 4 |  |  | Petroleum Liquids | 2 | MN | Dakota | 44.8256 | -93.1139 | 2005 | 5
MISO | West Group Data Center F | 56247 | 1 |  |  | Petroleum Liquids | 2 | MN | Dakota | 44.8283 | -93.1167 | 2004 | 6
MISO | West Group Data Center F | 56247 | 2 |  |  | Petroleum Liquids | 2 | MN | Dakota | 44.8283 | -93.1167 | 2004 | 6
MISO | West Group Data Center F | 56247 | 3 |  |  | Petroleum Liquids | 2 | MN | Dakota | 44.8283 | -93.1167 | 2004 | 6
MISO | West Group Data Center F | 56247 | 4 |  |  | Petroleum Liquids | 2 | MN | Dakota | 44.8283 | -93.1167 | 2004 | 6
MISO | West Liberty | 1200 | 2 |  |  | Petroleum Liquids | 2.5 | IA | Muscatine | 41.5691 | -91.264 | 1974 | 10
MISO | West Liberty | 1200 | 3 |  |  | Petroleum Liquids | 3 | IA | Muscatine | 41.5691 | -91.264 | 1982 | 2
MISO | West Liberty | 1200 | 5 |  |  | Petroleum Liquids | 5.5 | IA | Muscatine | 41.5691 | -91.264 | 2004 | 5
MISO | West Liberty | 1200 | 6 |  |  | Petroleum Liquids | 5.5 | IA | Muscatine | 41.5691 | -91.264 | 2004 | 5
MISO | West Marinette | 4076 | 31 |  |  | Natural Gas Fired Combustion Turbine | 41.8 | WI | Marinette | 45.0869 | -87.6881 | 1971 | 6
MISO | West Marinette | 4076 | 32 |  |  | Natural Gas Fired Combustion Turbine | 41.8 | WI | Marinette | 45.0869 | -87.6881 | 1973 | 4
MISO | West Marinette | 4076 | 33 |  |  | Natural Gas Fired Combustion Turbine | 103.5 | WI | Marinette | 45.0869 | -87.6881 | 1993 | 5
MISO | West Marinette 34 | 7799 | 34 |  |  | Natural Gas Fired Combustion Turbine | 83 | WI | Marinette | 45.0869 | -87.6892 | 2000 | 6
MISO | West Memphis Solar Station | 65482 | WMEM1 |  |  | Solar Photovoltaic | 180 | AR | Crittenden | 35.1569 | -90.3105 | 2024 | 12
MISO | West Riverside Energy Center | 64020 | CTG3 |  |  | Natural Gas Fired Combined Cycle | 232.9 | WI | Rock | 42.5821 | -89.0412 | 2020 | 5
MISO | West Riverside Energy Center | 64020 | CTG4 |  |  | Natural Gas Fired Combined Cycle | 232.9 | WI | Rock | 42.5821 | -89.0412 | 2020 | 5
MISO | West Riverside Energy Center | 64020 | PV1 |  |  | Solar Photovoltaic | 4.4 | WI | Rock | 42.5821 | -89.0412 | 2021 | 4
MISO | West Riverside Energy Center | 64020 | STG2 |  |  | Natural Gas Fired Combined Cycle | 257.4 | WI | Rock | 42.5821 | -89.0412 | 2020 | 5
MISO | West Waconia Solar | 60534 | PV1 |  |  | Solar Photovoltaic | 8.5 | MN | Carver | 44.7899 | -93.9013 | 2016 | 12
MISO | WestRock (TX) | 50101 | GEN1 |  |  | Wood/Wood Waste Biomass | 7.5 | TX | Jasper | 30.3419 | -94.0656 | 1954 | 6
MISO | WestRock (TX) | 50101 | GEN2 |  |  | Wood/Wood Waste Biomass | 32.6 | TX | Jasper | 30.3419 | -94.0656 | 1965 | 5
MISO | WestRock (TX) | 50101 | GEN3 |  |  | Wood/Wood Waste Biomass | 17.6 | TX | Jasper | 30.3419 | -94.0656 | 1986 | 1
MISO | Westbrook | 2021 | 5 |  |  | Petroleum Liquids | 2.3 | MN | Cottonwood | 44.0399 | -95.4429 | 2003 | 10
MISO | Western Michigan Solar Gardens | 60117 | 1 |  |  | Solar Photovoltaic | 1 | MI | Kalamazoo | 42.2525 | -85.6427 | 2016 | 8
MISO | Western Michigan University Power Plant | 58161 | EG-1 |  |  | Natural Gas Internal Combustion Engine | 0.8 | MI | Kalamazoo | 42.28 | -85.6064 | 1999 | 3
MISO | Western Michigan University Power Plant | 58161 | EG-10 |  |  | Natural Gas Internal Combustion Engine | 2.5 | MI | Kalamazoo | 42.28 | -85.6064 | 2021 | 5
MISO | Western Michigan University Power Plant | 58161 | EG-9 |  |  | Natural Gas Internal Combustion Engine | 2.5 | MI | Kalamazoo | 42.28 | -85.6064 | 2021 | 5
MISO | Western Michigan University Power Plant | 58161 | GTG-7 |  |  | Natural Gas Fired Combined Cycle | 5 | MI | Kalamazoo | 42.28 | -85.6064 | 1997 | 8
MISO | Western Michigan University Power Plant | 58161 | GTG-8 |  |  | Natural Gas Fired Combined Cycle | 5 | MI | Kalamazoo | 42.28 | -85.6064 | 1997 | 8
MISO | Western Michigan University Power Plant | 58161 | STG-1 |  |  | Natural Gas Fired Combined Cycle | 0.9 | MI | Kalamazoo | 42.28 | -85.6064 | 1999 | 3
MISO | Westlake Plaquemine | 55051 | X773 |  |  | Natural Gas Fired Combustion Turbine | 102 | LA | Iberville | 30.2586 | -91.185 | 1997 | 5
MISO | Westlake Plaquemine | 55051 | X774 |  |  | Natural Gas Fired Combustion Turbine | 102 | LA | Iberville | 30.2586 | -91.185 | 1997 | 5
MISO | Westlake Plaquemine | 55051 | X775 |  |  | Natural Gas Fired Combustion Turbine | 102 | LA | Iberville | 30.2586 | -91.185 | 1997 | 5
MISO | Weston | 4078 | 3 |  |  | Conventional Steam Coal | 350.5 | WI | Marathon | 44.8606 | -89.6553 | 1981 | 12
MISO | Weston | 4078 | 4 |  |  | Conventional Steam Coal | 595 | WI | Marathon | 44.8606 | -89.6553 | 2008 | 7
MISO | Weston RICE | 66059 | W11 |  |  | Natural Gas Internal Combustion Engine | 18.8 | WI | Marathon | 44.8564 | -89.654 | 2023 | 7
MISO | Weston RICE | 66059 | W12 |  |  | Natural Gas Internal Combustion Engine | 18.8 | WI | Marathon | 44.8564 | -89.654 | 2023 | 7
MISO | Weston RICE | 66059 | W13 |  |  | Natural Gas Internal Combustion Engine | 18.8 | WI | Marathon | 44.8564 | -89.654 | 2023 | 7
MISO | Weston RICE | 66059 | W14 |  |  | Natural Gas Internal Combustion Engine | 18.8 | WI | Marathon | 44.8564 | -89.654 | 2023 | 7
MISO | Weston RICE | 66059 | W15 |  |  | Natural Gas Internal Combustion Engine | 18.8 | WI | Marathon | 44.8564 | -89.654 | 2023 | 7
MISO | Weston RICE | 66059 | W16 |  |  | Natural Gas Internal Combustion Engine | 18.8 | WI | Marathon | 44.8564 | -89.654 | 2023 | 7
MISO | Weston RICE | 66059 | W17 |  |  | Natural Gas Internal Combustion Engine | 18.8 | WI | Marathon | 44.8564 | -89.654 | 2023 | 7
MISO | Westport Community Solar, LLC | 63307 | WESTP |  |  | Solar Photovoltaic | 1 | MN | Kandiyohi | 44.939 | -94.9044 | 2021 | 1
MISO | Westridge Windfarm LLC | 56203 | 1 |  |  | Onshore Wind Turbine | 2 | MN | Pipestone | 43.9886 | -96.2156 | 2003 | 11
MISO | Westrock Hodge (LA) | 50810 | NO 7 |  |  | Wood/Wood Waste Biomass | 15.6 | LA | Jackson | 32.2752 | -92.7277 | 1957 | 8
MISO | Westrock Hodge (LA) | 50810 | NO 8 |  |  | Wood/Wood Waste Biomass | 27.5 | LA | Jackson | 32.2752 | -92.7277 | 1972 | 8
MISO | Westrock Hodge (LA) | 50810 | NO 9 |  |  | Wood/Wood Waste Biomass | 23.3 | LA | Jackson | 32.2752 | -92.7277 | 1972 | 10
MISO | Westside Energy Station | 60564 | WES1 |  |  | Natural Gas Internal Combustion Engine | 9.3 | MN | Olmsted | 44.039 | -92.5519 | 2018 | 3
MISO | Westside Energy Station | 60564 | WES2 |  |  | Natural Gas Internal Combustion Engine | 9.3 | MN | Olmsted | 44.039 | -92.5519 | 2018 | 3
MISO | Westside Energy Station | 60564 | WES3 |  |  | Natural Gas Internal Combustion Engine | 9.3 | MN | Olmsted | 44.039 | -92.5519 | 2018 | 3
MISO | Westside Energy Station | 60564 | WES4 |  |  | Natural Gas Internal Combustion Engine | 9.3 | MN | Olmsted | 44.039 | -92.5519 | 2018 | 3
MISO | Westside Energy Station | 60564 | WES5 |  |  | Natural Gas Internal Combustion Engine | 9.3 | MN | Olmsted | 44.039 | -92.5519 | 2018 | 3
MISO | Westside Solar | 66422 | NORTH |  |  | Solar Photovoltaic | 3.5 | MN | Olmsted | 44.0536 | -92.5485 | 2022 | 12
MISO | Westside Solar | 66422 | SOUTH |  |  | Solar Photovoltaic | 6.5 | MN | Olmsted | 44.0536 | -92.5485 | 2022 | 12
MISO | Wever Solar (150MW) | 67538 | PV1 |  |  | Solar Photovoltaic | 150 | IA | Lee | 40.7346 | -91.2768 | 2024 | 11
MISO | Wheatland Generating Facility | 55224 | CTG1 |  |  | Natural Gas Fired Combustion Turbine | 125.1 | IN | Knox | 38.6716 | -87.2931 | 2000 | 6
MISO | Wheatland Generating Facility | 55224 | CTG2 |  |  | Natural Gas Fired Combustion Turbine | 125.1 | IN | Knox | 38.6716 | -87.2931 | 2000 | 6
MISO | Wheatland Generating Facility | 55224 | CTG3 |  |  | Natural Gas Fired Combustion Turbine | 125.1 | IN | Knox | 38.6716 | -87.2931 | 2000 | 6
MISO | Wheatland Generating Facility | 55224 | CTG4 |  |  | Natural Gas Fired Combustion Turbine | 125.1 | IN | Knox | 38.6716 | -87.2931 | 2000 | 6
MISO | Wheaton | 4014 | 1 |  |  | Natural Gas Fired Combustion Turbine | 48.5 | WI | Chippewa | 44.8854 | -91.5158 | 1973 | 1
MISO | Wheaton | 4014 | 2 |  |  | Natural Gas Fired Combustion Turbine | 48.5 | WI | Chippewa | 44.8854 | -91.5158 | 1973 | 4
MISO | Wheaton | 4014 | 3 |  |  | Natural Gas Fired Combustion Turbine | 48.5 | WI | Chippewa | 44.8854 | -91.5158 | 1973 | 4
MISO | Wheaton | 4014 | 4 |  |  | Natural Gas Fired Combustion Turbine | 48.5 | WI | Chippewa | 44.8854 | -91.5158 | 1973 | 4
MISO | Whillock | 7135 | 1 |  |  | Conventional Hydroelectric | 10.8 | AR | Conway | 35.1276 | -92.7903 | 1993 | 10
MISO | Whillock | 7135 | 2 |  |  | Conventional Hydroelectric | 10.8 | AR | Conway | 35.1276 | -92.7903 | 1993 | 10
MISO | Whillock | 7135 | 3 |  |  | Conventional Hydroelectric | 10.8 | AR | Conway | 35.1276 | -92.7903 | 1993 | 10
MISO | Whispering Willow North | 62079 | 1 |  |  | Onshore Wind Turbine | 201.3 | IA | Franklin | 42.775 | -93.4181 | 2020 | 1
MISO | Whispering Willow Wind Farm - East | 56355 | 1 |  |  | Onshore Wind Turbine | 199.7 | IA | Franklin | 42.6305 | -93.2064 | 2009 | 12
MISO | Whistling Winds DPC Solar | 60895 | PV1 |  |  | Solar Photovoltaic | 1.5 | WI | Juneau | 43.9721 | -90.0719 | 2017 | 6
MISO | White Bluff | 6009 | 1 |  |  | Conventional Steam Coal | 900 | AR | Jefferson | 34.4228 | -92.1406 | 1980 | 8
MISO | White Bluff | 6009 | 2 |  |  | Conventional Steam Coal | 900 | AR | Jefferson | 34.4228 | -92.1406 | 1981 | 8
MISO | White Oak Energy LLC | 57342 | 1 |  |  | Onshore Wind Turbine | 150 | IL | McLean | 40.5908 | -89.0467 | 2011 | 6
MISO | White Rapids | 1786 | 1 |  |  | Conventional Hydroelectric | 3 | MI | Menominee | 45.4821 | -87.8022 | 1927 | 10
MISO | White Rapids | 1786 | 2 |  |  | Conventional Hydroelectric | 3 | MI | Menominee | 45.4821 | -87.8022 | 1927 | 10
MISO | White Rapids | 1786 | 3 |  |  | Conventional Hydroelectric | 2 | MI | Menominee | 45.4821 | -87.8022 | 1927 | 10
MISO | White River (WI) | 3989 | 1 |  |  | Conventional Hydroelectric | 0.5 | WI | Ashland | 46.4983 | -90.9039 | 1907 | 1
MISO | White River (WI) | 3989 | 2 |  |  | Conventional Hydroelectric | 0.5 | WI | Ashland | 46.4983 | -90.9039 | 1907 | 1
MISO | White River Medical Center | 67527 | 63613 |  |  | Solar Photovoltaic | 2.9 | AR | Jackson | 35.6098 | -91.257 | 2023 | 10
MISO | Whiteside Solar 1 CSG | 64059 | WSIDE |  |  | Solar Photovoltaic | 2 | IL | Whiteside | 41.8569 | -90.1589 | 2020 | 12
MISO | Whitewater Generating Station | 55011 | CTG1 |  |  | Natural Gas Fired Combined Cycle | 177.3 | WI | Jefferson | 42.8555 | -88.7299 | 1997 | 9
MISO | Whitewater Generating Station | 55011 | STG1 |  |  | Natural Gas Fired Combined Cycle | 106.2 | WI | Jefferson | 42.8555 | -88.7299 | 1997 | 9
MISO | Whiting | 3975 | 10 |  |  | Conventional Hydroelectric | 0.3 | WI | Portage | 44.4889 | -89.5756 | 1891 | 1
MISO | Whiting | 3975 | 2 |  |  | Conventional Hydroelectric | 0.5 | WI | Portage | 44.4889 | -89.5756 | 1891 | 1
MISO | Whiting | 3975 | 4 |  |  | Conventional Hydroelectric | 0.5 | WI | Portage | 44.4889 | -89.5756 | 1891 | 1
MISO | Whiting | 3975 | 5 |  |  | Conventional Hydroelectric | 0.5 | WI | Portage | 44.4889 | -89.5756 | 1891 | 1
MISO | Whiting | 3975 | 6 |  |  | Conventional Hydroelectric | 0.5 | WI | Portage | 44.4889 | -89.5756 | 1891 | 1
MISO | Whiting | 3975 | 7 |  |  | Conventional Hydroelectric | 0.5 | WI | Portage | 44.4889 | -89.5756 | 1891 | 1
MISO | Whiting | 3975 | 8 |  |  | Conventional Hydroelectric | 0.3 | WI | Portage | 44.4889 | -89.5756 | 1891 | 1
MISO | Whiting | 3975 | 9 |  |  | Conventional Hydroelectric | 0.3 | WI | Portage | 44.4889 | -89.5756 | 1891 | 1
MISO | Whiting Clean Energy | 55259 | CT1 |  |  | Natural Gas Fired Combined Cycle | 181.9 | IN | Lake | 41.6739 | -87.4775 | 2002 | 4
MISO | Whiting Clean Energy | 55259 | CT2 |  |  | Natural Gas Fired Combined Cycle | 181.9 | IN | Lake | 41.6739 | -87.4775 | 2002 | 4
MISO | Whiting Clean Energy | 55259 | ST1 |  |  | Natural Gas Fired Combined Cycle | 213 | IN | Lake | 41.6739 | -87.4775 | 2002 | 4
MISO | Whiting Refinery | 52130 | 31TG |  |  | Other Gases | 12.5 | IN | Lake | 41.6703 | -87.4803 | 1948 | 1
MISO | Whiting Refinery | 52130 | 34TG |  |  | Other Gases | 10 | IN | Lake | 41.6703 | -87.4803 | 1955 | 1
MISO | Whiting Refinery | 52130 | 35TG |  |  | Other Gases | 30 | IN | Lake | 41.6703 | -87.4803 | 1980 | 1
MISO | Wildflower Solar, LLC (MS) | 66369 | WDFL |  |  | Solar Photovoltaic | 100 | MS | DeSoto | 34.962 | -90.184 | 2024 | 5
MISO | Willford Solar, LLC | 67103 | WIL20 |  |  | Solar Photovoltaic | 20 | MI | Gladwin | 43.9885 | -84.5223 | 2023 | 10
MISO | Willmar | 2022 | WTG3 |  |  | Onshore Wind Turbine | 2 | MN | Kandiyohi | 45.1217 | -95.0532 | 2009 | 8
MISO | Willmar | 2022 | WTG4 |  |  | Onshore Wind Turbine | 2 | MN | Kandiyohi | 45.1217 | -95.0532 | 2009 | 8
MISO | Willmar Municipal East Substation | 57034 | E04 |  |  | Petroleum Liquids | 2 | MN | Kandiyohi | 45.1272 | -95.025 | 2000 | 6
MISO | Willmar Municipal East Substation | 57034 | E05 |  |  | Petroleum Liquids | 2 | MN | Kandiyohi | 45.1272 | -95.025 | 2000 | 6
MISO | Willmar Municipal East Substation | 57034 | E06 |  |  | Petroleum Liquids | 2 | MN | Kandiyohi | 45.1272 | -95.025 | 2000 | 6
MISO | Willmar Municipal SW Substation | 57035 | SW01 |  |  | Petroleum Liquids | 2 | MN | Kandiyohi | 45.105 | -95.0844 | 2000 | 6
MISO | Willmar Municipal SW Substation | 57035 | SW02 |  |  | Petroleum Liquids | 2 | MN | Kandiyohi | 45.105 | -95.0844 | 2000 | 6
MISO | Willmar Municipal SW Substation | 57035 | SW03 |  |  | Petroleum Liquids | 2 | MN | Kandiyohi | 45.105 | -95.0844 | 2000 | 6
MISO | Wilmarth | 1934 | 1 |  |  | Municipal Solid Waste | 12.5 | MN | Blue Earth | 44.1967 | -94.0009 | 1948 | 9
MISO | Wilmarth | 1934 | 2 |  |  | Municipal Solid Waste | 12.5 | MN | Blue Earth | 44.1967 | -94.0009 | 1951 | 3
MISO | Wilmot | 1746 | 1 |  |  | Petroleum Liquids | 2.7 | MI | Tuscola | 43.4566 | -83.1889 | 1968 | 12
MISO | Wilmot | 1746 | 2 |  |  | Petroleum Liquids | 2.7 | MI | Tuscola | 43.4566 | -83.1889 | 1968 | 12
MISO | Wilmot | 1746 | 3 |  |  | Petroleum Liquids | 2.7 | MI | Tuscola | 43.4566 | -83.1889 | 1968 | 12
MISO | Wilmot | 1746 | 4 |  |  | Petroleum Liquids | 2.7 | MI | Tuscola | 43.4566 | -83.1889 | 1968 | 12
MISO | Wilmot | 1746 | 5 |  |  | Petroleum Liquids | 2.7 | MI | Tuscola | 43.4566 | -83.1889 | 1968 | 12
MISO | Wilton | 1202 | 5 |  |  | Petroleum Liquids | 1.6 | IA | Muscatine | 41.5877 | -91.0195 | 1992 | 1
MISO | Wilton | 1202 | 6 |  |  | Petroleum Liquids | 1.6 | IA | Muscatine | 41.5877 | -91.0195 | 1992 | 1
MISO | Wilton | 1202 | 7 |  |  | Petroleum Liquids | 1.6 | IA | Muscatine | 41.5877 | -91.0195 | 1992 | 1
MISO | Wilton | 1202 | 8 |  |  | Petroleum Liquids | 2.2 | IA | Muscatine | 41.5877 | -91.0195 | 2002 | 5
MISO | Wilton | 1202 | 9 |  |  | Petroleum Liquids | 2.2 | IA | Muscatine | 41.5877 | -91.0195 | 2002 | 5
MISO | Wilton Wind II LLC | 57120 | 1 |  |  | Onshore Wind Turbine | 49.5 | ND | Burleigh | 47.1333 | -100.7011 | 2009 | 11
MISO | Wind GEM | 60541 | WT1 |  |  | Onshore Wind Turbine | 1.9 | IA | Adair | 41.47 | -94.3394 | 2015 | 9
MISO | Wind Turbine | 7886 | 1 |  |  | Onshore Wind Turbine | 11 | WI | Kewaunee | 44.6694 | -87.6333 | 1999 | 6
MISO | Windcurrent Farms LLC | 56205 | 1 |  |  | Onshore Wind Turbine | 2 | MN | Pipestone | 44.0236 | -96.0789 | 2003 | 9
MISO | Windom | 2023 | CAT2 |  |  | Petroleum Liquids | 1.8 | MN | Cottonwood | 43.8681 | -95.1144 | 2001 | 4
MISO | Windom | 2023 | CAT3 |  |  | Petroleum Liquids | 1.8 | MN | Cottonwood | 43.8681 | -95.1144 | 2001 | 4
MISO | Windom | 2023 | CAT4 |  |  | Petroleum Liquids | 1.8 | MN | Cottonwood | 43.8681 | -95.1144 | 2001 | 4
MISO | Windom | 2023 | CAT5 |  |  | Petroleum Liquids | 3.1 | MN | Cottonwood | 43.8681 | -95.1144 | 2024 | 11
MISO | Windom | 2023 | CAT6 |  |  | Petroleum Liquids | 3.1 | MN | Cottonwood | 43.8681 | -95.1144 | 2024 | 11
MISO | Windom Wind Project | 56544 | 1 |  |  | Onshore Wind Turbine | 15.6 | MN | Cottonwood | 43.9578 | -95.1306 | 2006 | 3
MISO | Windwalkers LLC | 58071 | 1 |  |  | Onshore Wind Turbine | 1.6 | IA | Worth | 43.3847 | -93.2214 | 2011 | 9
MISO | Winegar CSG | 62193 | SO377 |  |  | Solar Photovoltaic | 1 | MN | Waseca | 44.1128 | -93.5073 | 2018 | 10
MISO | Winnebago County Landfill Gas | 50936 | EG2R |  |  | Landfill Gas | 0.6 | WI | Winnebago | 44.083 | -88.5411 | 2020 | 1
MISO | Winnebago County Landfill Gas | 50936 | EG3 |  |  | Landfill Gas | 0.9 | WI | Winnebago | 44.083 | -88.5411 | 2000 | 2
MISO | Winnebago County Landfill Gas | 50936 | EG4 |  |  | Landfill Gas | 1 | WI | Winnebago | 44.083 | -88.5411 | 2007 | 4
MISO | Winnebago Wind Power Project | 56764 | 1 |  |  | Onshore Wind Turbine | 20 | IA | Winnebago | 43.315 | -93.77 | 2008 | 9
MISO | Winona Community Solar One LLC | 63532 | 52837 |  |  | Solar Photovoltaic | 1 | MN | Winona | 43.8585 | -91.322 | 2020 | 6
MISO | Winona Garden | 66580 | MNC06 |  |  | Solar Photovoltaic | 0.9 | MN | Winona | 44.1065 | -91.9289 | 2023 | 11
MISO | Winona Solar | 62799 | WIN |  |  | Solar Photovoltaic | 1 | MN | Winona | 44.1241 | -91.901 | 2019 | 8
MISO | Winter | 8013 | IC 1 |  |  | Petroleum Liquids | 2.8 | WI | Sawyer | 45.8367 | -90.9735 | 2002 | 8
MISO | Winter | 8013 | IC 2 |  |  | Petroleum Liquids | 2.8 | WI | Sawyer | 45.8367 | -90.9735 | 2002 | 8
MISO | Winters Spawn LLC | 55567 | WS30 |  |  | Onshore Wind Turbine | 1.9 | MN | Lincoln | 44.2081 | -96.1989 | 2001 | 1
MISO | Winterset | 1203 | 2 |  |  | Natural Gas Internal Combustion Engine | 1.5 | IA | Madison | 41.3372 | -94.0126 | 1956 | 7
MISO | Winterset | 1203 | 3 |  |  | Natural Gas Internal Combustion Engine | 1.7 | IA | Madison | 41.3372 | -94.0126 | 1966 | 6
MISO | Winterset | 1203 | 4 |  |  | Natural Gas Internal Combustion Engine | 4.4 | IA | Madison | 41.3372 | -94.0126 | 1972 | 5
MISO | Winterset | 1203 | 5 |  |  | Petroleum Liquids | 2 | IA | Madison | 41.3372 | -94.0126 | 2002 | 4
MISO | Winterset | 1203 | 6 |  |  | Petroleum Liquids | 2 | IA | Madison | 41.3372 | -94.0126 | 2002 | 4
MISO | Winterset | 1203 | 7 |  |  | Petroleum Liquids | 2 | IA | Madison | 41.3372 | -94.0126 | 2002 | 4
MISO | Winterset | 1203 | 8 |  |  | Petroleum Liquids | 2 | IA | Madison | 41.3372 | -94.0126 | 2022 | 8
MISO | Winterset | 1203 | 9 |  |  | Petroleum Liquids | 2 | IA | Madison | 41.3372 | -94.0126 | 2022 | 8
MISO | Winton | 1902 | 2 |  |  | Conventional Hydroelectric | 2 | MN | Lake | 47.9344 | -91.7639 | 1923 | 8
MISO | Winton | 1902 | 3 |  |  | Conventional Hydroelectric | 2 | MN | Lake | 47.9344 | -91.7639 | 1923 | 9
MISO | Wiota | 58461 | 1 |  |  | Onshore Wind Turbine | 1.6 | IA | Cass | 41.3919 | -94.8764 | 2012 | 5
MISO | Wisconsin Rapids | 3974 | 1 |  |  | Conventional Hydroelectric | 1.8 | WI | Wood | 44.3939 | -89.825 | 1920 | 1
MISO | Wisconsin Rapids | 3974 | 10 |  |  | Conventional Hydroelectric | 0.3 | WI | Wood | 44.3939 | -89.825 | 1903 | 1
MISO | Wisconsin Rapids | 3974 | 2 |  |  | Conventional Hydroelectric | 1.8 | WI | Wood | 44.3939 | -89.825 | 1920 | 1
MISO | Wisconsin Rapids | 3974 | 3 |  |  | Conventional Hydroelectric | 0.6 | WI | Wood | 44.3939 | -89.825 | 1903 | 1
MISO | Wisconsin Rapids | 3974 | 4 |  |  | Conventional Hydroelectric | 0.6 | WI | Wood | 44.3939 | -89.825 | 1903 | 1
MISO | Wisconsin Rapids | 3974 | 5 |  |  | Conventional Hydroelectric | 0.6 | WI | Wood | 44.3939 | -89.825 | 1903 | 1
MISO | Wisconsin Rapids | 3974 | 6 |  |  | Conventional Hydroelectric | 0.3 | WI | Wood | 44.3939 | -89.825 | 1903 | 1
MISO | Wisconsin Rapids | 3974 | 7 |  |  | Conventional Hydroelectric | 0.6 | WI | Wood | 44.3939 | -89.825 | 1903 | 1
MISO | Wisconsin Rapids | 3974 | 8 |  |  | Conventional Hydroelectric | 0.6 | WI | Wood | 44.3939 | -89.825 | 1903 | 1
MISO | Wisconsin Rapids | 3974 | 9 |  |  | Conventional Hydroelectric | 0.9 | WI | Wood | 44.3939 | -89.825 | 1903 | 1
MISO | Wissota | 4015 | 1 |  |  | Conventional Hydroelectric | 6 | WI | Chippewa | 44.9378 | -91.3406 | 1917 | 1
MISO | Wissota | 4015 | 2 |  |  | Conventional Hydroelectric | 7.7 | WI | Chippewa | 44.9378 | -91.3406 | 1917 | 1
MISO | Wissota | 4015 | 3 |  |  | Conventional Hydroelectric | 6 | WI | Chippewa | 44.9378 | -91.3406 | 1917 | 1
MISO | Wissota | 4015 | 4 |  |  | Conventional Hydroelectric | 7.7 | WI | Chippewa | 44.9378 | -91.3406 | 1917 | 1
MISO | Wissota | 4015 | 5 |  |  | Conventional Hydroelectric | 6 | WI | Chippewa | 44.9378 | -91.3406 | 1917 | 1
MISO | Wissota | 4015 | 6 |  |  | Conventional Hydroelectric | 6 | WI | Chippewa | 44.9378 | -91.3406 | 1917 | 1
MISO | Wolf River (Chipewa 1) | 67057 | 707 |  |  | Solar Photovoltaic | 1.5 | WI | Chippewa | 44.9505 | -90.9643 | 2024 | 2
MISO | Wolf Run Solar | 68056 | GEN01 |  |  | Solar Photovoltaic | 140 | IL | Morgan | 39.7923 | -90.3593 | 2024 | 11
MISO | Wolf Wind Enterprises LLC | 56589 | 1 |  |  | Onshore Wind Turbine | 1.3 | MN | Nobles | 43.5811 | -95.7758 | 2006 | 5
MISO | Wollan Garden Solar | 63454 | CGS |  |  | Solar Photovoltaic | 1 | MN | Pope | 45.6371 | -95.5309 | 2019 | 7
MISO | Wolverine | 57631 | 1 |  |  | Onshore Wind Turbine | 1.5 | IA | Adair | 41.3931 | -94.4447 | 2010 | 10
MISO | Wolverine Solar | 66554 | 22222 |  |  | Solar Photovoltaic | 1 | MN | Chippewa | 44.9619 | -95.493 | 2023 | 11
MISO | Wood County | 65011 | PV1 |  |  | Solar Photovoltaic | 150 | WI | Wood | 44.2736 | -89.8335 | 2022 | 12
MISO | Woodbury Solar | 63231 | PV |  |  | Solar Photovoltaic | 3 | MN | Washington | 44.8819 | -92.9675 | 2020 | 7
MISO | Woodruff County Solar | 66282 | PV1 |  |  | Solar Photovoltaic | 122 | AR | Woodruff | 35.2563 | -91.3402 | 2024 | 10
MISO | Woodstock Windfarm | 55342 | WIND |  |  | Onshore Wind Turbine | 9.2 | MN | Pipestone | 43.9858 | -96.0786 | 1999 | 5
MISO | Workman Road Solar Farm, LLC | 64463 | FACWR |  |  | Solar Photovoltaic | 2 | MI | Missaukee | 44.2736 | -85.212 | 2020 | 12
MISO | Worthington | 2024 | 1 |  |  | Petroleum Liquids | 2 | MN | Nobles | 43.6335 | -95.6092 | 2002 | 8
MISO | Worthington | 2024 | 10 |  |  | Onshore Wind Turbine | 0.9 | MN | Nobles | 43.6335 | -95.6092 | 2002 | 7
MISO | Worthington | 2024 | 11 |  |  | Onshore Wind Turbine | 0.9 | MN | Nobles | 43.6335 | -95.6092 | 2002 | 7
MISO | Worthington | 2024 | 12 |  |  | Onshore Wind Turbine | 1 | MN | Nobles | 43.6335 | -95.6092 | 2003 | 12
MISO | Worthington | 2024 | 13 |  |  | Onshore Wind Turbine | 1 | MN | Nobles | 43.6335 | -95.6092 | 2003 | 12
MISO | Worthington | 2024 | 2 |  |  | Petroleum Liquids | 2 | MN | Nobles | 43.6335 | -95.6092 | 2002 | 8
MISO | Worthington | 2024 | 3 |  |  | Petroleum Liquids | 2 | MN | Nobles | 43.6335 | -95.6092 | 2002 | 8
MISO | Worthington | 2024 | 4 |  |  | Petroleum Liquids | 2 | MN | Nobles | 43.6335 | -95.6092 | 2002 | 8
MISO | Worthington | 2024 | 5 |  |  | Petroleum Liquids | 2 | MN | Nobles | 43.6335 | -95.6092 | 2002 | 8
MISO | Worthington | 2024 | 6 |  |  | Petroleum Liquids | 2 | MN | Nobles | 43.6335 | -95.6092 | 2002 | 8
MISO | Worthington | 2024 | 7 |  |  | Petroleum Liquids | 2 | MN | Nobles | 43.6335 | -95.6092 | 2002 | 2
MISO | Worthington | 2024 | 8 |  |  | Onshore Wind Turbine | 0.9 | MN | Nobles | 43.6335 | -95.6092 | 2002 | 7
MISO | Worthington | 2024 | 9 |  |  | Onshore Wind Turbine | 0.9 | MN | Nobles | 43.6335 | -95.6092 | 2002 | 7
MISO | Worthington Generation LLC | 55148 | 1 |  |  | Natural Gas Fired Combustion Turbine | 60.5 | IN | Greene | 39.0708 | -87.0128 | 2000 | 6
MISO | Worthington Generation LLC | 55148 | 2 |  |  | Natural Gas Fired Combustion Turbine | 60.5 | IN | Greene | 39.0708 | -87.0128 | 2000 | 6
MISO | Worthington Generation LLC | 55148 | 3 |  |  | Natural Gas Fired Combustion Turbine | 60.5 | IN | Greene | 39.0708 | -87.0128 | 2000 | 6
MISO | Worthington Generation LLC | 55148 | 4 |  |  | Natural Gas Fired Combustion Turbine | 60.5 | IN | Greene | 39.0708 | -87.0128 | 2000 | 6
MISO | Wright Cuddyer CSG | 61494 | 41327 |  |  | Solar Photovoltaic | 1 | MN | Wright | 45.1831 | -93.7341 | 2018 | 10
MISO | Wright Cuddyer CSG | 61494 | 41328 |  |  | Solar Photovoltaic | 1 | MN | Wright | 45.1831 | -93.7341 | 2018 | 10
MISO | Wright Cuddyer CSG | 61494 | 41329 |  |  | Solar Photovoltaic | 1 | MN | Wright | 45.1831 | -93.7341 | 2018 | 10
MISO | Wright Cuddyer CSG | 61494 | 41330 |  |  | Solar Photovoltaic | 1 | MN | Wright | 45.1831 | -93.7341 | 2018 | 10
MISO | Wright Kirby 1-5 CSG | 62365 | WK1 |  |  | Solar Photovoltaic | 1 | MN | Wright | 45.259 | -93.791 | 2019 | 6
MISO | Wright Kirby 1-5 CSG | 62365 | WK2 |  |  | Solar Photovoltaic | 1 | MN | Wright | 45.259 | -93.791 | 2019 | 6
MISO | Wright Kirby 1-5 CSG | 62365 | WK3 |  |  | Solar Photovoltaic | 1 | MN | Wright | 45.259 | -93.791 | 2019 | 6
MISO | Wright Kirby 1-5 CSG | 62365 | WK4 |  |  | Solar Photovoltaic | 1 | MN | Wright | 45.259 | -93.791 | 2019 | 6
MISO | Wright Kirby 1-5 CSG | 62365 | WK5 |  |  | Solar Photovoltaic | 1 | MN | Wright | 45.259 | -93.791 | 2019 | 6
MISO | WrightSun CSG, LLC | 61547 | GEN1 |  |  | Solar Photovoltaic | 5 | MN | Wright | 45.2164 | -93.7184 | 2018 | 1
MISO | Wyandotte | 1866 | 4 |  |  | Natural Gas Steam Turbine | 11.5 | MI | Wayne | 42.2081 | -83.1453 | 1948 | 1
MISO | Wyandotte | 1866 | 7 |  |  | Natural Gas Steam Turbine | 32 | MI | Wayne | 42.2081 | -83.1453 | 1986 | 7
MISO | Wyandotte | 1866 | DG1 |  |  | Petroleum Liquids | 1.8 | MI | Wayne | 42.2081 | -83.1453 | 2007 | 1
MISO | Wyandotte | 1866 | DG2 |  |  | Petroleum Liquids | 1.8 | MI | Wayne | 42.2081 | -83.1453 | 2007 | 1
MISO | Wyandotte | 1866 | DG3 |  |  | Petroleum Liquids | 1.8 | MI | Wayne | 42.2081 | -83.1453 | 2007 | 1
MISO | Wyoming 2 CSG, LLC | 61486 | WY01 |  |  | Solar Photovoltaic | 1 | MN | Chisago | 45.35 | -92.95 | 2018 | 3
MISO | Wyoming 2 CSG, LLC | 61486 | WY02 |  |  | Solar Photovoltaic | 1 | MN | Chisago | 45.35 | -92.95 | 2018 | 3
MISO | Wyoming 2 CSG, LLC | 61486 | WY03 |  |  | Solar Photovoltaic | 1 | MN | Chisago | 45.35 | -92.95 | 2018 | 3
MISO | Wyoming 2 CSG, LLC | 61486 | WY04 |  |  | Solar Photovoltaic | 1 | MN | Chisago | 45.35 | -92.95 | 2018 | 3
MISO | Wyoming 2 CSG, LLC | 61486 | WY05 |  |  | Solar Photovoltaic | 1 | MN | Chisago | 45.35 | -92.95 | 2018 | 3
MISO | Yazoo | 2067 | 2 |  |  | Natural Gas Fired Combined Cycle | 5 | MS | Yazoo | 32.8458 | -90.4211 | 1945 | 6
MISO | Yazoo | 2067 | 3 |  |  | Natural Gas Fired Combined Cycle | 12.6 | MS | Yazoo | 32.8458 | -90.4211 | 1954 | 7
MISO | Yazoo | 2067 | GT1 |  |  | Natural Gas Fired Combined Cycle | 16.5 | MS | Yazoo | 32.8458 | -90.4211 | 1968 | 4
MISO | Yorktown 1 Solar | 67832 | PV1 |  |  | Solar Photovoltaic | 2 | IL | Whiteside | 41.768 | -89.862 | 2024 | 1
MISO | Yorktown 2 Solar | 67833 | PV1 |  |  | Solar Photovoltaic | 2 | IL | Whiteside | 41.768 | -89.859 | 2024 | 1
MISO | Zeeland | 1867 | 1 |  |  | Natural Gas Internal Combustion Engine | 1.4 | MI | Ottawa | 42.8067 | -86.0558 | 1966 | 11
MISO | Zeeland | 1867 | 10 |  |  | Natural Gas Internal Combustion Engine | 5.6 | MI | Ottawa | 42.8067 | -86.0558 | 1974 | 12
MISO | Zeeland | 1867 | 11 |  |  | Natural Gas Internal Combustion Engine | 6 | MI | Ottawa | 42.8067 | -86.0558 | 1980 | 7
MISO | Zeeland | 1867 | 2 |  |  | Natural Gas Internal Combustion Engine | 1.1 | MI | Ottawa | 42.8067 | -86.0558 | 1967 | 3
MISO | Zeeland | 1867 | 7 |  |  | Natural Gas Internal Combustion Engine | 2 | MI | Ottawa | 42.8067 | -86.0558 | 1957 | 1
MISO | Zeeland | 1867 | 8 |  |  | Natural Gas Internal Combustion Engine | 1.7 | MI | Ottawa | 42.8067 | -86.0558 | 1963 | 1
MISO | Zeeland | 1867 | 9 |  |  | Natural Gas Internal Combustion Engine | 4.5 | MI | Ottawa | 42.8067 | -86.0558 | 1971 | 1
MISO | Zeeland Farm Services | 58704 | CAT-1 |  |  | Other Waste Biomass | 1.6 | MI | Ottawa | 42.8131 | -85.9861 | 2006 | 3
MISO | Zeeland Farm Services | 58704 | CAT-2 |  |  | Other Waste Biomass | 1.6 | MI | Ottawa | 42.8131 | -85.9861 | 2009 | 8
MISO | Zeeland Generating Station | 55087 | 1A |  |  | Natural Gas Fired Combustion Turbine | 188.7 | MI | Ottawa | 42.8206 | -85.9975 | 2001 | 6
MISO | Zeeland Generating Station | 55087 | 1B |  |  | Natural Gas Fired Combustion Turbine | 188.7 | MI | Ottawa | 42.8206 | -85.9975 | 2001 | 6
MISO | Zeeland Generating Station | 55087 | 2A |  |  | Natural Gas Fired Combined Cycle | 188.7 | MI | Ottawa | 42.8206 | -85.9975 | 2002 | 8
MISO | Zeeland Generating Station | 55087 | 2B |  |  | Natural Gas Fired Combined Cycle | 188.7 | MI | Ottawa | 42.8206 | -85.9975 | 2002 | 8
MISO | Zeeland Generating Station | 55087 | 2C |  |  | Natural Gas Fired Combined Cycle | 213.4 | MI | Ottawa | 42.8206 | -85.9975 | 2002 | 8
MISO | Zimmerman Energy | 59425 | ZE#4 |  |  | Landfill Gas | 1.6 | IN | Marshall | 41.2378 | -86.2461 | 2020 | 12
MISO | Zimmerman Energy | 59425 | ZE-#1 |  |  | Landfill Gas | 2 | IN | Marshall | 41.2378 | -86.2461 | 2014 | 11
MISO | Zimmerman Energy | 59425 | ZE-#2 |  |  | Landfill Gas | 2 | IN | Marshall | 41.2378 | -86.2461 | 2014 | 11
MISO | Zimmerman Energy | 59425 | ZE-#3 |  |  | Landfill Gas | 2 | IN | Marshall | 41.2378 | -86.2461 | 2014 | 11
MISO | Zumbro Community Solar Garden | 61574 | 38674 |  |  | Solar Photovoltaic | 1 | MN | Goodhue | 44.3195 | -92.6703 | 2018 | 4
MISO | Zumbro Solar Garden | 63426 | CGS |  |  | Solar Photovoltaic | 1 | MN | Dodge | 44.046 | -92.76 | 2020 | 4
NEVP | 26 Foot Drop |  |  |  |  | Conventional Hydroelectric | [7 empty] | 1 | NV | Churchill
NEVP | Apex Generating Station | 55514 | CTG1 |  |  | Natural Gas Fired Combined Cycle | 174 | NV | Clark | 36.416 | -114.9609 | 2003 | 5
NEVP | Apex Generating Station | 55514 | CTG2 |  |  | Natural Gas Fired Combined Cycle | 174 | NV | Clark | 36.416 | -114.9609 | 2003 | 5
NEVP | Apex Generating Station | 55514 | STG1 |  |  | Natural Gas Fired Combined Cycle | 252.6 | NV | Clark | 36.416 | -114.9609 | 2003 | 5
NEVP | Apex LREGF |  |  | 58489 | NVA | Natural Gas Fired Combustion Turbine | [7 empty] | 12 | NV | Clark
NEVP | Apex Solar PV Power Project | 58489 | 1 |  |  | Solar Photovoltaic | 20 | NV | Clark | 36.39 | -114.97 | 2012 | 7
NEVP | Arrow Canyon Solar Hybrid | 62248 | 1 |  |  | Solar Photovoltaic | 200 | NV | Clark | 36.4593 | -114.8444 | 2023 | 12
NEVP | Arrow Canyon Solar Hybrid | 62248 | 2 |  |  | Batteries | 75 | NV | Clark | 36.4593 | -114.8444 | 2023 | 12
NEVP | Battle Mountain Solar |  |  | 61098 | 1 &2 | Solar Photovoltaic | [7 empty] | 101 | NV | Humboldt
NEVP | Battle Mountain Solar Project | 61098 | BMBS |  |  | Batteries | 25 | NV | Humboldt | 40.7184 | -117.0614 | 2021 | 6
NEVP | Beowawe | 10287 | GEN1 |  |  | Geothermal | 17 | NV | Lander | 40.5547 | -116.6175 | 1985 | 12
NEVP | Beowawe | 10287 | GEN2 |  |  | Geothermal | 3.6 | NV | Lander | 40.5547 | -116.6175 | 2011 | 2
NEVP | Boulder Solar II, LLC | 60885 | BSII |  |  | Solar Photovoltaic | 50 | NV | Clark | 35.85 | -114.944 | 2017 | 1
NEVP | Boulder Solar III LLC | 65141 | BS301 |  |  | Solar Photovoltaic | 127.9 | NV | Clark | 35.8388 | -114.9642 | 2025 | 12
NEVP | Boulder Solar III LLC | 65141 | BS3ES |  |  | Batteries | 58 | NV | Clark | 35.8388 | -114.9642 | 2025 | 12
NEVP | Boulder Solar Power, LLC | 60352 | BSP |  |  | Solar Photovoltaic | 100 | NV | Clark | 35.348 | -114.97 | 2016 | 12
NEVP | Brunswick | 6510 | 1 |  |  | Petroleum Liquids | 2 | NV | Carson City | 39.1522 | -119.7478 | 1960 | 9
NEVP | Brunswick | 6510 | 2 |  |  | Petroleum Liquids | 2 | NV | Carson City | 39.1522 | -119.7478 | 1960 | 9
NEVP | Brunswick | 6510 | 3 |  |  | Petroleum Liquids | 2 | NV | Carson City | 39.1522 | -119.7478 | 1960 | 9
NEVP | Chuck Lenzie Generating Station | 55322 | CTG1 |  |  | Natural Gas Fired Combined Cycle | 201.5 | NV | Clark | 36.3837 | -114.9218 | 2006 | 1
NEVP | Chuck Lenzie Generating Station | 55322 | CTG2 |  |  | Natural Gas Fired Combined Cycle | 201.5 | NV | Clark | 36.3837 | -114.9218 | 2006 | 1
NEVP | Chuck Lenzie Generating Station | 55322 | CTG4 |  |  | Natural Gas Fired Combined Cycle | 201.5 | NV | Clark | 36.3837 | -114.9218 | 2006 | 4
NEVP | Chuck Lenzie Generating Station | 55322 | ST1 |  |  | Natural Gas Fired Combined Cycle | 329.8 | NV | Clark | 36.3837 | -114.9218 | 2006 | 1
NEVP | Chuck Lenzie Generating Station | 55322 | ST2 |  |  | Natural Gas Fired Combined Cycle | 329.8 | NV | Clark | 36.3837 | -114.9218 | 2006 | 4
NEVP | Chukar Battery Energy Storage System | 65472 | CHUK1 |  |  | Batteries | 10 | NV | Storey | 39.5564 | -119.4367 | 2021 | 7
NEVP | CityCenter Central Plant Cogen Units | 57348 | UNITA |  |  | Natural Gas Fired Combustion Turbine | 4.3 | NV | Clark | 36.1039 | -115.1794 | 2009 | 12
NEVP | CityCenter Central Plant Cogen Units | 57348 | UNITB |  |  | Natural Gas Fired Combustion Turbine | 4.3 | NV | Clark | 36.1039 | -115.1794 | 2009 | 12
NEVP | Clark (NVE) | 2322 | 11 |  |  | Natural Gas Fired Combustion Turbine | 60.5 | NV | Clark | 36.0875 | -115.0507 | 2008 | 11
NEVP | Clark (NVE) | 2322 | 12 |  |  | Natural Gas Fired Combustion Turbine | 60.5 | NV | Clark | 36.0875 | -115.0507 | 2008 | 8
NEVP | Clark (NVE) | 2322 | 13 |  |  | Natural Gas Fired Combustion Turbine | 60.5 | NV | Clark | 36.0875 | -115.0507 | 2008 | 11
NEVP | Clark (NVE) | 2322 | 14 |  |  | Natural Gas Fired Combustion Turbine | 60.5 | NV | Clark | 36.0875 | -115.0507 | 2008 | 9
NEVP | Clark (NVE) | 2322 | 15 |  |  | Natural Gas Fired Combustion Turbine | 60.5 | NV | Clark | 36.0875 | -115.0507 | 2008 | 8
NEVP | Clark (NVE) | 2322 | 16 |  |  | Natural Gas Fired Combustion Turbine | 60.5 | NV | Clark | 36.0875 | -115.0507 | 2008 | 7
NEVP | Clark (NVE) | 2322 | 17 |  |  | Natural Gas Fired Combustion Turbine | 60.5 | NV | Clark | 36.0875 | -115.0507 | 2008 | 11
NEVP | Clark (NVE) | 2322 | 18 |  |  | Natural Gas Fired Combustion Turbine | 60.5 | NV | Clark | 36.0875 | -115.0507 | 2008 | 7
NEVP | Clark (NVE) | 2322 | 19 |  |  | Natural Gas Fired Combustion Turbine | 60.5 | NV | Clark | 36.0875 | -115.0507 | 2008 | 7
NEVP | Clark (NVE) | 2322 | 20 |  |  | Natural Gas Fired Combustion Turbine | 60.5 | NV | Clark | 36.0875 | -115.0507 | 2008 | 7
NEVP | Clark (NVE) | 2322 | 21 |  |  | Natural Gas Fired Combustion Turbine | 58.9 | NV | Clark | 36.0875 | -115.0507 | 2008 | 7
NEVP | Clark (NVE) | 2322 | 22 |  |  | Natural Gas Fired Combustion Turbine | 60.5 | NV | Clark | 36.0875 | -115.0507 | 2008 | 7
NEVP | Clark (NVE) | 2322 | GT4 |  |  | Natural Gas Fired Combustion Turbine | 72.4 | NV | Clark | 36.0875 | -115.0507 | 1973 | 6
NEVP | Clark (NVE) | 2322 | GT5 |  |  | Natural Gas Fired Combined Cycle | 92.5 | NV | Clark | 36.0875 | -115.0507 | 1979 | 5
NEVP | Clark (NVE) | 2322 | GT6 |  |  | Natural Gas Fired Combined Cycle | 92.5 | NV | Clark | 36.0875 | -115.0507 | 1979 | 5
NEVP | Clark (NVE) | 2322 | GT7 |  |  | Natural Gas Fired Combined Cycle | 92.5 | NV | Clark | 36.0875 | -115.0507 | 1980 | 6
NEVP | Clark (NVE) | 2322 | GT8 |  |  | Natural Gas Fired Combined Cycle | 92.5 | NV | Clark | 36.0875 | -115.0507 | 1982 | 6
NEVP | Copper Mountain Solar 5, LLC | 63504 | CM5-1 |  |  | Solar Photovoltaic | 252 | NV | Clark | 35.7763 | -114.9737 | 2021 | 3
NEVP | Crescent Dunes Solar Energy | 57275 | TSE-1 |  |  | Solar Thermal with Energy Storage | 125 | NV | Nye | 38.2389 | -117.3636 | 2015 | 11
NEVP | Desert Peak Power Plant | 10018 | GEN2 |  |  | Geothermal | 15 | NV | Lyon | 39.754 | -118.9535 | 2006 | 6
NEVP | Desert Peak Power Plant | 10018 | OEC2 |  |  | Geothermal | 11 | NV | Lyon | 39.754 | -118.9535 | 2006 | 6
NEVP | Dixie Jersey Valley |  |  | 52015 | GEN1 &2 | Natural Gas Steam Turbine | [7 empty] | 22.5 | NV | Churchill
NEVP | Dodge Flat | 63913 | DODGB |  |  | Batteries | 50 | NV | Washoe | 40.713 | -119.4672 | 2022 | 3
NEVP | Dodge Flat | 63913 | DODGE |  |  | Solar Photovoltaic | 200 | NV | Washoe | 40.713 | -119.4672 | 2022 | 3
NEVP | Don A Campbell 1 Geothermal | 58533 | 1 |  |  | Geothermal | 20 | NV | Mineral | 38.8367 | -118.3239 | 2014 | 1
NEVP | Don A Campbell 2 Geothermal | 60419 | DAC2G |  |  | Geothermal | 20 | NV | Mineral | 38.8358 | -118.3253 | 2015 | 9
NEVP | Dry Lake Solar Energy Center | 63933 | DLES1 |  |  | Batteries | 100 | NV | Clark | 36.4273 | -114.8907 | 2024 | 5
NEVP | Dry Lake Solar Energy Center | 63933 | DLPV1 |  |  | Solar Photovoltaic | 150 | NV | Clark | 36.4273 | -114.8907 | 2024 | 5
NEVP | Eagle Shadow Mountain Solar Farm | 61852 | ESMSF |  |  | Solar Photovoltaic | 300 | NV | Clark | 36.6298 | -114.684 | 2023 | 5
NEVP | Fish Springs | 64148 | FISH |  |  | Solar Photovoltaic | 100 | NV | Washoe | 40.0747 | -119.9742 | 2022 | 3
NEVP | Fish Springs | 64148 | FISHB |  |  | Batteries | 25 | NV | Washoe | 40.0747 | -119.9742 | 2022 | 3
NEVP | Fleish | 6513 | 1 |  |  | Conventional Hydroelectric | 2.5 | NV | Washoe | 39.2851 | -119.5933 | 1914 | 1
NEVP | Fort Churchill | 2330 | 1 |  |  | Natural Gas Steam Turbine | 115 | NV | Lyon | 39.1281 | -119.1322 | 1968 | 9
NEVP | Fort Churchill | 2330 | 2 |  |  | Natural Gas Steam Turbine | 115 | NV | Lyon | 39.1281 | -119.1322 | 1971 | 9
NEVP | Frank Hooper |  |  |  | SPB | Conventional Hydroelectric | [7 empty] | 0.8 | NV | Elko
NEVP | Ft. Churchill PV | 59472 | NVC7 |  |  | Solar Photovoltaic | 19.9 | NV | Lyon | 39.1281 | -119.14 | 2015 | 5
NEVP | Galena 2 Geothermal Power Plant | 56540 | GEN1 |  |  | Geothermal | 13.5 | NV | Washoe | 39.3732 | -119.7645 | 2007 | 4
NEVP | Gemini |  |  | 63352 |  | Solar Photovoltaic | [7 empty] | 900 | NV | Clark
NEVP | Gemini Solar Hybrid | 63352 | ARBE1 |  |  | Solar Photovoltaic | 690 | NV | Clark | 36.4678 | -114.806 | 2024 | 3
NEVP | Goodsprings Waste Heat Recovery | 57684 | HR1 |  |  | All Other | 7.5 | NV | Clark | 35.8094 | -115.4114 | 2010 | 11
NEVP | Harry Allen | 7082 | 5 |  |  | Natural Gas Fired Combined Cycle | 167.5 | NV | Clark | 36.4306 | -114.9024 | 2011 | 5
NEVP | Harry Allen | 7082 | 6 |  |  | Natural Gas Fired Combined Cycle | 167.5 | NV | Clark | 36.4306 | -114.9024 | 2011 | 5
NEVP | Harry Allen | 7082 | 7 |  |  | Natural Gas Fired Combined Cycle | 223.5 | NV | Clark | 36.4306 | -114.9024 | 2011 | 5
NEVP | Harry Allen | 7082 | GT1 |  |  | Natural Gas Fired Combustion Turbine | 101.5 | NV | Clark | 36.4306 | -114.9024 | 1995 | 5
NEVP | Harry Allen | 7082 | GT4 |  |  | Natural Gas Fired Combustion Turbine | 85 | NV | Clark | 36.4306 | -114.9024 | 2006 | 4
NEVP | Harry Allen Solar Energy LLC | 63080 | GEN1 |  |  | Solar Photovoltaic | 100 | NV | Clark | 36.4339 | -114.9471 | 2021 | 5
NEVP | Higgins Generating Station | 55687 | A01 |  |  | Natural Gas Fired Combined Cycle | 178 | NV | Clark | 35.6139 | -115.3561 | 2004 | 2
NEVP | Higgins Generating Station | 55687 | A02 |  |  | Natural Gas Fired Combined Cycle | 178 | NV | Clark | 35.6139 | -115.3561 | 2004 | 2
NEVP | Higgins Generating Station | 55687 | ST1 |  |  | Natural Gas Fired Combined Cycle | 332.4 | NV | Clark | 35.6139 | -115.3561 | 2004 | 2
NEVP | Hooper |  |  |  |  | Conventional Hydroelectric | [7 empty] | 0.75 | NV | Elko
NEVP | Hoover Dam (NV) | 154 | N8 |  |  | Conventional Hydroelectric | 130 | NV | Clark | 36.0155 | -114.738 | 1961 | 12
NEVP | Jersey Valley Geothermal Power Plant |  |  | 57376 | OEC1 | Geothermal | [7 empty] | 22.5 | NV | Pershing
NEVP | Kings Beach | 6518 | KB1 |  |  | Petroleum Liquids | 2.5 | CA | Placer | 39.2458 | -120.0272 | 2008 | 10
NEVP | Kingston |  |  |  |  | Conventional Hydroelectric | [7 empty] | 0.175 | NV | Lander
NEVP | Lahontan | 6521 | 1 |  |  | Conventional Hydroelectric | 0.6 | NV | Churchill | 39.4625 | -119.0667 | 1911 | 1
NEVP | Lahontan | 6521 | 2 |  |  | Conventional Hydroelectric | 0.6 | NV | Churchill | 39.4625 | -119.0667 | 1911 | 1
NEVP | Lahontan | 6521 | 3 |  |  | Conventional Hydroelectric | 0.6 | NV | Churchill | 39.4625 | -119.0667 | 1911 | 1
NEVP | Las Vegas Generating Station | 10761 | GEN1 |  |  | Natural Gas Fired Combined Cycle | 49.8 | NV | Clark | 36.2319 | -115.1222 | 1994 | 3
NEVP | Las Vegas Generating Station | 10761 | GEN3 |  |  | Natural Gas Fired Combined Cycle | 60.5 | NV | Clark | 36.2319 | -115.1222 | 2003 | 1
NEVP | Las Vegas Generating Station | 10761 | GEN4 |  |  | Natural Gas Fired Combined Cycle | 60.5 | NV | Clark | 36.2319 | -115.1222 | 2003 | 1
NEVP | Las Vegas Generating Station | 10761 | GEN5 |  |  | Natural Gas Fired Combined Cycle | 60.5 | NV | Clark | 36.2319 | -115.1222 | 2003 | 1
NEVP | Las Vegas Generating Station | 10761 | GEN6 |  |  | Natural Gas Fired Combined Cycle | 60.5 | NV | Clark | 36.2319 | -115.1222 | 2003 | 1
NEVP | Las Vegas Generating Station | 10761 | GEN7 |  |  | Natural Gas Fired Combined Cycle | 27.8 | NV | Clark | 36.2319 | -115.1222 | 2003 | 1
NEVP | Las Vegas Generating Station | 10761 | GEN8 |  |  | Natural Gas Fired Combined Cycle | 27.8 | NV | Clark | 36.2319 | -115.1222 | 2003 | 1
NEVP | Las Vegas WPCF Solar Plant | 58477 | 1 |  |  | Solar Photovoltaic | 3.3 | NV | Clark | 36.1344 | -115.0353 | 2013 | 5
NEVP | Luning Energy LLC |  |  | 61084 | 1 | Solar Photovoltaic | [7 empty] | 50 | NV | Mineral
NEVP | McGinness Hills | 57446 | 1 |  |  | Geothermal | 20 | NV | Lander | 39.5911 | -116.9119 | 2012 | 5
NEVP | McGinness Hills | 57446 | 2 |  |  | Geothermal | 20 | NV | Lander | 39.5911 | -116.9119 | 2012 | 6
NEVP | McGinness Hills | 57446 | 3 |  |  | Geothermal | 12 | NV | Lander | 39.5911 | -116.9119 | 2012 | 6
NEVP | McGinness Hills | 57446 | OEC21 |  |  | Geothermal | 18 | NV | Lander | 39.5911 | -116.9119 | 2015 | 2
NEVP | McGinness Hills | 57446 | OEC22 |  |  | Geothermal | 18 | NV | Lander | 39.5911 | -116.9119 | 2015 | 2
NEVP | Mountain View Solar | 58544 | 1 |  |  | Solar Photovoltaic | 20 | NV | Clark | 36.3906 | -114.9644 | 2014 | 1
NEVP | NGP Blue Mountain I LLC | 56982 | BM1 |  |  | Geothermal | 21.3 | NV | Humboldt | 40.9961 | -118.1414 | 2009 | 11
NEVP | NGP Blue Mountain I LLC | 56982 | BM2 |  |  | Geothermal | 21.3 | NV | Humboldt | 40.9961 | -118.1414 | 2009 | 11
NEVP | NGP Blue Mountain I LLC | 56982 | BM3 |  |  | Geothermal | 21.3 | NV | Humboldt | 40.9961 | -118.1414 | 2009 | 11
NEVP | Nellis Air Force Base Solar Array | 56568 | NS1 |  |  | Solar Photovoltaic | 4.6 | NV | Clark | 36.2603 | -115.0544 | 2007 | 10
NEVP | Nellis Solar PV II | 59919 | NSPV2 |  |  | Solar Photovoltaic | 15 | NV | Clark | 36.2067 | -115.0477 | 2015 | 11
NEVP | Nevada Cogen Assoc#1 GarnetVly | 54350 | GTA |  |  | Natural Gas Fired Combined Cycle | 21.7 | NV | Clark | 36.3432 | -114.9207 | 1992 | 4
NEVP | Nevada Cogen Assoc#1 GarnetVly | 54350 | STM |  |  | Natural Gas Fired Combined Cycle | 29.7 | NV | Clark | 36.3432 | -114.9207 | 1992 | 5
NEVP | Nevada Solar One | 56405 | ONE |  |  | Solar Thermal without Energy Storage | 75.7 | NV | Clark | 35.7998 | -114.9817 | 2007 | 6
NEVP | New Lahontan | 50261 | GEN1 |  |  | Conventional Hydroelectric | 4 | NV | Churchill | 39.4636 | -119.0652 | 1989 | 4
NEVP | North Valley | 63491 | OEC1 |  |  | Geothermal | 31.5 | NV | Washoe | 40.3729 | -119.4625 | 2023 | 4
NEVP | North Valmy | 8224 | 1 |  |  | Conventional Steam Coal | 277.2 | NV | Humboldt | 40.8813 | -117.1516 | 1981 | 12
NEVP | North Valmy | 8224 | 2 |  |  | Conventional Steam Coal | 289.8 | NV | Humboldt | 40.8813 | -117.1516 | 1985 | 5
NEVP | Ormat Tungsten |  |  | 60785 | 1 | Geothermal | [7 empty] | 38.5 | NV | Churchill
NEVP | Patua Acquisition Project, LLC | 58319 | 1 |  |  | Geothermal | 16 | NV | Churchill | 39.5858 | -119.0731 | 2013 | 12
NEVP | Patua Acquisition Project, LLC | 58319 | PV-01 |  |  | Solar Photovoltaic | 10.6 | NV | Churchill | 39.5858 | -119.0731 | 2017 | 7
NEVP | Playa Solar 1, LLC | 59827 | GEN01 |  |  | Solar Photovoltaic | 79 | NV | Clark | 36.408 | -114.908 | 2017 | 10
NEVP | Playa Solar 2 | 60261 | GEN1 |  |  | Solar Photovoltaic | 100 | NV | Clark | 36.408 | -114.908 | 2017 | 8
NEVP | Presco Energy |  |  |  |  | Geothermal | [7 empty] | 17.5 | NV | Pershing
NEVP | Reid Gardner | 2324 | RGES1 |  |  | Batteries | 220 | NV | Clark | 36.6573 | -114.6333 | 2023 | 12
NEVP | Richard Burdette Geothermal | 56321 | 1 |  |  | Geothermal | 13 | NV | Washoe | 39.3908 | -119.7546 | 2005 | 11
NEVP | Richard Burdette Geothermal | 56321 | OEC2 |  |  | Geothermal | 13 | NV | Washoe | 39.3908 | -119.7546 | 2005 | 11
NEVP | Salt Wells | 57213 | 101 |  |  | Geothermal | 11.8 | NV | CHURCHILL | 39.2944 | -118.5725 | 2009 | 3
NEVP | Salt Wells | 57213 | 201 |  |  | Geothermal | 11.8 | NV | CHURCHILL | 39.2944 | -118.5725 | 2009 | 3
NEVP | San Emidio | 57456 | SE-U1 |  |  | Geothermal | 11.8 | NV | Washoe | 40.3806 | -119.3997 | 2012 | 5
NEVP | San Emidio 2 (North Valley) |  |  |  |  | Natural Gas Steam Turbine | [7 empty] | 45 | NV | Washoe
NEVP | Searchlight Solar | 59404 | 1 |  |  | Solar Photovoltaic | 17.5 | NV | Clark | 35.4797 | -114.9361 | 2014 | 12
NEVP | Silver State Solar Power North | 57442 | 56188 |  |  | Solar Photovoltaic | 52 | NV | Clark | 35.7931 | -115.3503 | 2012 | 5
NEVP | Silverhawk | 55841 | CT1 |  |  | Natural Gas Fired Combined Cycle | 197.2 | NV | Clark | 36.4078 | -114.9606 | 2004 | 5
NEVP | Silverhawk | 55841 | CT2 |  |  | Natural Gas Fired Combined Cycle | 197.2 | NV | Clark | 36.4078 | -114.9606 | 2004 | 5
NEVP | Silverhawk | 55841 | CT3 |  |  | Natural Gas Fired Combustion Turbine | 227.8 | NV | Clark | 36.4078 | -114.9606 | 2024 | 7
NEVP | Silverhawk | 55841 | CT4 |  |  | Natural Gas Fired Combustion Turbine | 227.8 | NV | Clark | 36.4078 | -114.9606 | 2024 | 7
NEVP | Silverhawk | 55841 | ST1 |  |  | Natural Gas Fired Combined Cycle | 270.3 | NV | Clark | 36.4078 | -114.9606 | 2004 | 5
NEVP | Soda Lake 3 | 63365 | SL3 |  |  | Geothermal | 26 | NV | Churchill | 39.5545 | -118.85 | 2019 | 11
NEVP | Spectrum Solar PV Power Project | 58490 | 1 |  |  | Solar Photovoltaic | 30.2 | NV | Clark | 36.23 | -114.87 | 2013 | 9
NEVP | Spring Valley Wind Project | 57192 | WTG |  |  | Onshore Wind Turbine | 150 | NV | White Pine | 39.1042 | -114.4922 | 2012 | 8
NEVP | Stampede | 7066 | 1 |  |  | Conventional Hydroelectric | 3 | CA | Sierra | 39.4704 | -120.1046 | 1988 | 1
NEVP | Stampede | 7066 | 2 |  |  | Conventional Hydroelectric | 0.6 | CA | Sierra | 39.4704 | -120.1046 | 1988 | 1
NEVP | Star Peak Geothermal Plant | 65773 | 3500 |  |  | Geothermal | 3.5 | NV | Pershing | 40.5321 | -118.272 | 2022 | 8
NEVP | Star Peak Geothermal Plant | 65773 | 5100A |  |  | Geothermal | 5.1 | NV | Pershing | 40.5321 | -118.272 | 2022 | 8
NEVP | Star Peak Geothermal Plant | 65773 | 5100B |  |  | Geothermal | 5.1 | NV | Pershing | 40.5321 | -118.272 | 2022 | 8
NEVP | Star Peak Geothermal Plant | 65773 | 5200 |  |  | Geothermal | 5.2 | NV | Pershing | 40.5321 | -118.272 | 2022 | 8
NEVP | Star Peak Geothermal Plant | 65773 | STEAM |  |  | Geothermal | 3 | NV | Pershing | 40.5321 | -118.272 | 2022 | 8
NEVP | Steamboat Hills LP | 50654 | OEC51 |  |  | Geothermal | 25.7 | NV | Washoe | 39.37 | -119.7669 | 2020 | 6
NEVP | Steamboat Hills LP | 50654 | OEC52 |  |  | Geothermal | 5.9 | NV | Washoe | 39.37 | -119.7669 | 2020 | 6
NEVP | Steamboat Hills LP | 50654 | SBSOL |  |  | Solar Photovoltaic | 2 | NV | Washoe | 39.37 | -119.7669 | 2022 | 7
NEVP | Stillwater Facility | 50765 | 1 |  |  | Solar Photovoltaic | 22 | NV | Churchill | 39.5475 | -118.5556 | 2012 | 4
NEVP | Stillwater Facility | 50765 | 1-1 |  |  | Geothermal | 11.8 | NV | Churchill | 39.5475 | -118.5556 | 2009 | 3
NEVP | Stillwater Facility | 50765 | 1-2 |  |  | Geothermal | 11.8 | NV | Churchill | 39.5475 | -118.5556 | 2009 | 3
NEVP | Stillwater Facility | 50765 | 2-1 |  |  | Geothermal | 11.8 | NV | Churchill | 39.5475 | -118.5556 | 2009 | 3
NEVP | Stillwater Facility | 50765 | 2-2 |  |  | Geothermal | 11.8 | NV | Churchill | 39.5475 | -118.5556 | 2009 | 3
NEVP | Stillwater PV |  |  |  |  | Solar Photovoltaic | [7 empty] | 22 | NV | Churchill
NEVP | Sun Peak Generating Station | 54854 | 5657 |  |  | Natural Gas Fired Combustion Turbine | 74 | NV | Clark | 36.1375 | -115.0339 | 1991 | 6
NEVP | Sun Peak Generating Station | 54854 | 5658 |  |  | Natural Gas Fired Combustion Turbine | 74 | NV | Clark | 36.1375 | -115.0339 | 1991 | 6
NEVP | Sun Peak Generating Station | 54854 | 5659 |  |  | Natural Gas Fired Combustion Turbine | 74 | NV | Clark | 36.1375 | -115.0339 | 1991 | 6
NEVP | TS Power Plant | 56224 | 001 |  |  | Conventional Steam Coal | 242 | NV | Eureka | 40.7461 | -116.5297 | 2008 | 6
NEVP | Techren Solar I LLC | 61611 | TECH1 |  |  | Solar Photovoltaic | 100 | NV | Clark | 35.8513 | -114.9744 | 2019 | 3
NEVP | Techren Solar II LLC | 61930 | TECH2 |  |  | Solar Photovoltaic | 200 | NV | Clark | 35.8673 | -114.9564 | 2019 | 10
NEVP | Techren Solar III LLC | 61931 | TECH3 |  |  | Solar Photovoltaic | 25 | NV | Clark | 35.8441 | -114.9713 | 2020 | 10
NEVP | Techren Solar IV LLC | 61932 | TECH4 |  |  | Solar Photovoltaic | 25 | NV | Clark | 35.8927 | -114.9365 | 2020 | 10
NEVP | Techren Solar V | 62440 | TECH5 |  |  | Solar Photovoltaic | 50 | NV | Clark | 35.8997 | -114.9262 | 2020 | 12
NEVP | Tracy | 2336 | 10 |  |  | Natural Gas Fired Combined Cycle | 312 | NV | Storey | 39.5625 | -119.525 | 2008 | 7
NEVP | Tracy | 2336 | 3 |  |  | Natural Gas Steam Turbine | 119.8 | NV | Storey | 39.5625 | -119.525 | 1974 | 10
NEVP | Tracy | 2336 | 4 |  |  | Natural Gas Fired Combined Cycle | 69.7 | NV | Storey | 39.5625 | -119.525 | 1994 | 7
NEVP | Tracy | 2336 | 5 |  |  | Natural Gas Fired Combined Cycle | 50.2 | NV | Storey | 39.5625 | -119.525 | 1996 | 12
NEVP | Tracy | 2336 | 8 |  |  | Natural Gas Fired Combined Cycle | 155.6 | NV | Storey | 39.5625 | -119.525 | 2008 | 7
NEVP | Tracy | 2336 | 9 |  |  | Natural Gas Fired Combined Cycle | 155.6 | NV | Storey | 39.5625 | -119.525 | 2008 | 7
NEVP | Tracy | 2336 | GT3 |  |  | Natural Gas Fired Combustion Turbine | 85 | NV | Storey | 39.5625 | -119.525 | 1994 | 7
NEVP | Tracy | 2336 | GT4 |  |  | Natural Gas Fired Combustion Turbine | 85 | NV | Storey | 39.5625 | -119.525 | 1994 | 7
NEVP | Tungsten Mountain | 60785 | UNIT1 |  |  | Geothermal | 37 | NV | Churchill | 39.667 | -117.6937 | 2017 | 12
NEVP | Turquoise Liberty Solar | 62980 | PV |  |  | Solar Photovoltaic | 10 | NV | Washoe | 39.59 | -119.52 | 2019 | 11
NEVP | Turquoise Nevada, LLC | 63906 | 142 |  |  | Solar Photovoltaic | 60 | NV | Washoe | 39.5739 | -119.5242 | 2020 | 12
NEVP | Tuscarora Geothermal Power Plant | 57451 | G9200 |  |  | Geothermal | 16 | NV | Elko | 41.4828 | -116.1511 | 2012 | 1
NEVP | Tuscarora Geothermal Power Plant | 57451 | G9250 |  |  | Geothermal | 16 | NV | Elko | 41.4828 | -116.1511 | 2012 | 1
NEVP | Verdi | 6531 | 1 |  |  | Conventional Hydroelectric | 2.4 | NV | Washoe | 39.3125 | -119.585 | 1911 | 1
NEVP | Washoe | 6532 | 1 |  |  | Conventional Hydroelectric | 1.3 | NV | Washoe | 39.3022 | -119.5604 | 1904 | 1
NEVP | Washoe | 6532 | 2 |  |  | Conventional Hydroelectric | 1.3 | NV | Washoe | 39.3022 | -119.5604 | 1904 | 1
NEVP | Waste Management Lockwood LFGTE | 57166 | GEN1 |  |  | Landfill Gas | 1.6 | NV | Washoe | 39.4933 | -119.6203 | 2012 | 3
NEVP | Waste Management Lockwood LFGTE | 57166 | GEN2 |  |  | Landfill Gas | 1.6 | NV | Washoe | 39.4933 | -119.6203 | 2012 | 3
NEVP | Western 102 Power Plant | 56500 | A101 |  |  | Natural Gas Internal Combustion Engine | 8.4 | NV | Storey | 39.5603 | -119.5108 | 2005 | 12
NEVP | Western 102 Power Plant | 56500 | B102 |  |  | Natural Gas Internal Combustion Engine | 8.4 | NV | Storey | 39.5603 | -119.5108 | 2005 | 12
NEVP | Western 102 Power Plant | 56500 | B202 |  |  | Natural Gas Internal Combustion Engine | 8.4 | NV | Storey | 39.5603 | -119.5108 | 2005 | 12
NEVP | Western 102 Power Plant | 56500 | C102 |  |  | Natural Gas Internal Combustion Engine | 8.4 | NV | Storey | 39.5603 | -119.5108 | 2005 | 12
NEVP | Western 102 Power Plant | 56500 | C202 |  |  | Natural Gas Internal Combustion Engine | 8.4 | NV | Storey | 39.5603 | -119.5108 | 2005 | 12
NEVP | Western 102 Power Plant | 56500 | D101 |  |  | Natural Gas Internal Combustion Engine | 8.4 | NV | Storey | 39.5603 | -119.5108 | 2005 | 12
NEVP | Western 102 Power Plant | 56500 | E102 |  |  | Natural Gas Internal Combustion Engine | 8.4 | NV | Storey | 39.5603 | -119.5108 | 2005 | 12
NEVP | Western 102 Power Plant | 56500 | E202 |  |  | Natural Gas Internal Combustion Engine | 8.4 | NV | Storey | 39.5603 | -119.5108 | 2005 | 12
NEVP | Western 102 Power Plant | 56500 | F102 |  |  | Natural Gas Internal Combustion Engine | 8.4 | NV | Storey | 39.5603 | -119.5108 | 2005 | 12
NEVP | Western 102 Power Plant | 56500 | F202 |  |  | Natural Gas Internal Combustion Engine | 8.4 | NV | Storey | 39.5603 | -119.5108 | 2005 | 12
NEVP | Western 102 Power Plant | 56500 | G102 |  |  | Natural Gas Internal Combustion Engine | 8.4 | NV | Storey | 39.5603 | -119.5108 | 2005 | 12
NEVP | Western 102 Power Plant | 56500 | G202 |  |  | Natural Gas Internal Combustion Engine | 8.4 | NV | Storey | 39.5603 | -119.5108 | 2005 | 12
NEVP | Western 102 Power Plant | 56500 | H102 |  |  | Natural Gas Internal Combustion Engine | 8.4 | NV | Storey | 39.5603 | -119.5108 | 2005 | 12
NEVP | Western 102 Power Plant | 56500 | H202 |  |  | Natural Gas Internal Combustion Engine | 8.4 | NV | Storey | 39.5603 | -119.5108 | 2005 | 12
NEVP | Western 102 Power Plant | 56500 | PV1 |  |  | Solar Photovoltaic | 1 | NV | Storey | 39.5603 | -119.5108 | 2007 | 12
NWMT | Apex Solar | 64189 | RSNAK |  |  | Solar Photovoltaic | 80 | MT | Beaverhead | 45.236 | -112.746 | 2023 | 8
NWMT | Basin Creek Plant | 55866 | 1 |  |  | Natural Gas Internal Combustion Engine | 6.1 | MT | Silver Bow | 45.9293 | -112.5194 | 2006 | 6
NWMT | Basin Creek Plant | 55866 | 2 |  |  | Natural Gas Internal Combustion Engine | 6.1 | MT | Silver Bow | 45.9293 | -112.5194 | 2006 | 6
NWMT | Basin Creek Plant | 55866 | 3 |  |  | Natural Gas Internal Combustion Engine | 6.1 | MT | Silver Bow | 45.9293 | -112.5194 | 2006 | 6
NWMT | Basin Creek Plant | 55866 | 4 |  |  | Natural Gas Internal Combustion Engine | 6.1 | MT | Silver Bow | 45.9293 | -112.5194 | 2006 | 6
NWMT | Basin Creek Plant | 55866 | 5 |  |  | Natural Gas Internal Combustion Engine | 6.1 | MT | Silver Bow | 45.9293 | -112.5194 | 2006 | 6
NWMT | Basin Creek Plant | 55866 | 6 |  |  | Natural Gas Internal Combustion Engine | 6.1 | MT | Silver Bow | 45.9293 | -112.5194 | 2006 | 6
NWMT | Basin Creek Plant | 55866 | 7 |  |  | Natural Gas Internal Combustion Engine | 6.1 | MT | Silver Bow | 45.9293 | -112.5194 | 2006 | 6
NWMT | Basin Creek Plant | 55866 | 8 |  |  | Natural Gas Internal Combustion Engine | 6.1 | MT | Silver Bow | 45.9293 | -112.5194 | 2006 | 6
NWMT | Basin Creek Plant | 55866 | 9 |  |  | Natural Gas Internal Combustion Engine | 6.1 | MT | Silver Bow | 45.9293 | -112.5194 | 2006 | 6
NWMT | Big Timber Wind Farm | 61155 | BT-MT |  |  | Onshore Wind Turbine | 25 | MT | Sweet Grass | 45.8554 | -109.6492 | 2018 | 2
NWMT | Black Eagle | 2181 | BLA1 |  |  | Conventional Hydroelectric | 9 | MT | Cascade | 47.5213 | -111.2614 | 1927 | 9
NWMT | Black Eagle | 2181 | BLA2 |  |  | Conventional Hydroelectric | 8.7 | MT | Cascade | 47.5213 | -111.2614 | 1927 | 9
NWMT | Black Eagle | 2181 | BLA3 |  |  | Conventional Hydroelectric | 9 | MT | Cascade | 47.5213 | -111.2614 | 1927 | 9
NWMT | Black Eagle Solar, LLC | 61336 | BESMT |  |  | Solar Photovoltaic | 3 | MT | Cascade | 47.5475 | -111.254 | 2017 | 9
NWMT | Broadwater Power Project | 54006 | GEN1 |  |  | Conventional Hydroelectric | 9.7 | MT | Broadwater | 46.1206 | -111.4077 | 1989 | 6
NWMT | Canyon Ferry | 6400 | 1 |  |  | Conventional Hydroelectric | 19.2 | MT | Lewis and Clark | 46.649 | -111.7279 | 1953 | 12
NWMT | Canyon Ferry | 6400 | 2 |  |  | Conventional Hydroelectric | 16.6 | MT | Lewis and Clark | 46.649 | -111.7279 | 1954 | 4
NWMT | Canyon Ferry | 6400 | 3 |  |  | Conventional Hydroelectric | 19.2 | MT | Lewis and Clark | 46.649 | -111.7279 | 1954 | 3
NWMT | Clearwater Wind East | 66183 | CWE |  |  | Onshore Wind Turbine | 207.9 | MT | Custer | 46.7896 | -106.0021 | 2024 | 1
NWMT | Clearwater Wind I | 65577 | CW1 |  |  | Onshore Wind Turbine | 365.5 | MT | Rosebud | 46.8177 | -106.3789 | 2022 | 11
NWMT | Clearwater Wind II | 66184 | CW2 |  |  | Onshore Wind Turbine | 102.8 | MT | Rosebud | 46.8188 | -106.1946 | 2023 | 12
NWMT | Clearwater Wind III | 66811 | CW3 |  |  | Onshore Wind Turbine | 100 | MT | Rosebud | 46.8188 | -106.1946 | 2024 | 9
NWMT | Cochrane | 2182 | COC1 |  |  | Conventional Hydroelectric | 28.4 | MT | Cascade | 47.5375 | -111.195 | 1958 | 7
NWMT | Cochrane | 2182 | COC2 |  |  | Conventional Hydroelectric | 32 | MT | Cascade | 47.5375 | -111.195 | 1958 | 7
NWMT | Colstrip | 6076 | 3 |  |  | Conventional Steam Coal | 823.7 | MT | Rosebud | 45.8831 | -106.614 | 1984 | 1
NWMT | Colstrip | 6076 | 4 |  |  | Conventional Steam Coal | 823.7 | MT | Rosebud | 45.8831 | -106.614 | 1986 | 4
NWMT | Colstrip Energy LP | 10784 | GEN1 |  |  | Conventional Steam Coal | 46.1 | MT | Rosebud | 45.9752 | -106.6547 | 1990 | 2
NWMT | Dave Gates Generating Station | 56908 | 1 |  |  | Natural Gas Fired Combustion Turbine | 67.7 | MT | Deer Lodge | 46.1047 | -112.8766 | 2011 | 1
NWMT | Dave Gates Generating Station | 56908 | 2 |  |  | Natural Gas Fired Combustion Turbine | 67.7 | MT | Deer Lodge | 46.1047 | -112.8766 | 2011 | 1
NWMT | Dave Gates Generating Station | 56908 | 3 |  |  | Natural Gas Fired Combustion Turbine | 67.7 | MT | Deer Lodge | 46.1047 | -112.8766 | 2011 | 1
NWMT | Fairfield Wind | 58966 | T 1-6 |  |  | Onshore Wind Turbine | 10 | MT | Teton | 47.7233 | -111.9653 | 2014 | 5
NWMT | Flint Creek Hydroelectric LLC | 58392 | GEN1 |  |  | Conventional Hydroelectric | 2 | MT | Granite | 46.2275 | -113.2947 | 2013 | 3
NWMT | Gordon Butte Wind LLC | 57748 | DAW |  |  | Onshore Wind Turbine | 2.7 | MT | Meagher | 46.4119 | -110.3378 | 2018 | 12
NWMT | Gordon Butte Wind LLC | 57748 | GBW |  |  | Onshore Wind Turbine | 9.6 | MT | Meagher | 46.4119 | -110.3378 | 2012 | 1
NWMT | Gordon Butte Wind LLC | 57748 | OSR |  |  | Onshore Wind Turbine | 2.7 | MT | Meagher | 46.4119 | -110.3378 | 2018 | 12
NWMT | Gordon Butte Wind LLC | 57748 | SOR |  |  | Onshore Wind Turbine | 2.7 | MT | Meagher | 46.4119 | -110.3378 | 2018 | 12
NWMT | Great Divide Solar, LLC | 61335 | GDSMT |  |  | Solar Photovoltaic | 3 | MT | Lewis and Clark | 46.8057 | -112.249 | 2017 | 9
NWMT | Green Meadow Solar, LLC | 61291 | GMSMT |  |  | Solar Photovoltaic | 3 | MT | Lewis and Clark | 46.6945 | -112.0636 | 2017 | 4
NWMT | Greenfield Wind - MT | 60486 | 1 |  |  | Onshore Wind Turbine | 25 | MT | Teton | 47.723 | -111.963 | 2016 | 10
NWMT | Hardin Generator Project | 55749 | UNT1 |  |  | Conventional Steam Coal | 115.7 | MT | Big Horn | 45.7578 | -107.6 | 2006 | 3
NWMT | Hauser | 2185 | HAU10 |  |  | Conventional Hydroelectric | 3.5 | MT | Lewis and Clark | 46.7659 | -111.8873 | 2025 | 7
NWMT | Hauser | 2185 | HAU11 |  |  | Conventional Hydroelectric | 3.5 | MT | Lewis and Clark | 46.7659 | -111.8873 | 2021 | 5
NWMT | Hauser | 2185 | HAU3 |  |  | Conventional Hydroelectric | 2.8 | MT | Lewis and Clark | 46.7659 | -111.8873 | 1911 | 11
NWMT | Hauser | 2185 | HAU6 |  |  | Conventional Hydroelectric | 3 | MT | Lewis and Clark | 46.7659 | -111.8873 | 1915 | 9
NWMT | Hauser | 2185 | HAU7 |  |  | Conventional Hydroelectric | 3.5 | MT | Lewis and Clark | 46.7659 | -111.8873 | 2019 | 5
NWMT | Hauser | 2185 | HAU8 |  |  | Conventional Hydroelectric | 3.5 | MT | Lewis and Clark | 46.7659 | -111.8873 | 2022 | 11
NWMT | Holter | 2186 | HOL1 |  |  | Conventional Hydroelectric | 15 | MT | Cascade | 46.9915 | -112.0047 | 1918 | 7
NWMT | Holter | 2186 | HOL2 |  |  | Conventional Hydroelectric | 15 | MT | Cascade | 46.9915 | -112.0047 | 1918 | 7
NWMT | Holter | 2186 | HOL3 |  |  | Conventional Hydroelectric | 15 | MT | Cascade | 46.9915 | -112.0047 | 1918 | 7
NWMT | Holter | 2186 | HOL4 |  |  | Conventional Hydroelectric | 9.6 | MT | Cascade | 46.9915 | -112.0047 | 1918 | 7
NWMT | Horseshoe Bend Wind Park | 56591 | HBWP |  |  | Onshore Wind Turbine | 9 | MT | Cascade | 47.4983 | -111.4392 | 2006 | 2
NWMT | Judith Gap Wind Energy Center | 56377 | 1 |  |  | Onshore Wind Turbine | 135 | MT | Wheatland | 46.5725 | -109.7531 | 2005 | 12
NWMT | Lake (WY) | 7039 | 1 |  |  | Petroleum Liquids | 2.7 | WY | Teton | 44.415 | -110.5739 | 1967 | 9
NWMT | MTSUN | 64032 | MTSUN |  |  | Solar Photovoltaic | 80 | MT | Yellowstone | 45.856 | -108.602 | 2023 | 1
NWMT | Madison Dam | 6422 | MAD5 |  |  | Conventional Hydroelectric | 4.1 | MT | Madison | 45.4879 | -111.6338 | 2021 | 12
NWMT | Madison Dam | 6422 | MAD6 |  |  | Conventional Hydroelectric | 4.1 | MT | Madison | 45.4879 | -111.6338 | 2021 | 12
NWMT | Madison Dam | 6422 | MAD7 |  |  | Conventional Hydroelectric | 4.1 | MT | Madison | 45.4879 | -111.6338 | 2022 | 1
NWMT | Madison Dam | 6422 | MAD8 |  |  | Conventional Hydroelectric | 4.1 | MT | Madison | 45.4879 | -111.6338 | 2022 | 3
NWMT | Magpie Solar, LLC | 61337 | MSMT |  |  | Solar Photovoltaic | 3 | MT | Golden Valley | 46.2914 | -108.9379 | 2017 | 9
NWMT | Morony | 2191 | MOR1 |  |  | Conventional Hydroelectric | 31.5 | MT | Cascade | 47.5817 | -111.0609 | 1930 | 1
NWMT | Morony | 2191 | MOR2 |  |  | Conventional Hydroelectric | 31.5 | MT | Cascade | 47.5817 | -111.0609 | 1930 | 1
NWMT | Musselshell Wind Project | 57963 | MS01 |  |  | Onshore Wind Turbine | 10 | MT | Wheatland | 46.2753 | -109.4828 | 2012 | 12
NWMT | Musselshell Wind Project Two LLC | 57965 | MS02 |  |  | Onshore Wind Turbine | 10 | MT | Wheatland | 46.2753 | -109.4828 | 2012 | 12
NWMT | Mystic | 2192 | MYS1 |  |  | Conventional Hydroelectric | 6 | MT | Stillwater | 45.2257 | -109.7625 | 1925 | 5
NWMT | Mystic | 2192 | MYS2 |  |  | Conventional Hydroelectric | 6 | MT | Stillwater | 45.2257 | -109.7625 | 1925 | 5
NWMT | Old Faithful | 2196 | 1 |  |  | Petroleum Liquids | 1 | WY | Teton | 44.4533 | -110.8347 | 1979 | 12
NWMT | Old Faithful | 2196 | 2 |  |  | Petroleum Liquids | 1 | WY | Teton | 44.4533 | -110.8347 | 1979 | 12
NWMT | Phillips 66 Billings Refinery | 56496 | 3701 |  |  | Other Gases | 1.6 | MT | Yellowstone | 45.7769 | -108.4911 | 2007 | 12
NWMT | Rainbow (MT) | 2193 | RAI9 |  |  | Conventional Hydroelectric | 59 | MT | Cascade | 47.5344 | -111.2045 | 2013 | 3
NWMT | River Bend Solar, LLC (MT) | 61289 | RBSMT |  |  | Solar Photovoltaic | 2 | MT | Stillwater | 45.7038 | -109.5652 | 2017 | 4
NWMT | Ryan | 2194 | RYA1 |  |  | Conventional Hydroelectric | 9.2 | MT | Cascade | 47.5699 | -111.1225 | 1915 | 8
NWMT | Ryan | 2194 | RYA2 |  |  | Conventional Hydroelectric | 9.2 | MT | Cascade | 47.5699 | -111.1225 | 1915 | 8
NWMT | Ryan | 2194 | RYA3 |  |  | Conventional Hydroelectric | 9.2 | MT | Cascade | 47.5699 | -111.1225 | 1915 | 8
NWMT | Ryan | 2194 | RYA4 |  |  | Conventional Hydroelectric | 9.2 | MT | Cascade | 47.5699 | -111.1225 | 1915 | 8
NWMT | Ryan | 2194 | RYA5 |  |  | Conventional Hydroelectric | 9.2 | MT | Cascade | 47.5699 | -111.1225 | 1916 | 9
NWMT | Ryan | 2194 | RYA6 |  |  | Conventional Hydroelectric | 9.2 | MT | Cascade | 47.5699 | -111.1225 | 1916 | 9
NWMT | Selis Ksanka Qlispe | 2188 | KER1 |  |  | Conventional Hydroelectric | 70.6 | MT | Lake | 47.6777 | -114.2339 | 1938 | 10
NWMT | Selis Ksanka Qlispe | 2188 | KER2 |  |  | Conventional Hydroelectric | 70.6 | MT | Lake | 47.6777 | -114.2339 | 1949 | 5
NWMT | Selis Ksanka Qlispe | 2188 | KER3 |  |  | Conventional Hydroelectric | 86.6 | MT | Lake | 47.6777 | -114.2339 | 1954 | 11
NWMT | South Dry Creek Hydro | 10138 | 1 |  |  | Conventional Hydroelectric | 2 | MT | Carbon | 45.2063 | -109.1652 | 1985 | 9
NWMT | South Mills Solar, LLC | 61290 | SMSMT |  |  | Solar Photovoltaic | 3 | MT | Big Horn | 45.7301 | -107.6326 | 2017 | 4
NWMT | South Peak Wind | 62939 | 41001 |  |  | Onshore Wind Turbine | 80 | MT | Judith Basin | 47.3299 | -110.6146 | 2020 | 4
NWMT | Spion Kop Wind Farm | 58218 | SKW25 |  |  | Onshore Wind Turbine | 40 | MT | Judith Basin | 47.3333 | -110.6392 | 2012 | 12
NWMT | Stillwater Wind, LLC | 61858 | WT |  |  | Onshore Wind Turbine | 79.7 | MT | Stillwater | 45.8658 | -109.4766 | 2018 | 10
NWMT | Thompson Falls | 2195 | TF1 |  |  | Conventional Hydroelectric | 7 | MT | Sanders | 47.5932 | -115.3582 | 1917 | 7
NWMT | Thompson Falls | 2195 | TF2 |  |  | Conventional Hydroelectric | 7 | MT | Sanders | 47.5932 | -115.3582 | 1917 | 5
NWMT | Thompson Falls | 2195 | TF3 |  |  | Conventional Hydroelectric | 7 | MT | Sanders | 47.5932 | -115.3582 | 1916 | 11
NWMT | Thompson Falls | 2195 | TF4 |  |  | Conventional Hydroelectric | 6 | MT | Sanders | 47.5932 | -115.3582 | 1916 | 11
NWMT | Thompson Falls | 2195 | TF5 |  |  | Conventional Hydroelectric | 7 | MT | Sanders | 47.5932 | -115.3582 | 1915 | 7
NWMT | Thompson Falls | 2195 | TF6 |  |  | Conventional Hydroelectric | 7 | MT | Sanders | 47.5932 | -115.3582 | 1915 | 7
NWMT | Thompson Falls | 2195 | TF7 |  |  | Conventional Hydroelectric | 57.1 | MT | Sanders | 47.5932 | -115.3582 | 1915 | 7
NWMT | Turnbull Hydro | 57690 | 1 |  |  | Conventional Hydroelectric | 5.3 | MT | Teton | 47.6053 | -112.0969 | 2011 | 7
NWMT | Turnbull Hydro | 57690 | 2 |  |  | Conventional Hydroelectric | 7.7 | MT | Teton | 47.6053 | -112.0969 | 2011 | 6
NWMT | Two Dot Wind Broadview East LLC | 64332 | CHL2 |  |  | Onshore Wind Turbine | 1.8 | MT | Yellowstone | 46.1026 | -108.8066 | 2018 | 10
NWMT | Two Dot Wind Farm | 59003 | 1 |  |  | Onshore Wind Turbine | 9.7 | MT | Wheatland | 46.4494 | -110.0872 | 2014 | 6
NWMT | Western Sugar Cooperative - Billings | 62319 | 1 |  |  | Conventional Steam Coal | 1.5 | MT | Yellowstone | 45.7653 | -108.4992 | 2011 | 3
NWMT | Yellowstone County Generating Station | 67766 | YGS01 |  |  | Natural Gas Internal Combustion Engine | 11.5 | MT | Yellowstone | 45.6599 | -108.7608 | 2024 | 7
NWMT | Yellowstone County Generating Station | 67766 | YGS02 |  |  | Natural Gas Internal Combustion Engine | 11.5 | MT | Yellowstone | 45.6599 | -108.7608 | 2024 | 7
NWMT | Yellowstone County Generating Station | 67766 | YGS03 |  |  | Natural Gas Internal Combustion Engine | 11.5 | MT | Yellowstone | 45.6599 | -108.7608 | 2024 | 7
NWMT | Yellowstone County Generating Station | 67766 | YGS04 |  |  | Natural Gas Internal Combustion Engine | 11.5 | MT | Yellowstone | 45.6599 | -108.7608 | 2024 | 7
NWMT | Yellowstone County Generating Station | 67766 | YGS05 |  |  | Natural Gas Internal Combustion Engine | 11.5 | MT | Yellowstone | 45.6599 | -108.7608 | 2024 | 7
NWMT | Yellowstone County Generating Station | 67766 | YGS06 |  |  | Natural Gas Internal Combustion Engine | 11.5 | MT | Yellowstone | 45.6599 | -108.7608 | 2024 | 7
NWMT | Yellowstone County Generating Station | 67766 | YGS07 |  |  | Natural Gas Internal Combustion Engine | 11.5 | MT | Yellowstone | 45.6599 | -108.7608 | 2024 | 7
NWMT | Yellowstone County Generating Station | 67766 | YGS08 |  |  | Natural Gas Internal Combustion Engine | 11.5 | MT | Yellowstone | 45.6599 | -108.7608 | 2024 | 7
NWMT | Yellowstone County Generating Station | 67766 | YGS09 |  |  | Natural Gas Internal Combustion Engine | 11.5 | MT | Yellowstone | 45.6599 | -108.7608 | 2024 | 7
NWMT | Yellowstone County Generating Station | 67766 | YGS10 |  |  | Natural Gas Internal Combustion Engine | 11.5 | MT | Yellowstone | 45.6599 | -108.7608 | 2024 | 7
NWMT | Yellowstone County Generating Station | 67766 | YGS11 |  |  | Natural Gas Internal Combustion Engine | 11.5 | MT | Yellowstone | 45.6599 | -108.7608 | 2024 | 7
NWMT | Yellowstone County Generating Station | 67766 | YGS12 |  |  | Natural Gas Internal Combustion Engine | 11.5 | MT | Yellowstone | 45.6599 | -108.7608 | 2024 | 7
NWMT | Yellowstone County Generating Station | 67766 | YGS13 |  |  | Natural Gas Internal Combustion Engine | 11.5 | MT | Yellowstone | 45.6599 | -108.7608 | 2024 | 7
NWMT | Yellowstone County Generating Station | 67766 | YGS14 |  |  | Natural Gas Internal Combustion Engine | 11.5 | MT | Yellowstone | 45.6599 | -108.7608 | 2024 | 7
NWMT | Yellowstone County Generating Station | 67766 | YGS15 |  |  | Natural Gas Internal Combustion Engine | 11.5 | MT | Yellowstone | 45.6599 | -108.7608 | 2024 | 7
NWMT | Yellowstone County Generating Station | 67766 | YGS16 |  |  | Natural Gas Internal Combustion Engine | 11.5 | MT | Yellowstone | 45.6599 | -108.7608 | 2024 | 7
NWMT | Yellowstone County Generating Station | 67766 | YGS17 |  |  | Natural Gas Internal Combustion Engine | 11.5 | MT | Yellowstone | 45.6599 | -108.7608 | 2024 | 7
NWMT | Yellowstone County Generating Station | 67766 | YGS18 |  |  | Natural Gas Internal Combustion Engine | 11.5 | MT | Yellowstone | 45.6599 | -108.7608 | 2024 | 7
NWMT | Yellowstone Energy LP | 50931 | GEN1 |  |  | Petroleum Coke | 68 | MT | Yellowstone | 45.8117 | -108.4278 | 1995 | 6
NYIS | 59th Street | 2503 | GT1 |  |  | Natural Gas Fired Combustion Turbine | 17.1 | NY | New York | 40.7713 | -73.9911 | 1969 | 6
NYIS | 74th Street | 2504 | GT1 |  |  | Petroleum Liquids | 18.5 | NY | New York | 40.768 | -73.9515 | 1968 | 10
NYIS | 74th Street | 2504 | GT2 |  |  | Petroleum Liquids | 18.5 | NY | New York | 40.768 | -73.9515 | 1968 | 10
NYIS | 98th Street Battery Storage Station | 62839 | ESS98 |  |  | Batteries | 2 | NY | Queens | 40.6791 | -73.8402 | 2021 | 6
NYIS | ATT Jericho | 62572 | ATT49 |  |  | Other Natural Gas | 1 | NY | Suffolk | 40.8302 | -73.3522 | 2017 | 3
NYIS | Albany Medical Ctr Cogen Plant | 59453 | GTG1A |  |  | Natural Gas Fired Combustion Turbine | 4.3 | NY | Albany | 42.655 | -73.7777 | 2020 | 6
NYIS | Albert Einstein College of Medicine | 62398 | CM454 |  |  | Petroleum Liquids | 0.5 | NY | Bronx | 40.8513 | -73.8483 | 2012 | 1
NYIS | Albert Einstein College of Medicine | 62398 | CP035 |  |  | Petroleum Liquids | 1 | NY | Bronx | 40.8513 | -73.8483 | 2002 | 1
NYIS | Albert Einstein College of Medicine | 62398 | CP643 |  |  | Petroleum Liquids | 0.2 | NY | Bronx | 40.8513 | -73.8483 | 2002 | 1
NYIS | Albert Einstein College of Medicine | 62398 | CP703 |  |  | Petroleum Liquids | 0.5 | NY | Bronx | 40.8513 | -73.8483 | 2001 | 1
NYIS | Albert Einstein College of Medicine | 62398 | CP810 |  |  | Petroleum Liquids | 0.7 | NY | Bronx | 40.8513 | -73.8483 | 2002 | 1
NYIS | Albert Einstein College of Medicine | 62398 | CP919 |  |  | Petroleum Liquids | 0.1 | NY | Bronx | 40.8513 | -73.8483 | 2002 | 1
NYIS | Albert Einstein College of Medicine | 62398 | CP922 |  |  | Petroleum Liquids | 0.5 | NY | Bronx | 40.8513 | -73.8483 | 2008 | 1
NYIS | Albert Einstein College of Medicine | 62398 | CP925 |  |  | Petroleum Liquids | 0.9 | NY | Bronx | 40.8513 | -73.8483 | 2002 | 1
NYIS | Albert Einstein College of Medicine | 62398 | CP961 |  |  | Petroleum Liquids | 1.8 | NY | Bronx | 40.8513 | -73.8483 | 2008 | 1
NYIS | Albert Einstein College of Medicine | 62398 | CP962 |  |  | Petroleum Liquids | 1.8 | NY | Bronx | 40.8513 | -73.8483 | 2008 | 1
NYIS | Albert Einstein College of Medicine | 62398 | WK259 |  |  | Natural Gas Internal Combustion Engine | 0.2 | NY | Bronx | 40.8513 | -73.8483 | 2002 | 1
NYIS | Alice Falls Hydro Project | 54391 | 1 |  |  | Conventional Hydroelectric | 1.5 | NY | Clinton | 44.5192 | -73.4648 | 1991 | 11
NYIS | Alice Falls Hydro Project | 54391 | 2 |  |  | Conventional Hydroelectric | 0.6 | NY | Clinton | 44.5192 | -73.4648 | 1991 | 11
NYIS | Allegany Cogen | 7784 | 1 |  |  | Natural Gas Fired Combined Cycle | 42 | NY | Allegany | 42.5027 | -78.0686 | 1994 | 6
NYIS | Allegany Cogen | 7784 | 2 |  |  | Natural Gas Fired Combined Cycle | 25 | NY | Allegany | 42.5027 | -78.0686 | 1994 | 6
NYIS | Allens Falls | 2540 | 1 |  |  | Conventional Hydroelectric | 4 | NY | St Lawrence | 44.6603 | -74.8603 | 1927 | 1
NYIS | Altice - Hicksville | 65212 | ATC04 |  |  | Other Natural Gas | 2 | NY | Nassau | 40.76 | -73.5042 | 2021 | 8
NYIS | Altona | 56901 | 1 |  |  | Onshore Wind Turbine | 97.5 | NY | Clinton | 44.8216 | -73.6509 | 2009 | 4
NYIS | Apple Staten Island - Industrial Loop | 66457 | APP18 |  |  | Other Natural Gas | 5 | NY | Richmond | 40.5522 | -74.2326 | 2022 | 6
NYIS | Apple Staten Island - Winant Place | 66460 | APP21 |  |  | Other Natural Gas | 5 | NY | Richmond | 40.5366 | -74.2409 | 2022 | 8
NYIS | Arkwright Summit Wind Farm LLC | 61673 | WT |  |  | Onshore Wind Turbine | 78.4 | NY | Chautauqua | 42.4149 | -79.2427 | 2018 | 8
NYIS | Arthur Kill Generating Station | 2490 | 2 |  |  | Natural Gas Steam Turbine | 342 | NY | Richmond | 40.5916 | -74.2 | 1959 | 9
NYIS | Arthur Kill Generating Station | 2490 | 3 |  |  | Natural Gas Steam Turbine | 535.5 | NY | Richmond | 40.5916 | -74.2 | 1969 | 6
NYIS | Arthur Kill Generating Station | 2490 | GT1 |  |  | Natural Gas Fired Combustion Turbine | 18 | NY | Richmond | 40.5916 | -74.2 | 1970 | 1
NYIS | Ashokan | 88 | 1 |  |  | Conventional Hydroelectric | 2.3 | NY | Ulster | 41.949 | -74.2063 | 1982 | 11
NYIS | Ashokan | 88 | 2 |  |  | Conventional Hydroelectric | 2.3 | NY | Ulster | 41.949 | -74.2063 | 1982 | 11
NYIS | Astoria Energy | 55375 | CT1 |  |  | Natural Gas Fired Combined Cycle | 170 | NY | Queens | 40.7825 | -73.8964 | 2006 | 5
NYIS | Astoria Energy | 55375 | CT2 |  |  | Natural Gas Fired Combined Cycle | 170 | NY | Queens | 40.7825 | -73.8964 | 2006 | 5
NYIS | Astoria Energy | 55375 | ST1 |  |  | Natural Gas Fired Combined Cycle | 255 | NY | Queens | 40.7825 | -73.8964 | 2006 | 5
NYIS | Astoria Energy II | 57664 | CT3 |  |  | Natural Gas Fired Combined Cycle | 200 | NY | Queens | 40.7813 | -73.8966 | 2011 | 7
NYIS | Astoria Energy II | 57664 | CT4 |  |  | Natural Gas Fired Combined Cycle | 200 | NY | Queens | 40.7813 | -73.8966 | 2011 | 7
NYIS | Astoria Energy II | 57664 | ST2 |  |  | Natural Gas Fired Combined Cycle | 250 | NY | Queens | 40.7813 | -73.8966 | 2011 | 7
NYIS | Astoria Generating Station | 8906 | 1 |  |  | Natural Gas Fired Combustion Turbine | 15 | NY | Queens | 40.7877 | -73.9126 | 1967 | 7
NYIS | Astoria Generating Station | 8906 | 2 |  |  | Natural Gas Steam Turbine | 180 | NY | Queens | 40.7877 | -73.9126 | 1954 | 3
NYIS | Astoria Generating Station | 8906 | 3 |  |  | Natural Gas Steam Turbine | 376 | NY | Queens | 40.7877 | -73.9126 | 1958 | 9
NYIS | Astoria Generating Station | 8906 | 4 |  |  | Natural Gas Steam Turbine | 387 | NY | Queens | 40.7877 | -73.9126 | 1961 | 12
NYIS | Astoria Generating Station | 8906 | ST5 |  |  | Natural Gas Steam Turbine | 387 | NY | Queens | 40.7877 | -73.9126 | 1962 | 5
NYIS | Athens Generating Plant | 55405 | CT1 |  |  | Natural Gas Fired Combined Cycle | 270.3 | NY | Greene | 42.2728 | -73.8492 | 2004 | 4
NYIS | Athens Generating Plant | 55405 | CT2 |  |  | Natural Gas Fired Combined Cycle | 270.3 | NY | Greene | 42.2728 | -73.8492 | 2004 | 5
NYIS | Athens Generating Plant | 55405 | CT3 |  |  | Natural Gas Fired Combined Cycle | 270.3 | NY | Greene | 42.2728 | -73.8492 | 2003 | 4
NYIS | Athens Generating Plant | 55405 | ST1 |  |  | Natural Gas Fired Combined Cycle | 136.9 | NY | Greene | 42.2728 | -73.8492 | 2004 | 1
NYIS | Athens Generating Plant | 55405 | ST2 |  |  | Natural Gas Fired Combined Cycle | 136.9 | NY | Greene | 42.2728 | -73.8492 | 2004 | 1
NYIS | Athens Generating Plant | 55405 | ST3 |  |  | Natural Gas Fired Combined Cycle | 136.9 | NY | Greene | 42.2728 | -73.8492 | 2004 | 1
NYIS | Auburn LFG Energy Facility | 57636 | 1 |  |  | Landfill Gas | 1.1 | NY | Cayuga | 42.9441 | -76.5939 | 2010 | 1
NYIS | Auburn LFG Energy Facility | 57636 | 3 |  |  | Landfill Gas | 1.1 | NY | Cayuga | 42.9441 | -76.5939 | 2010 | 1
NYIS | Ball Hill Wind Energy, LLC | 65495 | BALLH |  |  | Onshore Wind Turbine | 107.5 | NY | Chautauqua | 42.2653 | -79.0725 | 2023 | 12
NYIS | Baron Winds Farm | 60596 | 1 |  |  | Onshore Wind Turbine | 130 | NY | Steuben | 42.375 | -77.593 | 2023 | 2
NYIS | Bassett Medical Center | 54863 | 0001 |  |  | Petroleum Liquids | 0.8 | NY | Otsego | 42.6944 | -74.9242 | 1992 | 7
NYIS | Bassett Medical Center | 54863 | 0002 |  |  | Petroleum Liquids | 0.8 | NY | Otsego | 42.6944 | -74.9242 | 1992 | 7
NYIS | Bassett Medical Center | 54863 | 0003 |  |  | Petroleum Liquids | 0.8 | NY | Otsego | 42.6944 | -74.9242 | 1992 | 7
NYIS | Bassett Medical Center | 54863 | 0004 |  |  | Petroleum Liquids | 1.6 | NY | Otsego | 42.6944 | -74.9242 | 2004 | 5
NYIS | Bassett Medical Center | 54863 | 0005 |  |  | Petroleum Liquids | 1.6 | NY | Otsego | 42.6944 | -74.9242 | 2006 | 5
NYIS | Batavia Power Plant | 54593 | GEN1 |  |  | Natural Gas Fired Combined Cycle | 47.7 | NY | Genesee | 42.9828 | -78.1592 | 1992 | 9
NYIS | Batavia Power Plant | 54593 | GEN2 |  |  | Natural Gas Fired Combined Cycle | 18.5 | NY | Genesee | 42.9828 | -78.1592 | 1992 | 9
NYIS | Batavia Power Plant | 54593 | GEN3 |  |  | Petroleum Liquids | 1.1 | NY | Genesee | 42.9828 | -78.1592 | 1992 | 9
NYIS | Bayonne Energy Center | 56964 | GT1 |  |  | Natural Gas Fired Combustion Turbine | 64 | NJ | Hudson | 40.6528 | -74.0915 | 2012 | 6
NYIS | Bayonne Energy Center | 56964 | GT10 |  |  | Natural Gas Fired Combustion Turbine | 66 | NJ | Hudson | 40.6528 | -74.0915 | 2018 | 5
NYIS | Bayonne Energy Center | 56964 | GT2 |  |  | Natural Gas Fired Combustion Turbine | 64 | NJ | Hudson | 40.6528 | -74.0915 | 2012 | 6
NYIS | Bayonne Energy Center | 56964 | GT3 |  |  | Natural Gas Fired Combustion Turbine | 64 | NJ | Hudson | 40.6528 | -74.0915 | 2012 | 6
NYIS | Bayonne Energy Center | 56964 | GT4 |  |  | Natural Gas Fired Combustion Turbine | 64 | NJ | Hudson | 40.6528 | -74.0915 | 2012 | 6
NYIS | Bayonne Energy Center | 56964 | GT5 |  |  | Natural Gas Fired Combustion Turbine | 64 | NJ | Hudson | 40.6528 | -74.0915 | 2012 | 6
NYIS | Bayonne Energy Center | 56964 | GT6 |  |  | Natural Gas Fired Combustion Turbine | 64 | NJ | Hudson | 40.6528 | -74.0915 | 2012 | 6
NYIS | Bayonne Energy Center | 56964 | GT7 |  |  | Natural Gas Fired Combustion Turbine | 64 | NJ | Hudson | 40.6528 | -74.0915 | 2012 | 6
NYIS | Bayonne Energy Center | 56964 | GT8 |  |  | Natural Gas Fired Combustion Turbine | 64 | NJ | Hudson | 40.6528 | -74.0915 | 2012 | 6
NYIS | Bayonne Energy Center | 56964 | GT9 |  |  | Natural Gas Fired Combustion Turbine | 66 | NJ | Hudson | 40.6528 | -74.0915 | 2018 | 5
NYIS | Bayswater Peaking Facility LLC | 55699 | 1 |  |  | Natural Gas Fired Combustion Turbine | 60.5 | NY | Queens | 40.6107 | -73.7622 | 2002 | 6
NYIS | Beardslee | 2543 | 1 |  |  | Conventional Hydroelectric | 10 | NY | Herkimer | 43.0191 | -74.7413 | 1924 | 1
NYIS | Beardslee | 2543 | 2 |  |  | Conventional Hydroelectric | 10 | NY | Herkimer | 43.0191 | -74.7413 | 1924 | 1
NYIS | Beebee Island Hydro Plant | 10531 | 1 |  |  | Conventional Hydroelectric | 4 | NY | Jefferson | 43.9767 | -75.9072 | 1931 | 1
NYIS | Beebee Island Hydro Plant | 10531 | 2 |  |  | Conventional Hydroelectric | 5 | NY | Jefferson | 43.9767 | -75.9072 | 1931 | 1
NYIS | Belfort | 2544 | 1 |  |  | Conventional Hydroelectric | 0.4 | NY | Lewis | 43.9275 | -75.3331 | 1903 | 1
NYIS | Belfort | 2544 | 2 |  |  | Conventional Hydroelectric | 0.6 | NY | Lewis | 43.9275 | -75.3331 | 1915 | 1
NYIS | Belfort | 2544 | 3 |  |  | Conventional Hydroelectric | 1 | NY | Lewis | 43.9275 | -75.3331 | 1918 | 1
NYIS | Bennetts Bridge | 2545 | 1 |  |  | Conventional Hydroelectric | 9 | NY | Oswego | 43.5317 | -75.9531 | 1932 | 1
NYIS | Bennetts Bridge | 2545 | 2 |  |  | Conventional Hydroelectric | 9 | NY | Oswego | 43.5317 | -75.9531 | 1932 | 1
NYIS | Bennetts Bridge | 2545 | 3 |  |  | Conventional Hydroelectric | 9 | NY | Oswego | 43.5317 | -75.9531 | 1966 | 1
NYIS | Bennetts Bridge | 2545 | 4 |  |  | Conventional Hydroelectric | 9 | NY | Oswego | 43.5317 | -75.9531 | 1966 | 1
NYIS | Bethlehem Energy Center | 2539 | 5 |  |  | Natural Gas Fired Combined Cycle | 194.3 | NY | Albany | 42.5942 | -73.7638 | 2005 | 7
NYIS | Bethlehem Energy Center | 2539 | 6 |  |  | Natural Gas Fired Combined Cycle | 194.3 | NY | Albany | 42.5942 | -73.7638 | 2005 | 7
NYIS | Bethlehem Energy Center | 2539 | 7 |  |  | Natural Gas Fired Combined Cycle | 194.3 | NY | Albany | 42.5942 | -73.7638 | 2005 | 7
NYIS | Bethlehem Energy Center | 2539 | 8 |  |  | Natural Gas Fired Combined Cycle | 310.2 | NY | Albany | 42.5942 | -73.7638 | 2005 | 7
NYIS | Bethpage Power Plant | 50292 | GEN1 |  |  | Natural Gas Fired Combined Cycle | 33.7 | NY | Nassau | 40.7469 | -73.4994 | 1989 | 8
NYIS | Bethpage Power Plant | 50292 | GEN2 |  |  | Natural Gas Fired Combined Cycle | 33.7 | NY | Nassau | 40.7469 | -73.4994 | 1989 | 8
NYIS | Bethpage Power Plant | 50292 | GEN3 |  |  | Natural Gas Fired Combined Cycle | 16.2 | NY | Nassau | 40.7469 | -73.4994 | 1989 | 8
NYIS | Bethpage Power Plant | 50292 | GEN5 |  |  | Natural Gas Fired Combustion Turbine | 60 | NY | Nassau | 40.7469 | -73.4994 | 2002 | 7
NYIS | Bethpage Power Plant | 50292 | GEN6 |  |  | Natural Gas Fired Combined Cycle | 60 | NY | Nassau | 40.7469 | -73.4994 | 2005 | 7
NYIS | Bethpage Power Plant | 50292 | GEN7 |  |  | Natural Gas Fired Combined Cycle | 36 | NY | Nassau | 40.7469 | -73.4994 | 2005 | 7
NYIS | Black River | 2546 | 1 |  |  | Conventional Hydroelectric | 2 | NY | Jefferson | 44.0001 | -75.8132 | 1920 | 1
NYIS | Black River | 2546 | 2 |  |  | Conventional Hydroelectric | 2 | NY | Jefferson | 44.0001 | -75.8132 | 1920 | 1
NYIS | Black River | 2546 | 3 |  |  | Conventional Hydroelectric | 2 | NY | Jefferson | 44.0001 | -75.8132 | 1920 | 1
NYIS | Black River Hydro Associates | 10687 | DE1 |  |  | Conventional Hydroelectric | 1.6 | NY | Lewis | 43.5912 | -75.3442 | 1984 | 1
NYIS | Black River Hydro Associates | 10687 | PL1 |  |  | Conventional Hydroelectric | 2.2 | NY | Lewis | 43.5912 | -75.3442 | 1984 | 1
NYIS | Black River Hydro Associates | 10687 | RI1 |  |  | Conventional Hydroelectric | 1.9 | NY | Lewis | 43.5912 | -75.3442 | 1984 | 1
NYIS | Blake | 2547 | 1 |  |  | Conventional Hydroelectric | 15 | NY | St Lawrence | 44.5065 | -74.7534 | 1957 | 1
NYIS | Blanchard Road 1 Community Solar | 64084 | BR1S |  |  | Batteries | 5 | NY | Jefferson | 44.2548 | -76.0118 | 2019 | 12
NYIS | Blanchard Road 2 Community Solar | 64087 | BR2S |  |  | Batteries | 5 | NY | Jefferson | 44.2548 | -76.0118 | 2019 | 12
NYIS | Blenheim Gilboa | 2691 | 1 |  |  | Hydroelectric Pumped Storage | 250 | NY | Schoharie | 42.4423 | -74.4479 | 1973 | 7
NYIS | Blenheim Gilboa | 2691 | 2 |  |  | Hydroelectric Pumped Storage | 250 | NY | Schoharie | 42.4423 | -74.4479 | 1973 | 7
NYIS | Blenheim Gilboa | 2691 | 3 |  |  | Hydroelectric Pumped Storage | 250 | NY | Schoharie | 42.4423 | -74.4479 | 1973 | 7
NYIS | Blenheim Gilboa | 2691 | 4 |  |  | Hydroelectric Pumped Storage | 250 | NY | Schoharie | 42.4423 | -74.4479 | 1973 | 7
NYIS | Bliss (NY) | 56620 | 1 |  |  | Onshore Wind Turbine | 100.5 | NY | Wyoming | 42.5367 | -78.3047 | 2008 | 5
NYIS | Bloom-Altice Fuel Cell | 64143 | BLA |  |  | Other Natural Gas | 2 | NY | Nassau | 40.7612 | -73.4943 | 2020 | 10
NYIS | Bluestone Wind, LLC | 65496 | BLUES |  |  | Onshore Wind Turbine | 111.8 | NY | Broome | 42.1118 | -75.4578 | 2023 | 10
NYIS | Bowline Point | 2625 | 1 |  |  | Natural Gas Steam Turbine | 621 | NY | Rockland | 41.2044 | -73.9689 | 1972 | 9
NYIS | Bowline Point | 2625 | 2 |  |  | Natural Gas Steam Turbine | 621 | NY | Rockland | 41.2044 | -73.9689 | 1974 | 5
NYIS | Brentwood | 7912 | 1 |  |  | Natural Gas Fired Combustion Turbine | 47 | NY | Suffolk | 40.7871 | -73.2934 | 2001 | 7
NYIS | Bronx Zoo | 50427 | GEN1 |  |  | Natural Gas Internal Combustion Engine | 0.5 | NY | Bronx | 40.8441 | -73.8769 | 1991 | 1
NYIS | Bronx Zoo | 50427 | GEN2 |  |  | Natural Gas Internal Combustion Engine | 0.5 | NY | Bronx | 40.8441 | -73.8769 | 1991 | 1
NYIS | Bronx Zoo | 50427 | GEN3 |  |  | Natural Gas Internal Combustion Engine | 1.1 | NY | Bronx | 40.8441 | -73.8769 | 1991 | 1
NYIS | Bronx Zoo | 50427 | GEN4 |  |  | Natural Gas Internal Combustion Engine | 1.5 | NY | Bronx | 40.8441 | -73.8769 | 1995 | 4
NYIS | Brookfield Power Glen Falls Hydro | 56936 | GEN1 |  |  | Conventional Hydroelectric | 2.4 | NY | Warren | 43.3085 | -73.6366 | 1944 | 1
NYIS | Brookfield Power Glen Falls Hydro | 56936 | GEN2 |  |  | Conventional Hydroelectric | 2 | NY | Warren | 43.3085 | -73.6366 | 1957 | 1
NYIS | Brookfield Power Glen Falls Hydro | 56936 | GEN3 |  |  | Conventional Hydroelectric | 2.2 | NY | Warren | 43.3085 | -73.6366 | 1980 | 1
NYIS | Brookfield Power Glen Falls Hydro | 56936 | GEN4 |  |  | Conventional Hydroelectric | 2.4 | NY | Warren | 43.3085 | -73.6366 | 1980 | 1
NYIS | Brookfield Power Glen Falls Hydro | 56936 | GEN5 |  |  | Conventional Hydroelectric | 2.8 | NY | Warren | 43.3085 | -73.6366 | 1965 | 1
NYIS | Brooklyn Hospital Center | 62002 | 400DF |  |  | Petroleum Liquids | 0.4 | NY | Kings | 40.6905 | -73.9779 | 2004 | 1
NYIS | Brooklyn Hospital Center | 62002 | 500RE |  |  | Petroleum Liquids | 0.5 | NY | Kings | 40.6905 | -73.9779 | 2014 | 1
NYIS | Brooklyn Hospital Center | 62002 | C18 |  |  | Petroleum Liquids | 0.6 | NY | Kings | 40.6905 | -73.9779 | 2019 | 1
NYIS | Brooklyn Navy Yard Cogeneration | 54914 | 01 |  |  | Natural Gas Fired Combined Cycle | 121 | NY | Kings | 40.6994 | -73.9764 | 1996 | 3
NYIS | Brooklyn Navy Yard Cogeneration | 54914 | 02 |  |  | Natural Gas Fired Combined Cycle | 121 | NY | Kings | 40.6994 | -73.9764 | 1996 | 3
NYIS | Brooklyn Navy Yard Cogeneration | 54914 | 03 |  |  | Natural Gas Fired Combined Cycle | 40 | NY | Kings | 40.6994 | -73.9764 | 1996 | 6
NYIS | Brooklyn Navy Yard Cogeneration | 54914 | 04 |  |  | Natural Gas Fired Combined Cycle | 40 | NY | Kings | 40.6994 | -73.9764 | 1996 | 6
NYIS | Browns Falls | 2548 | 1 |  |  | Conventional Hydroelectric | 8 | NY | St Lawrence | 44.2114 | -75.0594 | 1923 | 1
NYIS | Browns Falls | 2548 | 2 |  |  | Conventional Hydroelectric | 8 | NY | St Lawrence | 44.2114 | -75.0594 | 1923 | 1
NYIS | Burrstone Energy Center | 62920 | CG-1 |  |  | Natural Gas Internal Combustion Engine | 1.1 | NY | Oneida | 43.0953 | -75.2784 | 2009 | 8
NYIS | Burrstone Energy Center | 62920 | CG-2 |  |  | Natural Gas Internal Combustion Engine | 1.1 | NY | Oneida | 43.0953 | -75.2784 | 2009 | 8
NYIS | Burrstone Energy Center | 62920 | CG-3 |  |  | Natural Gas Internal Combustion Engine | 1.1 | NY | Oneida | 43.0953 | -75.2784 | 2009 | 8
NYIS | Burrstone Energy Center | 62920 | CG-4 |  |  | Natural Gas Internal Combustion Engine | 0.3 | NY | Oneida | 43.0953 | -75.2784 | 2009 | 8
NYIS | CH Resources Beaver Falls | 10617 | GEN1 |  |  | Natural Gas Fired Combined Cycle | 65.5 | NY | Lewis | 43.8861 | -75.4342 | 1995 | 4
NYIS | CH Resources Beaver Falls | 10617 | GEN2 |  |  | Natural Gas Fired Combined Cycle | 42.3 | NY | Lewis | 43.8861 | -75.4342 | 1995 | 4
NYIS | CH Resources Syracuse | 10621 | GEN1 |  |  | Natural Gas Fired Combined Cycle | 65.5 | NY | Onondaga | 43.0667 | -76.2246 | 1994 | 1
NYIS | CH Resources Syracuse | 10621 | GEN2 |  |  | Natural Gas Fired Combined Cycle | 37.2 | NY | Onondaga | 43.0667 | -76.2246 | 1994 | 1
NYIS | CPV Valley Energy Center | 56940 | CTG1 |  |  | Natural Gas Fired Combined Cycle | 235 | NY | Orange | 41.4122 | -74.4378 | 2018 | 5
NYIS | CPV Valley Energy Center | 56940 | CTG2 |  |  | Natural Gas Fired Combined Cycle | 235 | NY | Orange | 41.4122 | -74.4378 | 2018 | 5
NYIS | CPV Valley Energy Center | 56940 | STG |  |  | Natural Gas Fired Combined Cycle | 300.5 | NY | Orange | 41.4122 | -74.4378 | 2018 | 5
NYIS | Cadyville | 2522 | 1 |  |  | Conventional Hydroelectric | 1.2 | NY | Clinton | 44.695 | -73.6219 | 1921 | 8
NYIS | Cadyville | 2522 | 2 |  |  | Conventional Hydroelectric | 1.2 | NY | Clinton | 44.695 | -73.6219 | 1921 | 8
NYIS | Cadyville | 2522 | 3 |  |  | Conventional Hydroelectric | 3.1 | NY | Clinton | 44.695 | -73.6219 | 1986 | 9
NYIS | Caithness Long Island Energy Center | 56234 | CT01 |  |  | Natural Gas Fired Combined Cycle | 196.2 | NY | Suffolk | 40.8142 | -72.9403 | 2009 | 8
NYIS | Caithness Long Island Energy Center | 56234 | ST01 |  |  | Natural Gas Fired Combined Cycle | 152.7 | NY | Suffolk | 40.8142 | -72.9403 | 2009 | 8
NYIS | Carr Street Generating Station | 50978 | GEN1 |  |  | Natural Gas Fired Combined Cycle | 48.8 | NY | Onondaga | 43.0613 | -76.0824 | 1993 | 7
NYIS | Carr Street Generating Station | 50978 | GEN2 |  |  | Natural Gas Fired Combined Cycle | 48.8 | NY | Onondaga | 43.0613 | -76.0824 | 1993 | 7
NYIS | Carr Street Generating Station | 50978 | GEN3 |  |  | Natural Gas Fired Combined Cycle | 25 | NY | Onondaga | 43.0613 | -76.0824 | 1993 | 7
NYIS | Carthage Energy LLC | 10620 | GEN1 |  |  | Natural Gas Fired Combined Cycle | 40.9 | NY | Jefferson | 43.9842 | -75.6225 | 1991 | 11
NYIS | Carthage Energy LLC | 10620 | GEN2 |  |  | Natural Gas Fired Combined Cycle | 22 | NY | Jefferson | 43.9842 | -75.6225 | 1991 | 11
NYIS | Cassadaga Wind Farm | 58777 | 1 |  |  | Onshore Wind Turbine | 124 | NY | Chautauqua | 42.3383 | -79.1956 | 2021 | 7
NYIS | Castleton Energy Center | 10190 | GEN1 |  |  | Natural Gas Fired Combined Cycle | 47 | NY | Rensselaer | 42.5375 | -73.7433 | 1992 | 2
NYIS | Castleton Energy Center | 10190 | GEN2 |  |  | Natural Gas Fired Combined Cycle | 25 | NY | Rensselaer | 42.5375 | -73.7433 | 1992 | 2
NYIS | Center Falls | 10853 | 1 |  |  | Conventional Hydroelectric | 0.4 | NY | Washington | 43.0967 | -73.4602 | 1984 | 1
NYIS | Center Falls | 10853 | 2 |  |  | Conventional Hydroelectric | 0.4 | NY | Washington | 43.0967 | -73.4602 | 1984 | 1
NYIS | Center Falls | 10853 | 3 |  |  | Conventional Hydroelectric | 0.3 | NY | Washington | 43.0967 | -73.4602 | 1984 | 1
NYIS | Certain Solar - Staten Island | 65201 | CTS0A |  |  | Other Natural Gas | 2 | NY | Richmond | 40.5404 | -74.1768 | 2020 | 9
NYIS | Certain Solar - Staten Island | 65201 | CTS0B |  |  | Other Natural Gas | 1.5 | NY | Richmond | 40.5404 | -74.1768 | 2020 | 9
NYIS | Certain Solar - Staten Island | 65201 | CTS0C |  |  | Other Natural Gas | 2 | NY | Richmond | 40.5404 | -74.1768 | 2020 | 9
NYIS | Certain Solar - Staten Island | 65201 | CTS0D |  |  | Other Natural Gas | 2 | NY | Richmond | 40.5404 | -74.1768 | 2020 | 9
NYIS | Chaffee Gas Recovery | 56526 | GEN1 |  |  | Landfill Gas | 0.8 | NY | Erie | 42.5831 | -78.4864 | 2007 | 8
NYIS | Chaffee Gas Recovery | 56526 | GEN2 |  |  | Landfill Gas | 0.8 | NY | Erie | 42.5831 | -78.4864 | 2007 | 8
NYIS | Chaffee Gas Recovery | 56526 | GEN3 |  |  | Landfill Gas | 0.8 | NY | Erie | 42.5831 | -78.4864 | 2007 | 8
NYIS | Chaffee Gas Recovery | 56526 | GEN4 |  |  | Landfill Gas | 0.8 | NY | Erie | 42.5831 | -78.4864 | 2007 | 8
NYIS | Chaffee Gas Recovery | 56526 | GEN5 |  |  | Landfill Gas | 0.8 | NY | Erie | 42.5831 | -78.4864 | 2007 | 8
NYIS | Chaffee Gas Recovery | 56526 | GEN6 |  |  | Landfill Gas | 0.8 | NY | Erie | 42.5831 | -78.4864 | 2007 | 8
NYIS | Chaffee Gas Recovery | 56526 | GEN7 |  |  | Landfill Gas | 0.8 | NY | Erie | 42.5831 | -78.4864 | 2009 | 10
NYIS | Chaffee Gas Recovery | 56526 | GEN8 |  |  | Landfill Gas | 0.8 | NY | Erie | 42.5831 | -78.4864 | 2009 | 10
NYIS | Charles P Keller | 2695 | 10 |  |  | Natural Gas Internal Combustion Engine | 3.5 | NY | Nassau | 40.6583 | -73.6406 | 1954 | 1
NYIS | Charles P Keller | 2695 | 11 |  |  | Natural Gas Internal Combustion Engine | 5.2 | NY | Nassau | 40.6583 | -73.6406 | 1962 | 1
NYIS | Charles P Keller | 2695 | 12 |  |  | Natural Gas Internal Combustion Engine | 5.5 | NY | Nassau | 40.6583 | -73.6406 | 1967 | 1
NYIS | Charles P Keller | 2695 | 13 |  |  | Natural Gas Internal Combustion Engine | 5.5 | NY | Nassau | 40.6583 | -73.6406 | 1974 | 1
NYIS | Charles P Keller | 2695 | 14 |  |  | Natural Gas Internal Combustion Engine | 6.2 | NY | Nassau | 40.6583 | -73.6406 | 1994 | 9
NYIS | Charles P Keller | 2695 | 9 |  |  | Natural Gas Internal Combustion Engine | 3.5 | NY | Nassau | 40.6583 | -73.6406 | 1954 | 1
NYIS | Chasm | 2550 | 1 |  |  | Conventional Hydroelectric | 1 | NY | Franklin | 44.7533 | -74.2169 | 1913 | 1
NYIS | Chasm | 2550 | 2 |  |  | Conventional Hydroelectric | 1 | NY | Franklin | 44.7533 | -74.2169 | 1913 | 1
NYIS | Chasm | 2550 | 3 |  |  | Conventional Hydroelectric | 1 | NY | Franklin | 44.7533 | -74.2169 | 1926 | 1
NYIS | Chasm Hydro Partnership | 50315 | 1100 |  |  | Conventional Hydroelectric | 1 | NY | Franklin | 44.9318 | -74.1125 | 1982 | 3
NYIS | Chasm Hydro Partnership | 50315 | 2600 |  |  | Conventional Hydroelectric | 0.6 | NY | Franklin | 44.9318 | -74.1125 | 1984 | 10
NYIS | Chateaugay | 56904 | 1 |  |  | Onshore Wind Turbine | 106.5 | NY | Franklin | 44.8917 | -74.0299 | 2009 | 4
NYIS | Chateaugay High Falls Hydro | 50093 | WT |  |  | Conventional Hydroelectric | 1.7 | NY | Franklin | 44.9099 | -74.0858 | 1988 | 12
NYIS | Chautauqua LFGTE Facility | 57186 | GEN1 |  |  | Landfill Gas | 1.6 | NY | Chautauqua | 42.1989 | -79.3186 | 2010 | 2
NYIS | Chautauqua LFGTE Facility | 57186 | GEN2 |  |  | Landfill Gas | 1.6 | NY | Chautauqua | 42.1989 | -79.3186 | 2010 | 2
NYIS | Chautauqua LFGTE Facility | 57186 | GEN3 |  |  | Landfill Gas | 1.6 | NY | Chautauqua | 42.1989 | -79.3186 | 2010 | 2
NYIS | Chautauqua LFGTE Facility | 57186 | GEN4 |  |  | Landfill Gas | 1.6 | NY | Chautauqua | 42.1989 | -79.3186 | 2010 | 2
NYIS | Chautauqua LFGTE Facility | 57186 | GEN5 |  |  | Landfill Gas | 1.6 | NY | Chautauqua | 42.1989 | -79.3186 | 2011 | 7
NYIS | Chautauqua LFGTE Facility | 57186 | GEN6 |  |  | Landfill Gas | 1.6 | NY | Chautauqua | 42.1989 | -79.3186 | 2011 | 7
NYIS | Cicero Energy Storage 1 LLC | 66501 | CCBA1 |  |  | Batteries | 5 | NY | Onondaga | 43.1474 | -76.0868 | 2022 | 3
NYIS | Cicero Energy Storage 2 LLC | 66503 | CCBA2 |  |  | Batteries | 5 | NY | Onondaga | 43.1513 | -76.0888 | 2022 | 3
NYIS | Clinton | 56618 | 1 |  |  | Onshore Wind Turbine | 100.5 | NY | Clinton | 44.8914 | -74.0061 | 2008 | 5
NYIS | Clinton LFGTE Facility | 56986 | GEN1 |  |  | Landfill Gas | 1.6 | NY | Clinton | 44.6917 | -73.5944 | 2008 | 10
NYIS | Clinton LFGTE Facility | 56986 | GEN2 |  |  | Landfill Gas | 1.6 | NY | Clinton | 44.6917 | -73.5944 | 2008 | 10
NYIS | Clinton LFGTE Facility | 56986 | GEN3 |  |  | Landfill Gas | 1.6 | NY | Clinton | 44.6917 | -73.5944 | 2008 | 10
NYIS | Clinton LFGTE Facility | 56986 | GEN4 |  |  | Landfill Gas | 1.6 | NY | Clinton | 44.6917 | -73.5944 | 2009 | 8
NYIS | Cohocton Wind Project | 56634 | 1 |  |  | Onshore Wind Turbine | 87.5 | NY | Steuben | 42.45 | -77.52 | 2009 | 1
NYIS | Colonie LFGTE Facility | 56324 | GEN1 |  |  | Landfill Gas | 1.6 | NY | Albany | 42.8033 | -73.7267 | 2006 | 2
NYIS | Colonie LFGTE Facility | 56324 | GEN2 |  |  | Landfill Gas | 1.6 | NY | Albany | 42.8033 | -73.7267 | 2006 | 2
NYIS | Colonie LFGTE Facility | 56324 | GEN3 |  |  | Landfill Gas | 1.6 | NY | Albany | 42.8033 | -73.7267 | 2006 | 2
NYIS | Colonie LFGTE Facility | 56324 | GEN4 |  |  | Landfill Gas | 1.6 | NY | Albany | 42.8033 | -73.7267 | 2016 | 6
NYIS | Colton | 2551 | 1 |  |  | Conventional Hydroelectric | 10 | NY | St Lawrence | 44.5839 | -74.9583 | 1918 | 1
NYIS | Colton | 2551 | 2 |  |  | Conventional Hydroelectric | 10 | NY | St Lawrence | 44.5839 | -74.9583 | 1918 | 1
NYIS | Colton | 2551 | 3 |  |  | Conventional Hydroelectric | 10 | NY | St Lawrence | 44.5839 | -74.9583 | 1928 | 1
NYIS | Copenhagen Plant | 10545 | GEN1 |  |  | Conventional Hydroelectric | 1.5 | NY | Lewis | 43.8997 | -75.6603 | 1984 | 6
NYIS | Copenhagen Plant | 10545 | GEN2 |  |  | Conventional Hydroelectric | 1.5 | NY | Lewis | 43.8997 | -75.6603 | 1984 | 6
NYIS | Copenhagen Plant | 10545 | GEN3 |  |  | Conventional Hydroelectric | 0.3 | NY | Lewis | 43.8997 | -75.6603 | 1984 | 8
NYIS | Copenhagen Wind Farm | 58979 | CPHGN |  |  | Onshore Wind Turbine | 79.9 | NY | Lewis | 43.9131 | -75.6986 | 2018 | 12
NYIS | Cornell Hydro | 10286 | 1 |  |  | Conventional Hydroelectric | 0.8 | NY | Tompkins | 42.4519 | -76.4851 | 1981 | 12
NYIS | Cornell Hydro | 10286 | 2 |  |  | Conventional Hydroelectric | 1.1 | NY | Tompkins | 42.4519 | -76.4851 | 1981 | 12
NYIS | Cornell University Central Heat | 50368 | CT1 |  |  | Natural Gas Fired Combined Cycle | 15 | NY | Tompkins | 42.4428 | -76.4764 | 2009 | 12
NYIS | Cornell University Central Heat | 50368 | CT2 |  |  | Natural Gas Fired Combined Cycle | 15 | NY | Tompkins | 42.4428 | -76.4764 | 2009 | 12
NYIS | Cornell University Central Heat | 50368 | EDG1 |  |  | Petroleum Liquids | 1 | NY | Tompkins | 42.4428 | -76.4764 | 2009 | 12
NYIS | Cornell University Central Heat | 50368 | EDG2 |  |  | Petroleum Liquids | 1 | NY | Tompkins | 42.4428 | -76.4764 | 2009 | 12
NYIS | Cornell University Central Heat | 50368 | TG1 |  |  | Natural Gas Fired Combined Cycle | 1.8 | NY | Tompkins | 42.4428 | -76.4764 | 1988 | 7
NYIS | Cornell University Central Heat | 50368 | TG2 |  |  | Natural Gas Fired Combined Cycle | 5.7 | NY | Tompkins | 42.4428 | -76.4764 | 1988 | 10
NYIS | Covanta Hempstead | 10642 | GEN1 |  |  | Municipal Solid Waste | 78.6 | NY | Nassau | 40.7389 | -73.5906 | 1989 | 4
NYIS | Coxsackie | 2487 | GT1 |  |  | Natural Gas Fired Combustion Turbine | 21.3 | NY | Greene | 42.3509 | -73.8158 | 1969 | 12
NYIS | Crescent | 2685 | 1 |  |  | Conventional Hydroelectric | 2.8 | NY | Albany | 42.8056 | -73.7226 | 1924 | 7
NYIS | Crescent | 2685 | 2 |  |  | Conventional Hydroelectric | 2.8 | NY | Albany | 42.8056 | -73.7226 | 1924 | 7
NYIS | Crescent | 2685 | 3 |  |  | Conventional Hydroelectric | 3 | NY | Albany | 42.8056 | -73.7226 | 1991 | 7
NYIS | Crescent | 2685 | 4 |  |  | Conventional Hydroelectric | 3 | NY | Albany | 42.8056 | -73.7226 | 1991 | 7
NYIS | Cricket Valley Energy | 57185 | U001 |  |  | Natural Gas Fired Combined Cycle | 174.2 | NY | Dutchess | 41.6761 | -73.5811 | 2020 | 4
NYIS | Cricket Valley Energy | 57185 | U002 |  |  | Natural Gas Fired Combined Cycle | 174.2 | NY | Dutchess | 41.6761 | -73.5811 | 2020 | 4
NYIS | Cricket Valley Energy | 57185 | U003 |  |  | Natural Gas Fired Combined Cycle | 174.2 | NY | Dutchess | 41.6761 | -73.5811 | 2020 | 4
NYIS | Cricket Valley Energy | 57185 | U004 |  |  | Natural Gas Fired Combined Cycle | 263.3 | NY | Dutchess | 41.6761 | -73.5811 | 2020 | 4
NYIS | Cricket Valley Energy | 57185 | U005 |  |  | Natural Gas Fired Combined Cycle | 263.3 | NY | Dutchess | 41.6761 | -73.5811 | 2020 | 4
NYIS | Cricket Valley Energy | 57185 | U006 |  |  | Natural Gas Fired Combined Cycle | 263.3 | NY | Dutchess | 41.6761 | -73.5811 | 2020 | 4
NYIS | Curtis Palmer Hydroelectric | 54580 | C1 |  |  | Conventional Hydroelectric | 2.6 | NY | Saratoga | 43.2469 | -73.8281 | 1986 | 3
NYIS | Curtis Palmer Hydroelectric | 54580 | C2 |  |  | Conventional Hydroelectric | 2.6 | NY | Saratoga | 43.2469 | -73.8281 | 1986 | 1
NYIS | Curtis Palmer Hydroelectric | 54580 | C3 |  |  | Conventional Hydroelectric | 2.6 | NY | Saratoga | 43.2469 | -73.8281 | 1985 | 12
NYIS | Curtis Palmer Hydroelectric | 54580 | C4 |  |  | Conventional Hydroelectric | 1 | NY | Saratoga | 43.2469 | -73.8281 | 1985 | 11
NYIS | Curtis Palmer Hydroelectric | 54580 | C5 |  |  | Conventional Hydroelectric | 1 | NY | Saratoga | 43.2469 | -73.8281 | 1985 | 10
NYIS | Curtis Palmer Hydroelectric | 54580 | P1 |  |  | Conventional Hydroelectric | 24.6 | NY | Saratoga | 43.2469 | -73.8281 | 1986 | 11
NYIS | Curtis Palmer Hydroelectric | 54580 | P2 |  |  | Conventional Hydroelectric | 24.6 | NY | Saratoga | 43.2469 | -73.8281 | 1986 | 10
NYIS | DANC LFGTE Facility | 56958 | GEN1 |  |  | Landfill Gas | 1.6 | NY | Jefferson | 43.82 | -75.9175 | 2008 | 10
NYIS | DANC LFGTE Facility | 56958 | GEN2 |  |  | Landfill Gas | 1.6 | NY | Jefferson | 43.82 | -75.9175 | 2008 | 10
NYIS | DANC LFGTE Facility | 56958 | GEN3 |  |  | Landfill Gas | 1.6 | NY | Jefferson | 43.82 | -75.9175 | 2008 | 10
NYIS | DANC LFGTE Facility | 56958 | GEN4 |  |  | Landfill Gas | 1.6 | NY | Jefferson | 43.82 | -75.9175 | 2012 | 4
NYIS | Dahowa Hydro | 50280 | GEN1 |  |  | Conventional Hydroelectric | 10.5 | NY | Washington | 43.1033 | -73.5369 | 1987 | 12
NYIS | Danskammer Generating Station | 2480 | 1 |  |  | Natural Gas Steam Turbine | 72 | NY | Orange | 41.5734 | -73.9646 | 1951 | 12
NYIS | Danskammer Generating Station | 2480 | 2 |  |  | Natural Gas Steam Turbine | 73.5 | NY | Orange | 41.5734 | -73.9646 | 1954 | 9
NYIS | Danskammer Generating Station | 2480 | 3 |  |  | Natural Gas Steam Turbine | 147.1 | NY | Orange | 41.5734 | -73.9646 | 1959 | 10
NYIS | Danskammer Generating Station | 2480 | 4 |  |  | Natural Gas Steam Turbine | 239.4 | NY | Orange | 41.5734 | -73.9646 | 1967 | 9
NYIS | Danskammer Generating Station | 2480 | 5 |  |  | Petroleum Liquids | 2.7 | NY | Orange | 41.5734 | -73.9646 | 1967 | 1
NYIS | Danskammer Generating Station | 2480 | 6 |  |  | Petroleum Liquids | 2.7 | NY | Orange | 41.5734 | -73.9646 | 1967 | 1
NYIS | Dashville | 2481 | 1 |  |  | Conventional Hydroelectric | 2.4 | NY | Ulster | 41.8217 | -74.0497 | 1920 | 1
NYIS | Dashville | 2481 | 2 |  |  | Conventional Hydroelectric | 2.4 | NY | Ulster | 41.8217 | -74.0497 | 1920 | 1
NYIS | Davis Solar | 66488 | BAT |  |  | Batteries | 2 | NY | Orange | 41.4245 | -74.3603 | 2023 | 10
NYIS | Deferiet | 2552 | 1 |  |  | Conventional Hydroelectric | 4 | NY | Jefferson | 44.0381 | -75.6806 | 1925 | 1
NYIS | Deferiet | 2552 | 2 |  |  | Conventional Hydroelectric | 4 | NY | Jefferson | 44.0381 | -75.6806 | 1925 | 1
NYIS | Deferiet | 2552 | 3 |  |  | Conventional Hydroelectric | 4 | NY | Jefferson | 44.0381 | -75.6806 | 1925 | 1
NYIS | Dexter Plant | 10538 | GEN1 |  |  | Conventional Hydroelectric | 0.5 | NY | Jefferson | 44.004 | -76.0413 | 1931 | 1
NYIS | Dexter Plant | 10538 | GEN2 |  |  | Conventional Hydroelectric | 0.5 | NY | Jefferson | 44.004 | -76.0413 | 1931 | 1
NYIS | Dexter Plant | 10538 | GEN3 |  |  | Conventional Hydroelectric | 0.2 | NY | Jefferson | 44.004 | -76.0413 | 1958 | 1
NYIS | Dexter Plant | 10538 | GEN4 |  |  | Conventional Hydroelectric | 0.2 | NY | Jefferson | 44.004 | -76.0413 | 1986 | 7
NYIS | Dexter Plant | 10538 | GEN5 |  |  | Conventional Hydroelectric | 0.2 | NY | Jefferson | 44.004 | -76.0413 | 1986 | 7
NYIS | Dexter Plant | 10538 | GEN6 |  |  | Conventional Hydroelectric | 1.3 | NY | Jefferson | 44.004 | -76.0413 | 1988 | 7
NYIS | Dexter Plant | 10538 | GEN7 |  |  | Conventional Hydroelectric | 1.3 | NY | Jefferson | 44.004 | -76.0413 | 1988 | 5
NYIS | Diamond Island Plant | 10540 | GEN1 |  |  | Conventional Hydroelectric | 0.4 | NY | Jefferson | 43.9786 | -75.8861 | 1914 | 1
NYIS | Diamond Island Plant | 10540 | GEN2 |  |  | Conventional Hydroelectric | 0.4 | NY | Jefferson | 43.9786 | -75.8861 | 1914 | 1
NYIS | Diamond Island Plant | 10540 | GEN3 |  |  | Conventional Hydroelectric | 0.4 | NY | Jefferson | 43.9786 | -75.8861 | 1914 | 1
NYIS | Diana Hydroelectric | 10237 | GEN1 |  |  | Conventional Hydroelectric | 1.8 | NY | Lewis | 44.1519 | -75.3217 | 1985 | 7
NYIS | Dolgeville Hydro | 10238 | GEN1 |  |  | Conventional Hydroelectric | 5 | NY | Herkimer | 43.0906 | -74.767 | 1985 | 7
NYIS | Dubois Solar (Hybrid) | 66218 | BAT |  |  | Batteries | 2 | NY | Ulster | 41.5989 | -74.2858 | 2020 | 12
NYIS | Dunn Paper | 54878 | 01 |  |  | Conventional Hydroelectric | 0.4 | NY | St Lawrence | 44.3364 | -75.5027 | 1959 | 1
NYIS | Dunn Paper | 54878 | 02 |  |  | Conventional Hydroelectric | 0.3 | NY | St Lawrence | 44.3364 | -75.5027 | 1959 | 1
NYIS | Dunn Paper | 54878 | 03 |  |  | Conventional Hydroelectric | 0.3 | NY | St Lawrence | 44.3364 | -75.5027 | 1959 | 1
NYIS | Dutch Hill Wind Project | 56633 | 1 |  |  | Onshore Wind Turbine | 37.5 | NY | Steuben | 42.5456 | -77.4967 | 2009 | 1
NYIS | Dutchess Cnty Resource Recovery Facility | 10305 | GEN1 |  |  | Municipal Solid Waste | 9.2 | NY | Dutchess | 41.647 | -73.943 | 1987 | 11
NYIS | E F Barrett | 2511 | 10 |  |  | Natural Gas Fired Combustion Turbine | 41.8 | NY | Nassau | 40.6167 | -73.6479 | 1971 | 6
NYIS | E F Barrett | 2511 | 11 |  |  | Natural Gas Fired Combustion Turbine | 41.8 | NY | Nassau | 40.6167 | -73.6479 | 1971 | 6
NYIS | E F Barrett | 2511 | 12 |  |  | Natural Gas Fired Combustion Turbine | 41.8 | NY | Nassau | 40.6167 | -73.6479 | 1971 | 6
NYIS | E F Barrett | 2511 | 3 |  |  | Natural Gas Fired Combustion Turbine | 18 | NY | Nassau | 40.6167 | -73.6479 | 1970 | 6
NYIS | E F Barrett | 2511 | 4 |  |  | Natural Gas Fired Combustion Turbine | 18 | NY | Nassau | 40.6167 | -73.6479 | 1970 | 7
NYIS | E F Barrett | 2511 | 5 |  |  | Natural Gas Fired Combustion Turbine | 18 | NY | Nassau | 40.6167 | -73.6479 | 1970 | 7
NYIS | E F Barrett | 2511 | 6 |  |  | Natural Gas Fired Combustion Turbine | 18 | NY | Nassau | 40.6167 | -73.6479 | 1970 | 7
NYIS | E F Barrett | 2511 | 8 |  |  | Natural Gas Fired Combustion Turbine | 18 | NY | Nassau | 40.6167 | -73.6479 | 1970 | 7
NYIS | E F Barrett | 2511 | 9 |  |  | Natural Gas Fired Combustion Turbine | 41.8 | NY | Nassau | 40.6167 | -73.6479 | 1971 | 6
NYIS | E F Barrett | 2511 | GT1 |  |  | Natural Gas Fired Combustion Turbine | 18 | NY | Nassau | 40.6167 | -73.6479 | 1970 | 6
NYIS | E F Barrett | 2511 | GT2 |  |  | Natural Gas Fired Combustion Turbine | 18 | NY | Nassau | 40.6167 | -73.6479 | 1970 | 6
NYIS | E F Barrett | 2511 | ST1 |  |  | Natural Gas Steam Turbine | 188 | NY | Nassau | 40.6167 | -73.6479 | 1956 | 11
NYIS | E F Barrett | 2511 | ST2 |  |  | Natural Gas Steam Turbine | 188 | NY | Nassau | 40.6167 | -73.6479 | 1963 | 10
NYIS | E J West | 6527 | 1 |  |  | Conventional Hydroelectric | 11 | NY | Saratoga | 43.3189 | -73.9208 | 1930 | 1
NYIS | E J West | 6527 | 2 |  |  | Conventional Hydroelectric | 11 | NY | Saratoga | 43.3189 | -73.9208 | 1930 | 1
NYIS | Eagle | 2555 | 1 |  |  | Conventional Hydroelectric | 2 | NY | Lewis | 43.9097 | -75.2008 | 1914 | 1
NYIS | Eagle | 2555 | 2 |  |  | Conventional Hydroelectric | 1 | NY | Lewis | 43.9097 | -75.2008 | 1915 | 1
NYIS | Eagle | 2555 | 3 |  |  | Conventional Hydroelectric | 1 | NY | Lewis | 43.9097 | -75.2008 | 1919 | 1
NYIS | Eagle | 2555 | 4 |  |  | Conventional Hydroelectric | 2 | NY | Lewis | 43.9097 | -75.2008 | 1925 | 1
NYIS | East Hampton | 2512 | 1 |  |  | Petroleum Liquids | 21.3 | NY | Suffolk | 40.9617 | -72.2103 | 1970 | 12
NYIS | East Hampton | 2512 | 2 |  |  | Petroleum Liquids | 2 | NY | Suffolk | 40.9617 | -72.2103 | 1962 | 12
NYIS | East Hampton | 2512 | 3 |  |  | Petroleum Liquids | 2 | NY | Suffolk | 40.9617 | -72.2103 | 1962 | 12
NYIS | East Hampton | 2512 | 4 |  |  | Petroleum Liquids | 2 | NY | Suffolk | 40.9617 | -72.2103 | 1962 | 12
NYIS | East Hampton Energy Storage Center | 62733 | BEH |  |  | Batteries | 5 | NY | Suffolk | 40.9618 | -72.2099 | 2018 | 8
NYIS | East Norfolk | 2561 | 1 |  |  | Conventional Hydroelectric | 4 | NY | St Lawrence | 44.7989 | -74.9856 | 1928 | 1
NYIS | East Pulaski BESS | 62981 | BESS |  |  | Batteries | 2 | NY | Oswego | 43.5466 | -76.104 | 2018 | 12
NYIS | East River | 2493 | 1 |  |  | Natural Gas Fired Combustion Turbine | 180 | NY | New York | 40.7281 | -73.9742 | 2005 | 4
NYIS | East River | 2493 | 2 |  |  | Natural Gas Fired Combustion Turbine | 180 | NY | New York | 40.7281 | -73.9742 | 2005 | 4
NYIS | East River | 2493 | 6 |  |  | Natural Gas Steam Turbine | 156.2 | NY | New York | 40.7281 | -73.9742 | 1951 | 11
NYIS | East River | 2493 | 7 |  |  | Natural Gas Steam Turbine | 200 | NY | New York | 40.7281 | -73.9742 | 1955 | 6
NYIS | Edgewood Energy LLC | 55786 | CT01 |  |  | Natural Gas Fired Combustion Turbine | 50 | NY | Suffolk | 40.7861 | -73.2931 | 2002 | 7
NYIS | Edgewood Energy LLC | 55786 | CT02 |  |  | Natural Gas Fired Combustion Turbine | 50 | NY | Suffolk | 40.7861 | -73.2931 | 2002 | 7
NYIS | Eel Weir | 2556 | 1 |  |  | Conventional Hydroelectric | 0.5 | NY | St Lawrence | 44.6384 | -75.4905 | 1928 | 1
NYIS | Eel Weir | 2556 | 2 |  |  | Conventional Hydroelectric | 1 | NY | St Lawrence | 44.6384 | -75.4905 | 1928 | 1
NYIS | Eel Weir | 2556 | 3 |  |  | Conventional Hydroelectric | 1 | NY | St Lawrence | 44.6384 | -75.4905 | 1928 | 1
NYIS | Effley | 2557 | 1 |  |  | Conventional Hydroelectric | 0.4 | NY | Lewis | 43.9228 | -75.2779 | 1902 | 1
NYIS | Effley | 2557 | 2 |  |  | Conventional Hydroelectric | 0.4 | NY | Lewis | 43.9228 | -75.2779 | 1907 | 1
NYIS | Effley | 2557 | 3 |  |  | Conventional Hydroelectric | 0.6 | NY | Lewis | 43.9228 | -75.2779 | 1910 | 1
NYIS | Effley | 2557 | 4 |  |  | Conventional Hydroelectric | 1.6 | NY | Lewis | 43.9228 | -75.2779 | 1923 | 1
NYIS | Eight Point Wind | 66052 | EPW01 |  |  | Onshore Wind Turbine | 101.2 | NY | Steuben | 42.1016 | -77.7011 | 2023 | 2
NYIS | Ellenburg | 56619 | 1 |  |  | Onshore Wind Turbine | 81 | NY | Clinton | 44.8914 | -74.0061 | 2008 | 5
NYIS | Elmer | 2559 | 1 |  |  | Conventional Hydroelectric | 1 | NY | Lewis | 43.9275 | -75.2883 | 1916 | 1
NYIS | Elmer | 2559 | 2 |  |  | Conventional Hydroelectric | 1 | NY | Lewis | 43.9275 | -75.2883 | 1916 | 1
NYIS | Empire Generating Co LLC | 56259 | CT11 |  |  | Natural Gas Fired Combined Cycle | 179 | NY | Rensselaer | 42.6252 | -73.75 | 2010 | 9
NYIS | Empire Generating Co LLC | 56259 | CT12 |  |  | Natural Gas Fired Combined Cycle | 179 | NY | Rensselaer | 42.6252 | -73.75 | 2010 | 9
NYIS | Empire Generating Co LLC | 56259 | ST13 |  |  | Natural Gas Fired Combined Cycle | 295.7 | NY | Rensselaer | 42.6252 | -73.75 | 2010 | 9
NYIS | Ephratah | 2560 | 1 |  |  | Conventional Hydroelectric | 1 | NY | Fulton | 43.0092 | -74.5372 | 1920 | 1
NYIS | Ephratah | 2560 | 2 |  |  | Conventional Hydroelectric | 1 | NY | Fulton | 43.0092 | -74.5372 | 1911 | 1
NYIS | Ephratah | 2560 | 3 |  |  | Conventional Hydroelectric | 1 | NY | Fulton | 43.0092 | -74.5372 | 1911 | 1
NYIS | Ephratah | 2560 | 4 |  |  | Conventional Hydroelectric | 1 | NY | Fulton | 43.0092 | -74.5372 | 1911 | 1
NYIS | Equinix - Elmsford | 66150 | EQX36 |  |  | Other Natural Gas | 1.7 | NY | Westchester | 41.0712 | -73.8192 | 2020 | 9
NYIS | Equus Freeport Power | 56032 | 0001 |  |  | Natural Gas Fired Combustion Turbine | 60 | NY | Nassau | 40.6439 | -73.5683 | 2004 | 6
NYIS | Equus Freeport Power | 56032 | 001 |  |  | Natural Gas Fired Combustion Turbine | 60 | NY | Nassau | 40.6439 | -73.5683 | 2004 | 6
NYIS | FFP - NY Urbanski | 67281 | 5653B |  |  | Batteries | 4 | NY | Orange | 41.3309 | -74.4034 | 2024 | 5
NYIS | FFP - NY Varano | 67282 | 5654B |  |  | Batteries | 5 | NY | Orange | 41.3753 | -74.3929 | 2024 | 5
NYIS | Feeder Dam Hydro Plant | 10530 | 1 |  |  | Conventional Hydroelectric | 1 | NY | Saratoga | 43.2899 | -73.6658 | 1924 | 1
NYIS | Feeder Dam Hydro Plant | 10530 | 2 |  |  | Conventional Hydroelectric | 1 | NY | Saratoga | 43.2899 | -73.6658 | 1924 | 1
NYIS | Feeder Dam Hydro Plant | 10530 | 3 |  |  | Conventional Hydroelectric | 1 | NY | Saratoga | 43.2899 | -73.6658 | 1924 | 1
NYIS | Feeder Dam Hydro Plant | 10530 | 4 |  |  | Conventional Hydroelectric | 1 | NY | Saratoga | 43.2899 | -73.6658 | 1924 | 1
NYIS | Feeder Dam Hydro Plant | 10530 | 5 |  |  | Conventional Hydroelectric | 1 | NY | Saratoga | 43.2899 | -73.6658 | 1924 | 1
NYIS | Fenner Wind | 55790 | 1 |  |  | Onshore Wind Turbine | 30 | NY | Madison | 42.989 | -75.7625 | 2001 | 10
NYIS | Finch Paper | 10511 | GEN6 |  |  | Wood/Wood Waste Biomass | 29 | NY | Warren | 43.3084 | -73.6376 | 1987 | 6
NYIS | Finchville Solar, LLC Hybrid CSG | 62999 | BESS |  |  | Batteries | 3 | NY | Orange | 41.4565 | -74.5465 | 2020 | 10
NYIS | Five Falls | 2562 | 1 |  |  | Conventional Hydroelectric | 24 | NY | St Lawrence | 44.5275 | -74.8492 | 1955 | 1
NYIS | Flat Rock | 2563 | 1 |  |  | Conventional Hydroelectric | 2 | NY | St Lawrence | 44.2217 | -75.0742 | 1924 | 1
NYIS | Flat Rock | 2563 | 2 |  |  | Conventional Hydroelectric | 3 | NY | St Lawrence | 44.2217 | -75.0742 | 1924 | 1
NYIS | Fordham University | 63544 | DC350 |  |  | Petroleum Liquids | 0.4 | NY | Bronx | 40.8613 | -73.8874 | 2010 | 1
NYIS | Fordham University | 63544 | LC565 |  |  | Petroleum Liquids | 0.6 | NY | Bronx | 40.8613 | -73.8874 | 2010 | 1
NYIS | Fordham University | 63544 | LH275 |  |  | Petroleum Liquids | 0.3 | NY | Bronx | 40.8613 | -73.8874 | 2010 | 1
NYIS | Fordham University | 63544 | MC750 |  |  | Petroleum Liquids | 0.8 | NY | Bronx | 40.8613 | -73.8874 | 2018 | 12
NYIS | Fordham University | 63544 | TB1 |  |  | Petroleum Liquids | 0.1 | NY | Bronx | 40.8613 | -73.8874 | 2010 | 1
NYIS | Fordham University | 63544 | TB2 |  |  | Petroleum Liquids | 0.1 | NY | Bronx | 40.8613 | -73.8874 | 2010 | 1
NYIS | Fordham University | 63544 | WL500 |  |  | Petroleum Liquids | 0.6 | NY | Bronx | 40.8613 | -73.8874 | 1999 | 1
NYIS | Forestport | 50768 | 1 |  |  | Conventional Hydroelectric | 3.4 | NY | Oneida | 43.4425 | -75.2159 | 1987 | 12
NYIS | Fort Miller Hydroelectric Facility | 50514 | GEN1 |  |  | Conventional Hydroelectric | 2.5 | NY | Saratoga | 43.1609 | -73.5841 | 1984 | 12
NYIS | Fort Miller Hydroelectric Facility | 50514 | GEN2 |  |  | Conventional Hydroelectric | 2.5 | NY | Saratoga | 43.1609 | -73.5841 | 1984 | 12
NYIS | Fourth Branch Hydroelectric Facility | 10467 | 1 |  |  | Conventional Hydroelectric | 3.3 | NY | Saratoga | 42.7876 | -73.6917 | 1987 | 12
NYIS | Fox Hills Battery Station | 65035 | ESSFH |  |  | Batteries | 7.5 | NY | Richmond | 40.6108 | -74.0772 | 2023 | 9
NYIS | Franklin (NY) | 2564 | 1 |  |  | Conventional Hydroelectric | 1 | NY | Franklin | 44.4372 | -73.9725 | 1911 | 1
NYIS | Franklin (NY) | 2564 | 2 |  |  | Conventional Hydroelectric | 1 | NY | Franklin | 44.4372 | -73.9725 | 1926 | 1
NYIS | Fuel Cell 18A Sneden Avenue | 64748 | CR18A |  |  | Other Natural Gas | 3.6 | NY | Richmond | 40.5404 | -74.1768 | 2020 | 12
NYIS | Fuel Cell 18B Sneden Avenue | 64749 | CR18B |  |  | Other Natural Gas | 4.2 | NY | Richmond | 40.5405 | -74.1766 | 2020 | 12
NYIS | Fuel Cell 3245 Yates Avenue | 64747 | C3245 |  |  | Other Natural Gas | 5 | NY | Bronx | 40.8732 | -73.8552 | 2022 | 8
NYIS | Fulton Hydro | 2566 | 1 |  |  | Conventional Hydroelectric | 0.8 | NY | Oswego | 43.3241 | -76.419 | 1924 | 1
NYIS | Fulton Hydro | 2566 | 2 |  |  | Conventional Hydroelectric | 0.5 | NY | Oswego | 43.3241 | -76.419 | 1928 | 1
NYIS | Fulton LFGTE Facility | 57003 | GEN1 |  |  | Landfill Gas | 1.6 | NY | Fulton | 43.0142 | -74.4739 | 2010 | 6
NYIS | Fulton LFGTE Facility | 57003 | GEN2 |  |  | Landfill Gas | 1.6 | NY | Fulton | 43.0142 | -74.4739 | 2010 | 6
NYIS | Gabby Giffords Clean Energy, LLC | 67883 | ND003 |  |  | Batteries | 5 | NY | Richmond | 40.5526 | -74.1509 | 2024 | 12
NYIS | Gabby Giffords Clean Energy, LLC | 67883 | ND004 |  |  | Batteries | 3 | NY | Richmond | 40.5526 | -74.1509 | 2024 | 12
NYIS | Gateway BESS | 66967 | S049 |  |  | Batteries | 4.8 | NY | Kings | 40.6525 | -73.8705 | 2019 | 5
NYIS | Glen Park Hydroelectric Project | 50512 | GEN1 |  |  | Conventional Hydroelectric | 14.5 | NY | Jefferson | 44.0006 | -75.9612 | 1999 | 10
NYIS | Glen Park Hydroelectric Project | 50512 | GEN2 |  |  | Conventional Hydroelectric | 14.5 | NY | Jefferson | 44.0006 | -75.9612 | 1999 | 10
NYIS | Glen Park Hydroelectric Project | 50512 | GEN3 |  |  | Conventional Hydroelectric | 3.6 | NY | Jefferson | 44.0006 | -75.9612 | 1999 | 10
NYIS | Glenwood | 2514 | GT2 |  |  | Petroleum Liquids | 55 | NY | Nassau | 40.8271 | -73.6475 | 1972 | 6
NYIS | Glenwood | 2514 | GT3 |  |  | Petroleum Liquids | 55 | NY | Nassau | 40.8271 | -73.6475 | 1972 | 6
NYIS | Glenwood Hydro | 2568 | 1 |  |  | Conventional Hydroelectric | 0.5 | NY | Orleans | 43.2358 | -78.3906 | 1950 | 1
NYIS | Glenwood Hydro | 2568 | 2 |  |  | Conventional Hydroelectric | 0.5 | NY | Orleans | 43.2358 | -78.3906 | 1950 | 1
NYIS | Glenwood Hydro | 2568 | 3 |  |  | Conventional Hydroelectric | 0.5 | NY | Orleans | 43.2358 | -78.3906 | 1950 | 1
NYIS | Glenwood Landing | 7869 | GT1 |  |  | Petroleum Liquids | 16 | NY | Nassau | 40.8275 | -73.6478 | 1967 | 4
NYIS | Glenwood Landing | 7869 | GT4 |  |  | Natural Gas Fired Combustion Turbine | 53 | NY | Nassau | 40.8275 | -73.6478 | 2002 | 6
NYIS | Glenwood Landing | 7869 | GT5 |  |  | Natural Gas Fired Combustion Turbine | 53 | NY | Nassau | 40.8275 | -73.6478 | 2002 | 6
NYIS | Good Samaritan Hospital | 61551 | EGEN1 |  |  | Petroleum Liquids | 1 | NY | Rockland | 41.1115 | -74.1354 | 1980 | 1
NYIS | Good Samaritan Hospital | 61551 | EGEN2 |  |  | Petroleum Liquids | 0.7 | NY | Rockland | 41.1115 | -74.1354 | 2012 | 1
NYIS | Good Samaritan Hospital | 61551 | EGEN3 |  |  | Natural Gas Internal Combustion Engine | 0.2 | NY | Rockland | 41.1115 | -74.1354 | 2012 | 1
NYIS | Goodyear Lake Plant | 50079 | GEN1 |  |  | Conventional Hydroelectric | 0.8 | NY | Otsego | 42.5025 | -74.9836 | 1980 | 8
NYIS | Goodyear Lake Plant | 50079 | GEN2 |  |  | Conventional Hydroelectric | 0.6 | NY | Otsego | 42.5025 | -74.9836 | 1980 | 8
NYIS | Gouldtown | 56704 | 3 |  |  | Conventional Hydroelectric | 2 | NY | Lewis | 43.6126 | -75.3391 | 1953 | 8
NYIS | Gowanus Gas Turbines Generating | 2494 | GT11 |  |  | Petroleum Liquids | 20 | NY | Kings | 40.6635 | -74.0051 | 1971 | 6
NYIS | Gowanus Gas Turbines Generating | 2494 | GT12 |  |  | Petroleum Liquids | 20 | NY | Kings | 40.6635 | -74.0051 | 1971 | 6
NYIS | Gowanus Gas Turbines Generating | 2494 | GT13 |  |  | Petroleum Liquids | 20 | NY | Kings | 40.6635 | -74.0051 | 1971 | 6
NYIS | Gowanus Gas Turbines Generating | 2494 | GT14 |  |  | Petroleum Liquids | 20 | NY | Kings | 40.6635 | -74.0051 | 1971 | 6
NYIS | Gowanus Gas Turbines Generating | 2494 | GT15 |  |  | Petroleum Liquids | 20 | NY | Kings | 40.6635 | -74.0051 | 1971 | 6
NYIS | Gowanus Gas Turbines Generating | 2494 | GT16 |  |  | Petroleum Liquids | 20 | NY | Kings | 40.6635 | -74.0051 | 1971 | 6
NYIS | Gowanus Gas Turbines Generating | 2494 | GT17 |  |  | Petroleum Liquids | 20 | NY | Kings | 40.6635 | -74.0051 | 1971 | 6
NYIS | Gowanus Gas Turbines Generating | 2494 | GT18 |  |  | Petroleum Liquids | 20 | NY | Kings | 40.6635 | -74.0051 | 1971 | 6
NYIS | Gowanus Gas Turbines Generating | 2494 | GT21 |  |  | Natural Gas Fired Combustion Turbine | 20 | NY | Kings | 40.6635 | -74.0051 | 1971 | 6
NYIS | Gowanus Gas Turbines Generating | 2494 | GT22 |  |  | Natural Gas Fired Combustion Turbine | 20 | NY | Kings | 40.6635 | -74.0051 | 1971 | 6
NYIS | Gowanus Gas Turbines Generating | 2494 | GT23 |  |  | Natural Gas Fired Combustion Turbine | 20 | NY | Kings | 40.6635 | -74.0051 | 1971 | 6
NYIS | Gowanus Gas Turbines Generating | 2494 | GT24 |  |  | Natural Gas Fired Combustion Turbine | 20 | NY | Kings | 40.6635 | -74.0051 | 1971 | 6
NYIS | Gowanus Gas Turbines Generating | 2494 | GT25 |  |  | Natural Gas Fired Combustion Turbine | 20 | NY | Kings | 40.6635 | -74.0051 | 1971 | 6
NYIS | Gowanus Gas Turbines Generating | 2494 | GT26 |  |  | Natural Gas Fired Combustion Turbine | 20 | NY | Kings | 40.6635 | -74.0051 | 1971 | 6
NYIS | Gowanus Gas Turbines Generating | 2494 | GT27 |  |  | Natural Gas Fired Combustion Turbine | 20 | NY | Kings | 40.6635 | -74.0051 | 1971 | 6
NYIS | Gowanus Gas Turbines Generating | 2494 | GT28 |  |  | Natural Gas Fired Combustion Turbine | 20 | NY | Kings | 40.6635 | -74.0051 | 1971 | 6
NYIS | Gowanus Gas Turbines Generating | 2494 | GT31 |  |  | Natural Gas Fired Combustion Turbine | 20 | NY | Kings | 40.6635 | -74.0051 | 1971 | 7
NYIS | Gowanus Gas Turbines Generating | 2494 | GT32 |  |  | Natural Gas Fired Combustion Turbine | 20 | NY | Kings | 40.6635 | -74.0051 | 1971 | 7
NYIS | Gowanus Gas Turbines Generating | 2494 | GT33 |  |  | Natural Gas Fired Combustion Turbine | 20 | NY | Kings | 40.6635 | -74.0051 | 1971 | 7
NYIS | Gowanus Gas Turbines Generating | 2494 | GT34 |  |  | Natural Gas Fired Combustion Turbine | 20 | NY | Kings | 40.6635 | -74.0051 | 1971 | 7
NYIS | Gowanus Gas Turbines Generating | 2494 | GT35 |  |  | Natural Gas Fired Combustion Turbine | 20 | NY | Kings | 40.6635 | -74.0051 | 1971 | 7
NYIS | Gowanus Gas Turbines Generating | 2494 | GT36 |  |  | Natural Gas Fired Combustion Turbine | 20 | NY | Kings | 40.6635 | -74.0051 | 1971 | 7
NYIS | Gowanus Gas Turbines Generating | 2494 | GT37 |  |  | Natural Gas Fired Combustion Turbine | 20 | NY | Kings | 40.6635 | -74.0051 | 1971 | 7
NYIS | Gowanus Gas Turbines Generating | 2494 | GT38 |  |  | Natural Gas Fired Combustion Turbine | 20 | NY | Kings | 40.6635 | -74.0051 | 1971 | 7
NYIS | Gowanus Gas Turbines Generating | 2494 | GT41 |  |  | Petroleum Liquids | 20 | NY | Kings | 40.6635 | -74.0051 | 1971 | 7
NYIS | Gowanus Gas Turbines Generating | 2494 | GT42 |  |  | Petroleum Liquids | 20 | NY | Kings | 40.6635 | -74.0051 | 1971 | 7
NYIS | Gowanus Gas Turbines Generating | 2494 | GT43 |  |  | Petroleum Liquids | 20 | NY | Kings | 40.6635 | -74.0051 | 1971 | 7
NYIS | Gowanus Gas Turbines Generating | 2494 | GT44 |  |  | Petroleum Liquids | 20 | NY | Kings | 40.6635 | -74.0051 | 1971 | 7
NYIS | Gowanus Gas Turbines Generating | 2494 | GT45 |  |  | Petroleum Liquids | 20 | NY | Kings | 40.6635 | -74.0051 | 1971 | 7
NYIS | Gowanus Gas Turbines Generating | 2494 | GT46 |  |  | Petroleum Liquids | 20 | NY | Kings | 40.6635 | -74.0051 | 1971 | 7
NYIS | Gowanus Gas Turbines Generating | 2494 | GT47 |  |  | Petroleum Liquids | 20 | NY | Kings | 40.6635 | -74.0051 | 1971 | 7
NYIS | Gowanus Gas Turbines Generating | 2494 | GT48 |  |  | Petroleum Liquids | 20 | NY | Kings | 40.6635 | -74.0051 | 1971 | 7
NYIS | Grahamsville | 2627 | GRHM |  |  | Conventional Hydroelectric | 18 | NY | Sullivan | 41.8592 | -74.5106 | 1956 | 1
NYIS | Granby | 2569 | 1 |  |  | Conventional Hydroelectric | 5 | NY | Oswego | 43.3234 | -76.4208 | 1983 | 1
NYIS | Granby | 2569 | 2 |  |  | Conventional Hydroelectric | 5 | NY | Oswego | 43.3234 | -76.4208 | 1983 | 1
NYIS | Great Lakes Seaway Community Solar | 64092 | GLSS |  |  | Batteries | 5 | NY | Jefferson | 44.2548 | -76.0118 | 2019 | 12
NYIS | Green Island Hydroelectric Station | 61207 | UNIT1 |  |  | Conventional Hydroelectric | 1.5 | NY | Albany | 42.7481 | -73.6902 | 1922 | 11
NYIS | Green Island Hydroelectric Station | 61207 | UNIT2 |  |  | Conventional Hydroelectric | 1.5 | NY | Albany | 42.7481 | -73.6902 | 1922 | 11
NYIS | Green Island Hydroelectric Station | 61207 | UNIT3 |  |  | Conventional Hydroelectric | 1.5 | NY | Albany | 42.7481 | -73.6902 | 1922 | 11
NYIS | Green Island Hydroelectric Station | 61207 | UNIT4 |  |  | Conventional Hydroelectric | 1.5 | NY | Albany | 42.7481 | -73.6902 | 1922 | 11
NYIS | Greenidge Generation LLC | 2527 | 4 |  |  | Natural Gas Steam Turbine | 112 | NY | Yates | 42.6789 | -76.9483 | 1953 | 12
NYIS | Greenport | 2681 | 2 |  |  | Petroleum Liquids | 1.7 | NY | Suffolk | 41.1055 | -72.3758 | 1997 | 8
NYIS | Greenport | 2681 | 4 |  |  | Petroleum Liquids | 1.2 | NY | Suffolk | 41.1055 | -72.3758 | 1957 | 6
NYIS | Greenport | 2681 | 5 |  |  | Petroleum Liquids | 1.8 | NY | Suffolk | 41.1055 | -72.3758 | 1965 | 6
NYIS | Greenport | 2681 | 6 |  |  | Petroleum Liquids | 3.8 | NY | Suffolk | 41.1055 | -72.3758 | 1971 | 6
NYIS | Greenport | 2681 | 7 |  |  | Petroleum Liquids | 1.6 | NY | Suffolk | 41.1055 | -72.3758 | 1997 | 8
NYIS | Gunther | 67886 | ND001 |  |  | Batteries | 1.5 | NY | Bronx | 40.8645 | -73.836 | 2023 | 9
NYIS | Gunther | 67886 | ND002 |  |  | Batteries | 1.5 | NY | Bronx | 40.8645 | -73.836 | 2023 | 9
NYIS | HVCC Cogen Plant | 58186 | CG01 |  |  | Natural Gas Internal Combustion Engine | 0.9 | NY | Rensselaer | 42.6969 | -73.68 | 2004 | 4
NYIS | HVCC Cogen Plant | 58186 | CG02 |  |  | Natural Gas Internal Combustion Engine | 0.9 | NY | Rensselaer | 42.6969 | -73.68 | 2004 | 4
NYIS | HVCC Cogen Plant | 58186 | CG03 |  |  | Natural Gas Internal Combustion Engine | 1.4 | NY | Rensselaer | 42.6969 | -73.68 | 2004 | 4
NYIS | HVCC Cogen Plant | 58186 | CG04 |  |  | Natural Gas Internal Combustion Engine | 1.4 | NY | Rensselaer | 42.6969 | -73.68 | 2004 | 4
NYIS | HVCC Cogen Plant | 58186 | CG05 |  |  | Petroleum Liquids | 2.1 | NY | Rensselaer | 42.6969 | -73.68 | 2004 | 4
NYIS | HVCC Cogen Plant | 58186 | CG06 |  |  | Natural Gas Internal Combustion Engine | 1.4 | NY | Rensselaer | 42.6969 | -73.68 | 2005 | 8
NYIS | Hailesboro 4 Plant | 10544 | GEN1 |  |  | Conventional Hydroelectric | 0.8 | NY | St Lawrence | 44.3117 | -75.445 | 1922 | 1
NYIS | Hailesboro 4 Plant | 10544 | GEN2 |  |  | Conventional Hydroelectric | 0.6 | NY | St Lawrence | 44.3117 | -75.445 | 1922 | 1
NYIS | Hales Mills Solar, LLC | 63339 | 09751 |  |  | Batteries | 3 | NY | Fulton | 43.0183 | -74.3292 | 2024 | 9
NYIS | Hampshire Paper | 10116 | 05 |  |  | Conventional Hydroelectric | 3.4 | NY | St Lawrence | 44.2965 | -75.3665 | 1987 | 5
NYIS | Hannawa | 2571 | 1 |  |  | Conventional Hydroelectric | 3.6 | NY | St Lawrence | 44.6192 | -74.9733 | 1914 | 1
NYIS | Hannawa | 2571 | 2 |  |  | Conventional Hydroelectric | 3.6 | NY | St Lawrence | 44.6192 | -74.9733 | 1920 | 1
NYIS | Harbec Energy | 62736 | 250KW |  |  | Onshore Wind Turbine | 0.3 | NY | Wayne | 43.2273 | -77.3641 | 2001 | 12
NYIS | Harbec Energy | 62736 | 850KW |  |  | Onshore Wind Turbine | 0.9 | NY | Wayne | 43.2273 | -77.3641 | 2011 | 12
NYIS | Harbec Energy | 62736 | CPH |  |  | Natural Gas Fired Combustion Turbine | 0.5 | NY | Wayne | 43.2273 | -77.3641 | 2015 | 12
NYIS | Hardscrabble Wind Power LLC | 57287 | 1 |  |  | Onshore Wind Turbine | 74 | NY | Herkimer | 43.1122 | -74.8789 | 2011 | 1
NYIS | Harlem Hospital Center | 63671 | CAT1 |  |  | Petroleum Liquids | 1 | NY | New York | 40.8145 | -73.9399 | 2008 | 1
NYIS | Harlem Hospital Center | 63671 | CAT2 |  |  | Petroleum Liquids | 1 | NY | New York | 40.8145 | -73.9399 | 2008 | 1
NYIS | Harlem Hospital Center | 63671 | CAT3 |  |  | Petroleum Liquids | 1 | NY | New York | 40.8145 | -73.9399 | 2008 | 1
NYIS | Harlem Hospital Center | 63671 | CAT4 |  |  | Petroleum Liquids | 1 | NY | New York | 40.8145 | -73.9399 | 2008 | 1
NYIS | Harlem Hospital Center | 63671 | CAT5 |  |  | Petroleum Liquids | 0.4 | NY | New York | 40.8145 | -73.9399 | 2008 | 1
NYIS | Harlem River Yard | 7914 | HR01 |  |  | Natural Gas Fired Combustion Turbine | 47 | NY | Bronx | 40.7991 | -73.9156 | 2001 | 7
NYIS | Harlem River Yard | 7914 | HR02 |  |  | Natural Gas Fired Combustion Turbine | 47 | NY | Bronx | 40.7991 | -73.9156 | 2001 | 7
NYIS | Harris Lake | 2528 | 1 |  |  | Petroleum Liquids | 1.7 | NY | Essex | 43.9719 | -74.1861 | 1967 | 9
NYIS | Harris Lake | 2528 | 2 |  |  | Petroleum Liquids | 2.5 | NY | Essex | 43.9719 | -74.1861 | 2017 | 8
NYIS | Hawkeye Energy Greenport LLC | 55969 | U-01 |  |  | Petroleum Liquids | 54 | NY | SUFFOLK | 41.106 | -72.3762 | 2003 | 7
NYIS | Hell Gate | 7913 | HG01 |  |  | Natural Gas Fired Combustion Turbine | 47 | NY | Bronx | 40.799 | -73.9094 | 2001 | 7
NYIS | Hell Gate | 7913 | HG02 |  |  | Natural Gas Fired Combustion Turbine | 47 | NY | Bronx | 40.799 | -73.9094 | 2001 | 7
NYIS | Henkel U.S. Operations Corporation | 57648 | WT1 |  |  | Onshore Wind Turbine | 1.7 | NY | Ontario | 42.8869 | -76.9683 | 2012 | 1
NYIS | Henkel U.S. Operations Corporation | 57648 | WT2 |  |  | Onshore Wind Turbine | 1.7 | NY | Ontario | 42.8869 | -76.9683 | 2012 | 1
NYIS | Herkimer | 52057 | 01 |  |  | Conventional Hydroelectric | 0.4 | NY | Herkimer | 43.0336 | -74.9834 | 1987 | 12
NYIS | Herkimer | 52057 | 02 |  |  | Conventional Hydroelectric | 0.4 | NY | Herkimer | 43.0336 | -74.9834 | 1987 | 12
NYIS | Herkimer | 52057 | 03 |  |  | Conventional Hydroelectric | 0.4 | NY | Herkimer | 43.0336 | -74.9834 | 1987 | 12
NYIS | Herkimer | 52057 | 04 |  |  | Conventional Hydroelectric | 0.4 | NY | Herkimer | 43.0336 | -74.9834 | 1987 | 12
NYIS | Herrings | 2572 | 1 |  |  | Conventional Hydroelectric | 1.8 | NY | Jefferson | 44.0217 | -75.6511 | 1924 | 1
NYIS | Herrings | 2572 | 2 |  |  | Conventional Hydroelectric | 1.8 | NY | Jefferson | 44.0217 | -75.6511 | 1924 | 1
NYIS | Herrings | 2572 | 3 |  |  | Conventional Hydroelectric | 1.8 | NY | Jefferson | 44.0217 | -75.6511 | 1924 | 1
NYIS | Heuvelton | 2573 | 1 |  |  | Conventional Hydroelectric | 0.5 | NY | St Lawrence | 44.6172 | -75.4042 | 1924 | 1
NYIS | Heuvelton | 2573 | 2 |  |  | Conventional Hydroelectric | 0.5 | NY | St Lawrence | 44.6172 | -75.4042 | 1924 | 1
NYIS | Hewittville Hydroelectric | 50268 | HY1 |  |  | Conventional Hydroelectric | 3 | NY | St Lawrence | 44.7052 | -75.0079 | 1984 | 9
NYIS | High Acres Gas Recovery | 50568 | GEN1 |  |  | Landfill Gas | 0.8 | NY | Monroe | 43.0817 | -77.3817 | 1991 | 5
NYIS | High Acres Gas Recovery | 50568 | GEN2 |  |  | Landfill Gas | 0.8 | NY | Monroe | 43.0817 | -77.3817 | 1991 | 5
NYIS | High Acres Gas Recovery | 50568 | GEN3 |  |  | Landfill Gas | 0.8 | NY | Monroe | 43.0817 | -77.3817 | 1991 | 5
NYIS | High Acres Gas Recovery | 50568 | GEN4 |  |  | Landfill Gas | 0.8 | NY | Monroe | 43.0817 | -77.3817 | 1991 | 5
NYIS | High Acres Gas Recovery | 50568 | GEN5 |  |  | Landfill Gas | 1.6 | NY | Monroe | 43.0817 | -77.3817 | 2008 | 3
NYIS | High Acres Gas Recovery | 50568 | GEN6 |  |  | Landfill Gas | 1.6 | NY | Monroe | 43.0817 | -77.3817 | 2008 | 3
NYIS | High Acres Gas Recovery | 50568 | GEN7 |  |  | Landfill Gas | 1.6 | NY | Monroe | 43.0817 | -77.3817 | 2008 | 3
NYIS | High Acres Gas Recovery | 50568 | GEN8 |  |  | Landfill Gas | 1.6 | NY | Monroe | 43.0817 | -77.3817 | 2008 | 3
NYIS | High Dam | 2574 | 1 |  |  | Conventional Hydroelectric | 2.8 | NY | Oswego | 43.4436 | -76.4961 | 1928 | 8
NYIS | High Dam | 2574 | 2 |  |  | Conventional Hydroelectric | 2.8 | NY | Oswego | 43.4436 | -76.4961 | 1928 | 8
NYIS | High Dam | 2574 | 3 |  |  | Conventional Hydroelectric | 2.8 | NY | Oswego | 43.4436 | -76.4961 | 1928 | 8
NYIS | High Dam | 2574 | 4 |  |  | Conventional Hydroelectric | 3.5 | NY | Oswego | 43.4436 | -76.4961 | 1949 | 8
NYIS | High Falls | 579 | 1 |  |  | Conventional Hydroelectric | 3.2 | NY | ULSTER | 41.8288 | -74.1319 | 1986 | 12
NYIS | High Falls - Croghan NY | 2575 | 1 |  |  | Conventional Hydroelectric | 2 | NY | Lewis | 43.9247 | -75.3731 | 1925 | 1
NYIS | High Falls - Croghan NY | 2575 | 2 |  |  | Conventional Hydroelectric | 2 | NY | Lewis | 43.9247 | -75.3731 | 1925 | 7
NYIS | High Falls - Croghan NY | 2575 | 3 |  |  | Conventional Hydroelectric | 2 | NY | Lewis | 43.9247 | -75.3731 | 1925 | 7
NYIS | High Falls - Saranac NY | 2530 | 1 |  |  | Conventional Hydroelectric | 4 | NY | Clinton | 44.6389 | -73.7492 | 1948 | 8
NYIS | High Falls - Saranac NY | 2530 | 2 |  |  | Conventional Hydroelectric | 4 | NY | Clinton | 44.6389 | -73.7492 | 1949 | 8
NYIS | High Falls - Saranac NY | 2530 | 3 |  |  | Conventional Hydroelectric | 7 | NY | Clinton | 44.6389 | -73.7492 | 1956 | 8
NYIS | High Sheldon Wind Farm | 56953 | 1 |  |  | Onshore Wind Turbine | 112.5 | NY | Wyoming | 42.7794 | -78.4269 | 2009 | 2
NYIS | Higley | 2576 | 1N |  |  | Conventional Hydroelectric | 1.5 | NY | St Lawrence | 44.5306 | -74.9331 | 2003 | 9
NYIS | Higley | 2576 | 2N |  |  | Conventional Hydroelectric | 1.5 | NY | St Lawrence | 44.5306 | -74.9331 | 2003 | 9
NYIS | Higley | 2576 | 3N |  |  | Conventional Hydroelectric | 1.5 | NY | St Lawrence | 44.5306 | -74.9331 | 2003 | 9
NYIS | Higley | 2576 | 4N |  |  | Conventional Hydroelectric | 1.5 | NY | St Lawrence | 44.5306 | -74.9331 | 2003 | 9
NYIS | Hillburn | 2628 | GEN1 |  |  | Natural Gas Fired Combustion Turbine | 46.5 | NY | Rockland | 41.1269 | -74.1653 | 1972 | 7
NYIS | Hollow Dam Power Partnership | 10124 | HY1 |  |  | Conventional Hydroelectric | 0.5 | NY | St Lawrence | 44.2965 | -75.3361 | 1987 | 12
NYIS | Hollow Dam Power Partnership | 10124 | HY2 |  |  | Conventional Hydroelectric | 0.5 | NY | St Lawrence | 44.2965 | -75.3361 | 1987 | 12
NYIS | Holtsville | 8007 | 1 |  |  | Petroleum Liquids | 56.7 | NY | Suffolk | 40.817 | -73.0663 | 1974 | 7
NYIS | Holtsville | 8007 | 10 |  |  | Petroleum Liquids | 56.7 | NY | Suffolk | 40.817 | -73.0663 | 1975 | 7
NYIS | Holtsville | 8007 | 2 |  |  | Petroleum Liquids | 56.7 | NY | Suffolk | 40.817 | -73.0663 | 1974 | 7
NYIS | Holtsville | 8007 | 3 |  |  | Petroleum Liquids | 56.7 | NY | Suffolk | 40.817 | -73.0663 | 1974 | 7
NYIS | Holtsville | 8007 | 4 |  |  | Petroleum Liquids | 56.7 | NY | Suffolk | 40.817 | -73.0663 | 1974 | 7
NYIS | Holtsville | 8007 | 5 |  |  | Petroleum Liquids | 56.7 | NY | Suffolk | 40.817 | -73.0663 | 1974 | 7
NYIS | Holtsville | 8007 | 6 |  |  | Petroleum Liquids | 56.7 | NY | Suffolk | 40.817 | -73.0663 | 1975 | 7
NYIS | Holtsville | 8007 | 7 |  |  | Petroleum Liquids | 56.7 | NY | Suffolk | 40.817 | -73.0663 | 1975 | 7
NYIS | Holtsville | 8007 | 8 |  |  | Petroleum Liquids | 56.7 | NY | Suffolk | 40.817 | -73.0663 | 1975 | 7
NYIS | Holtsville | 8007 | 9 |  |  | Petroleum Liquids | 56.7 | NY | Suffolk | 40.817 | -73.0663 | 1975 | 7
NYIS | Howard Wind Farm | 57867 | 1 |  |  | Onshore Wind Turbine | 51.3 | NY | Steuben | 42.3153 | -77.5383 | 2011 | 12
NYIS | Howard Wind Farm | 57867 | 2 |  |  | Onshore Wind Turbine | 4.1 | NY | Steuben | 42.3153 | -77.5383 | 2012 | 12
NYIS | Hudson Falls Hydroelectric Project | 54953 | GEN1 |  |  | Conventional Hydroelectric | 22 | NY | Saratoga | 43.2958 | -73.5956 | 1995 | 11
NYIS | Hudson Falls Hydroelectric Project | 54953 | GEN2 |  |  | Conventional Hydroelectric | 22 | NY | Saratoga | 43.2958 | -73.5956 | 1995 | 11
NYIS | Huntington Resource Recovery Facility | 50656 | GEN1 |  |  | Municipal Solid Waste | 28 | NY | Suffolk | 40.8814 | -73.2906 | 1991 | 12
NYIS | Hydraulic Race | 2578 | 1 |  |  | Conventional Hydroelectric | 3 | NY | Niagara | 43.1709 | -78.6916 | 1942 | 1
NYIS | Hyland LFGTE Facility | 56987 | GEN1 |  |  | Landfill Gas | 1.6 | NY | Allegany | 42.2853 | -78.0061 | 2008 | 8
NYIS | Hyland LFGTE Facility | 56987 | GEN2 |  |  | Landfill Gas | 1.6 | NY | Allegany | 42.2853 | -78.0061 | 2008 | 8
NYIS | Hyland LFGTE Facility | 56987 | GEN3 |  |  | Landfill Gas | 1.6 | NY | Allegany | 42.2853 | -78.0061 | 2008 | 8
NYIS | Indeck Corinth Energy Center | 50458 | GEN1 |  |  | Natural Gas Fired Combined Cycle | 92 | NY | Saratoga | 43.25 | -73.8125 | 1995 | 2
NYIS | Indeck Corinth Energy Center | 50458 | GEN2 |  |  | Natural Gas Fired Combined Cycle | 55 | NY | Saratoga | 43.25 | -73.8125 | 1995 | 3
NYIS | Indeck Olean Energy Center | 54076 | GEN1 |  |  | Natural Gas Fired Combined Cycle | 46 | NY | Cattaraugus | 42.0859 | -78.4543 | 1994 | 1
NYIS | Indeck Olean Energy Center | 54076 | GEN2 |  |  | Natural Gas Fired Combined Cycle | 44.6 | NY | Cattaraugus | 42.0859 | -78.4543 | 1994 | 1
NYIS | Indeck Oswego Energy Center | 50450 | GEN1 |  |  | Natural Gas Fired Combined Cycle | 41.2 | NY | Oswego | 43.4717 | -76.4935 | 1990 | 6
NYIS | Indeck Oswego Energy Center | 50450 | GEN2 |  |  | Natural Gas Fired Combined Cycle | 16.2 | NY | Oswego | 43.4717 | -76.4935 | 1990 | 6
NYIS | Indeck Silver Springs Energy Center | 50449 | GEN1 |  |  | Natural Gas Fired Combined Cycle | 39.4 | NY | Wyoming | 42.6544 | -78.0772 | 1991 | 5
NYIS | Indeck Silver Springs Energy Center | 50449 | GEN2 |  |  | Natural Gas Fired Combined Cycle | 17.2 | NY | Wyoming | 42.6544 | -78.0772 | 1991 | 5
NYIS | Indeck Yerkes Energy Center | 50451 | GEN1 |  |  | Natural Gas Fired Combined Cycle | 40.6 | NY | Erie | 42.9671 | -78.9182 | 1989 | 12
NYIS | Indeck Yerkes Energy Center | 50451 | GEN2 |  |  | Natural Gas Fired Combined Cycle | 19.3 | NY | Erie | 42.9671 | -78.9182 | 1989 | 12
NYIS | Inghams | 2579 | 1 |  |  | Conventional Hydroelectric | 3 | NY | Fulton | 43.061 | -74.7643 | 1912 | 1
NYIS | Inghams | 2579 | 2 |  |  | Conventional Hydroelectric | 3 | NY | Fulton | 43.061 | -74.7643 | 1912 | 1
NYIS | Interfaith Medical Center | 64004 | EGB17 |  |  | Petroleum Liquids | 1.2 | NY | Kings | 40.6786 | -73.9374 | 2012 | 8
NYIS | JLL-One Rockwood Road | 62446 | EGEN1 |  |  | Petroleum Liquids | 1.5 | NY | Westchester | 41.109 | -73.8626 | 2003 | 1
NYIS | JLL-One Rockwood Road | 62446 | EGEN2 |  |  | Petroleum Liquids | 1.5 | NY | Westchester | 41.109 | -73.8626 | 2003 | 1
NYIS | Jacobi Medical Center | 63646 | CATA |  |  | Petroleum Liquids | 1 | NY | Bronx | 40.8565 | -73.8474 | 2010 | 1
NYIS | Jacobi Medical Center | 63646 | CATB |  |  | Petroleum Liquids | 1 | NY | Bronx | 40.8565 | -73.8474 | 2010 | 1
NYIS | Jacobi Medical Center | 63646 | CATC |  |  | Petroleum Liquids | 1.2 | NY | Bronx | 40.8565 | -73.8474 | 1998 | 1
NYIS | Jacobi Medical Center | 63646 | CATD |  |  | Petroleum Liquids | 1.2 | NY | Bronx | 40.8565 | -73.8474 | 1998 | 1
NYIS | Jacobi Medical Center | 63646 | CU1 |  |  | Petroleum Liquids | 0.9 | NY | Bronx | 40.8565 | -73.8474 | 2005 | 1
NYIS | Jacobi Medical Center | 63646 | CU2 |  |  | Petroleum Liquids | 0.9 | NY | Bronx | 40.8565 | -73.8474 | 2005 | 1
NYIS | Jacobi Medical Center | 63646 | CU2SH |  |  | Petroleum Liquids | 0.3 | NY | Bronx | 40.8565 | -73.8474 | 1995 | 1
NYIS | Jacobi Medical Center | 63646 | CU3 |  |  | Petroleum Liquids | 0.9 | NY | Bronx | 40.8565 | -73.8474 | 2005 | 1
NYIS | Jacobi Medical Center | 63646 | CU4 |  |  | Petroleum Liquids | 0.2 | NY | Bronx | 40.8565 | -73.8474 | 2001 | 1
NYIS | Jacobi Medical Center | 63646 | DET |  |  | Petroleum Liquids | 1 | NY | Bronx | 40.8565 | -73.8474 | 2012 | 1
NYIS | Jacobi Medical Center | 63646 | GEN1 |  |  | Petroleum Liquids | 0.5 | NY | Bronx | 40.8565 | -73.8474 | 2008 | 1
NYIS | Jamaica Bay Peaking | 56141 | 2 |  |  | Petroleum Liquids | 60.5 | NY | Queens | 40.6097 | -73.7622 | 2003 | 7
NYIS | James A Fitzpatrick | 6110 | 1 |  |  | Nuclear | 883.3 | NY | Oswego | 43.5214 | -76.4084 | 1976 | 8
NYIS | Jarvis (Hinckley) | 808 | 1 |  |  | Conventional Hydroelectric | 4.5 | NY | Oneida | 43.3121 | -75.109 | 1991 | 7
NYIS | Jarvis (Hinckley) | 808 | 2 |  |  | Conventional Hydroelectric | 4.5 | NY | Oneida | 43.3121 | -75.109 | 1991 | 7
NYIS | Jericho Rise Wind Farm LLC | 59629 | GEN1 |  |  | Onshore Wind Turbine | 77.7 | NY | Franklin | 44.8889 | -74.1033 | 2016 | 12
NYIS | Johnsonville Dam | 2580 | 1 |  |  | Conventional Hydroelectric | 2 | NY | Rensselaer | 42.9204 | -73.5089 | 1909 | 1
NYIS | Johnsonville Dam | 2580 | 2 |  |  | Conventional Hydroelectric | 2 | NY | Rensselaer | 42.9204 | -73.5089 | 1909 | 1
NYIS | Joseph J Seymour Power Project | 7910 | 1 |  |  | Natural Gas Fired Combustion Turbine | 47 | NY | Kings | 40.6631 | -74 | 2001 | 7
NYIS | Joseph J Seymour Power Project | 7910 | 2 |  |  | Natural Gas Fired Combustion Turbine | 47 | NY | Kings | 40.6631 | -74 | 2001 | 7
NYIS | KCE NY 1 | 62147 | KNY1 |  |  | Batteries | 20 | NY | Saratoga | 42.9624 | -73.7465 | 2019 | 3
NYIS | Kamargo | 2581 | 1 |  |  | Conventional Hydroelectric | 2 | NY | Jefferson | 44.0117 | -75.7967 | 1921 | 1
NYIS | Kamargo | 2581 | 2 |  |  | Conventional Hydroelectric | 2 | NY | Jefferson | 44.0117 | -75.7967 | 1921 | 1
NYIS | Kamargo | 2581 | 3 |  |  | Conventional Hydroelectric | 2 | NY | Jefferson | 44.0117 | -75.7967 | 1921 | 1
NYIS | Kennedy International Airport Cogen | 54114 | GEN1 |  |  | Natural Gas Fired Combined Cycle | 47.1 | NY | Queens | 40.6417 | -73.7778 | 1994 | 12
NYIS | Kennedy International Airport Cogen | 54114 | GEN2 |  |  | Natural Gas Fired Combined Cycle | 47.1 | NY | Queens | 40.6417 | -73.7778 | 1994 | 12
NYIS | Kennedy International Airport Cogen | 54114 | GEN3 |  |  | Natural Gas Fired Combined Cycle | 27 | NY | Queens | 40.6417 | -73.7778 | 1995 | 1
NYIS | Kent Falls | 2532 | 1 |  |  | Conventional Hydroelectric | 3.2 | NY | Clinton | 44.7053 | -73.5967 | 1928 | 8
NYIS | Kent Falls | 2532 | 2 |  |  | Conventional Hydroelectric | 3.2 | NY | Clinton | 44.7053 | -73.5967 | 1928 | 8
NYIS | Kent Falls | 2532 | 3 |  |  | Conventional Hydroelectric | 6 | NY | Clinton | 44.7053 | -73.5967 | 1985 | 7
NYIS | Kings Falls Hydroelectric | 10872 | 1 |  |  | Conventional Hydroelectric | 1.6 | NY | Lewis | 43.9173 | -75.6338 | 1988 | 10
NYIS | Kings Plaza Total Energy Plant (TEP) | 63236 | DG2 |  |  | Natural Gas Internal Combustion Engine | 3.2 | NY | Kings | 40.6102 | -73.92 | 2007 | 9
NYIS | Kings Plaza Total Energy Plant (TEP) | 63236 | DG3 |  |  | Natural Gas Internal Combustion Engine | 3.2 | NY | Kings | 40.6102 | -73.92 | 2007 | 9
NYIS | Kings Plaza Total Energy Plant (TEP) | 63236 | DG4 |  |  | Natural Gas Internal Combustion Engine | 3.2 | NY | Kings | 40.6102 | -73.92 | 2007 | 9
NYIS | Kings Plaza Total Energy Plant (TEP) | 63236 | DG5 |  |  | Natural Gas Internal Combustion Engine | 3.2 | NY | Kings | 40.6102 | -73.92 | 2007 | 9
NYIS | Kingsbrook Jewish Medical Center | 62050 | SR4 |  |  | Petroleum Liquids | 0.6 | NY | Kings | 40.6593 | -73.9338 | 1999 | 8
NYIS | Kingsbrook Jewish Medical Center | 62050 | TPSDM |  |  | Petroleum Liquids | 1 | NY | Kings | 40.6593 | -73.9338 | 2019 | 8
NYIS | Kingsbrook Jewish Medical Center | 62050 | VHP59 |  |  | Petroleum Liquids | 1 | NY | Kings | 40.6593 | -73.9338 | 2002 | 2
NYIS | Kosterville | 56705 | 4 |  |  | Conventional Hydroelectric | 0.5 | NY | Lewis | 43.6142 | -75.3327 | 1955 | 5
NYIS | Kosterville | 56705 | 5 |  |  | Conventional Hydroelectric | 0.5 | NY | Lewis | 43.6142 | -75.3327 | 1958 | 10
NYIS | Lachute Hydro Lower | 10752 | GEN1 |  |  | Conventional Hydroelectric | 3.8 | NY | Essex | 43.849 | -73.4207 | 1987 | 12
NYIS | Lachute Hydro Upper | 10753 | GEN1 |  |  | Conventional Hydroelectric | 5.2 | NY | Essex | 43.8439 | -73.4312 | 1987 | 12
NYIS | Landau II Solar (Hybrid) | 66222 | BAT |  |  | Batteries | 4 | NY | Ulster | 41.9002 | -74.0244 | 2021 | 12
NYIS | Lansing Renewables, LLC | 63337 | 14320 |  |  | Batteries | 3 | NY | Tompkins | 42.5925 | -76.5656 | 2022 | 4
NYIS | Lederle Laboratories | 10521 | 3A |  |  | Natural Gas Fired Combined Cycle | 1.5 | NY | Rockland | 41.0772 | -74.0181 | 1998 | 12
NYIS | Lederle Laboratories | 10521 | GEN1 |  |  | Natural Gas Fired Combined Cycle | 8.3 | NY | Rockland | 41.0772 | -74.0181 | 1991 | 1
NYIS | Lederle Laboratories | 10521 | GEN2 |  |  | Natural Gas Fired Combined Cycle | 8.3 | NY | Rockland | 41.0772 | -74.0181 | 1991 | 1
NYIS | Lederle Laboratories | 10521 | GEN3 |  |  | Natural Gas Fired Combined Cycle | 2.2 | NY | Rockland | 41.0772 | -74.0181 | 1990 | 7
NYIS | Lederle Laboratories | 10521 | TG4 |  |  | Natural Gas Fired Combined Cycle | 3.1 | NY | Rockland | 41.0772 | -74.0181 | 1997 | 7
NYIS | Lewiston Niagara | 2692 | 1 |  |  | Hydroelectric Pumped Storage | 20 | NY | Niagara | 43.143 | -79.022 | 1961 | 10
NYIS | Lewiston Niagara | 2692 | 10 |  |  | Hydroelectric Pumped Storage | 20 | NY | Niagara | 43.143 | -79.022 | 1962 | 7
NYIS | Lewiston Niagara | 2692 | 11 |  |  | Hydroelectric Pumped Storage | 20 | NY | Niagara | 43.143 | -79.022 | 1962 | 8
NYIS | Lewiston Niagara | 2692 | 12 |  |  | Hydroelectric Pumped Storage | 20 | NY | Niagara | 43.143 | -79.022 | 1962 | 10
NYIS | Lewiston Niagara | 2692 | 2 |  |  | Hydroelectric Pumped Storage | 20 | NY | Niagara | 43.143 | -79.022 | 1961 | 11
NYIS | Lewiston Niagara | 2692 | 3 |  |  | Hydroelectric Pumped Storage | 20 | NY | Niagara | 43.143 | -79.022 | 1961 | 11
NYIS | Lewiston Niagara | 2692 | 4 |  |  | Hydroelectric Pumped Storage | 20 | NY | Niagara | 43.143 | -79.022 | 1962 | 1
NYIS | Lewiston Niagara | 2692 | 5 |  |  | Hydroelectric Pumped Storage | 20 | NY | Niagara | 43.143 | -79.022 | 1962 | 2
NYIS | Lewiston Niagara | 2692 | 6 |  |  | Hydroelectric Pumped Storage | 20 | NY | Niagara | 43.143 | -79.022 | 1962 | 2
NYIS | Lewiston Niagara | 2692 | 7 |  |  | Hydroelectric Pumped Storage | 20 | NY | Niagara | 43.143 | -79.022 | 1962 | 4
NYIS | Lewiston Niagara | 2692 | 8 |  |  | Hydroelectric Pumped Storage | 20 | NY | Niagara | 43.143 | -79.022 | 1962 | 5
NYIS | Lewiston Niagara | 2692 | 9 |  |  | Hydroelectric Pumped Storage | 20 | NY | Niagara | 43.143 | -79.022 | 1962 | 6
NYIS | Lighthouse Hill | 2582 | 1 |  |  | Conventional Hydroelectric | 4 | NY | Oswego | 43.5241 | -75.9703 | 1930 | 1
NYIS | Lighthouse Hill | 2582 | 2 |  |  | Conventional Hydroelectric | 4 | NY | Oswego | 43.5241 | -75.9703 | 1930 | 1
NYIS | Lincoln Medical and Mental Health Center | 64291 | A1 |  |  | Petroleum Liquids | 2 | NY | Bronx | 40.817 | -73.9241 | 2007 | 1
NYIS | Lincoln Medical and Mental Health Center | 64291 | A2 |  |  | Petroleum Liquids | 1 | NY | Bronx | 40.817 | -73.9241 | 1970 | 1
NYIS | Lincoln Medical and Mental Health Center | 64291 | A3 |  |  | Petroleum Liquids | 1 | NY | Bronx | 40.817 | -73.9241 | 1970 | 1
NYIS | Lincoln Medical and Mental Health Center | 64291 | B1 |  |  | Petroleum Liquids | 1 | NY | Bronx | 40.817 | -73.9241 | 1970 | 6
NYIS | Lincoln Medical and Mental Health Center | 64291 | B2 |  |  | Petroleum Liquids | 1 | NY | Bronx | 40.817 | -73.9241 | 1970 | 6
NYIS | Lincoln Medical and Mental Health Center | 64291 | B3 |  |  | Petroleum Liquids | 1.4 | NY | Bronx | 40.817 | -73.9241 | 1998 | 1
NYIS | Linden Cogen Plant | 50006 | GTG1 |  |  | Natural Gas Fired Combined Cycle | 95.2 | NJ | Union | 40.6322 | -74.2156 | 1992 | 3
NYIS | Linden Cogen Plant | 50006 | GTG2 |  |  | Natural Gas Fired Combined Cycle | 95.2 | NJ | Union | 40.6322 | -74.2156 | 1992 | 3
NYIS | Linden Cogen Plant | 50006 | GTG3 |  |  | Natural Gas Fired Combined Cycle | 95.2 | NJ | Union | 40.6322 | -74.2156 | 1992 | 4
NYIS | Linden Cogen Plant | 50006 | GTG4 |  |  | Natural Gas Fired Combined Cycle | 95.2 | NJ | Union | 40.6322 | -74.2156 | 1992 | 3
NYIS | Linden Cogen Plant | 50006 | GTG5 |  |  | Natural Gas Fired Combined Cycle | 95.2 | NJ | Union | 40.6322 | -74.2156 | 1992 | 4
NYIS | Linden Cogen Plant | 50006 | GTG6 |  |  | Natural Gas Fired Combined Cycle | 212.5 | NJ | Union | 40.6322 | -74.2156 | 2002 | 1
NYIS | Linden Cogen Plant | 50006 | STG1 |  |  | Natural Gas Fired Combined Cycle | 95.2 | NJ | Union | 40.6322 | -74.2156 | 1992 | 3
NYIS | Linden Cogen Plant | 50006 | STG2 |  |  | Natural Gas Fired Combined Cycle | 95.2 | NJ | Union | 40.6322 | -74.2156 | 1992 | 3
NYIS | Linden Cogen Plant | 50006 | STG3 |  |  | Natural Gas Fired Combined Cycle | 95.2 | NJ | Union | 40.6322 | -74.2156 | 1992 | 4
NYIS | Little Falls Hydro | 51034 | GEN1 |  |  | Conventional Hydroelectric | 6.5 | NY | Herkimer | 43.0403 | -74.8506 | 1987 | 1
NYIS | Little Falls Hydro | 51034 | GEN2 |  |  | Conventional Hydroelectric | 6.5 | NY | Herkimer | 43.0403 | -74.8506 | 1987 | 1
NYIS | Lockheed Martin RMS Syracuse | 61739 | SYR1 |  |  | Batteries | 1 | NY | Onondaga | 43.1096 | -76.1892 | 2017 | 8
NYIS | Lockport Energy Associates LP | 54041 | GEN1 |  |  | Natural Gas Fired Combined Cycle | 48.7 | NY | Niagara | 43.1619 | -78.745 | 1992 | 7
NYIS | Lockport Energy Associates LP | 54041 | GEN2 |  |  | Natural Gas Fired Combined Cycle | 48.7 | NY | Niagara | 43.1619 | -78.745 | 1992 | 7
NYIS | Lockport Energy Associates LP | 54041 | GEN3 |  |  | Natural Gas Fired Combined Cycle | 48.7 | NY | Niagara | 43.1619 | -78.745 | 1992 | 7
NYIS | Lockport Energy Associates LP | 54041 | GEN4 |  |  | Natural Gas Fired Combined Cycle | 75.2 | NY | Niagara | 43.1619 | -78.745 | 1992 | 9
NYIS | Longfalls Facility | 54548 | 1 |  |  | Conventional Hydroelectric | 3.3 | NY | Jefferson | 43.9808 | -75.6247 | 1991 | 10
NYIS | Lower Beaver Falls Project | 54691 | 2G |  |  | Conventional Hydroelectric | 0.5 | NY | Lewis | 43.8844 | -75.4306 | 1979 | 12
NYIS | Lower Beaver Falls Project | 54691 | 3G |  |  | Conventional Hydroelectric | 0.5 | NY | Lewis | 43.8844 | -75.4306 | 1979 | 12
NYIS | Lower Saranac Hydroelectric Facility | 10214 | GEN1 |  |  | Conventional Hydroelectric | 3.2 | NY | Clinton | 44.6694 | -73.5075 | 1990 | 10
NYIS | Lower Saranac Hydroelectric Facility | 10214 | GEN2 |  |  | Conventional Hydroelectric | 3.2 | NY | Clinton | 44.6694 | -73.5075 | 1990 | 10
NYIS | Lower Saranac Hydroelectric Facility | 10214 | GEN3 |  |  | Conventional Hydroelectric | 0.3 | NY | Clinton | 44.6694 | -73.5075 | 1990 | 11
NYIS | Lyons Falls Hydroelectric | 56703 | 1 |  |  | Conventional Hydroelectric | 1 | NY | Lewis | 43.6186 | -75.3586 | 1923 | 12
NYIS | Lyons Falls Hydroelectric | 56703 | 6 |  |  | Conventional Hydroelectric | 1.2 | NY | Lewis | 43.6186 | -75.3586 | 1963 | 4
NYIS | Lyons Falls Hydroelectric | 56703 | 7 |  |  | Conventional Hydroelectric | 1.2 | NY | Lewis | 43.6186 | -75.3586 | 1966 | 5
NYIS | Lyons Falls Hydroelectric | 56703 | 8 |  |  | Conventional Hydroelectric | 1.3 | NY | Lewis | 43.6186 | -75.3586 | 1974 | 3
NYIS | Lyons Falls Hydroelectric | 56703 | 9 |  |  | Conventional Hydroelectric | 0.9 | NY | Lewis | 43.6186 | -75.3586 | 1971 | 4
NYIS | Lyonsdale Associates | 50652 | GEN1 |  |  | Conventional Hydroelectric | 1.5 | NY | Lewis | 43.6189 | -75.3055 | 1984 | 7
NYIS | Lyonsdale Associates | 50652 | GEN2 |  |  | Conventional Hydroelectric | 1.5 | NY | Lewis | 43.6189 | -75.3055 | 1984 | 7
NYIS | MER Queens | 62576 | MER01 |  |  | Other Natural Gas | 1.2 | NY | Queens | 40.7345 | -73.8709 | 2017 | 3
NYIS | MM Albany Energy | 55155 | UNT1 |  |  | Landfill Gas | 0.9 | NY | Albany | 42.7044 | -73.8509 | 1998 | 3
NYIS | MM Albany Energy | 55155 | UNT2 |  |  | Landfill Gas | 0.9 | NY | Albany | 42.7044 | -73.8509 | 1998 | 3
NYIS | MM Albany Energy | 55155 | UNT3 |  |  | Landfill Gas | 0.9 | NY | Albany | 42.7044 | -73.8509 | 2008 | 11
NYIS | MM Albany Energy | 55155 | UNT4 |  |  | Landfill Gas | 1.6 | NY | Albany | 42.7044 | -73.8509 | 2012 | 5
NYIS | MM Albany Energy | 55155 | UNT5 |  |  | Landfill Gas | 1.6 | NY | Albany | 42.7044 | -73.8509 | 2012 | 5
NYIS | MacArthur Waste to Energy Facility | 51038 | GEN1 |  |  | Municipal Solid Waste | 12.5 | NY | Suffolk | 40.7869 | -73.1064 | 1990 | 3
NYIS | Macomb | 2583 | 1 |  |  | Conventional Hydroelectric | 1 | NY | Franklin | 44.8773 | -74.3063 | 1940 | 1
NYIS | Madison Windpower LLC | 55769 | MADW |  |  | Onshore Wind Turbine | 11.5 | NY | Madison | 42.8947 | -75.4517 | 2000 | 10
NYIS | Maimonides Medical Center | 62174 | 625DI |  |  | Petroleum Liquids | 0.5 | NY | Kings | 40.6395 | -73.9988 | 1999 | 1
NYIS | Maimonides Medical Center | 62174 | CM500 |  |  | Petroleum Liquids | 0.5 | NY | Kings | 40.6395 | -73.9988 | 2006 | 1
NYIS | Maimonides Medical Center | 62174 | CM800 |  |  | Petroleum Liquids | 0.8 | NY | Kings | 40.6395 | -73.9988 | 2002 | 1
NYIS | Maimonides Medical Center | 62174 | CM900 |  |  | Petroleum Liquids | 0.9 | NY | Kings | 40.6395 | -73.9988 | 2006 | 1
NYIS | Maimonides Medical Center | 62174 | CN900 |  |  | Petroleum Liquids | 0.9 | NY | Kings | 40.6395 | -73.9988 | 2006 | 1
NYIS | Maimonides Medical Center | 62174 | ON300 |  |  | Petroleum Liquids | 0.3 | NY | Kings | 40.6395 | -73.9988 | 1990 | 1
NYIS | Maple Ridge Wind Farm | 56290 | 1 |  |  | Onshore Wind Turbine | 137 | NY | Lewis | 43.7853 | -75.5753 | 2005 | 12
NYIS | Maple Ridge Wind Farm | 56290 | 1A |  |  | Onshore Wind Turbine | 61.1 | NY | Lewis | 43.7853 | -75.5753 | 2006 | 1
NYIS | Maple Ridge Wind Farm | 56290 | 2 |  |  | Onshore Wind Turbine | 33 | NY | Lewis | 43.7853 | -75.5753 | 2006 | 6
NYIS | Maple Ridge Wind Farm | 56290 | 3 |  |  | Onshore Wind Turbine | 90.1 | NY | Lewis | 43.7853 | -75.5753 | 2006 | 12
NYIS | Marble River Wind Farm | 56857 | GEN1 |  |  | Onshore Wind Turbine | 215.3 | NY | Clinton | 44.9758 | -73.9297 | 2012 | 11
NYIS | Marsh Hill Wind Farm | 58768 | 1 |  |  | Onshore Wind Turbine | 16.2 | NY | Steuben | 42.1639 | -77.5289 | 2014 | 11
NYIS | Massena Energy Facility | 54592 | GEN1 |  |  | Natural Gas Fired Combined Cycle | 66.5 | NY | St Lawrence | 44.9503 | -74.8928 | 1992 | 7
NYIS | Massena Energy Facility | 54592 | GEN2 |  |  | Natural Gas Fired Combined Cycle | 35.6 | NY | St Lawrence | 44.9503 | -74.8928 | 1992 | 7
NYIS | Massena Energy Facility | 54592 | IC |  |  | Petroleum Liquids | 2 | NY | St Lawrence | 44.9503 | -74.8928 | 1992 | 7
NYIS | Mechanicville Hydroelectric Station | 62322 | MG8 |  |  | Conventional Hydroelectric | 2 | NY | Saratoga | 42.8765 | -73.6802 | 2011 | 5
NYIS | Mechanicville Hydroelectric Station | 62322 | MG9 |  |  | Conventional Hydroelectric | 2 | NY | Saratoga | 42.8765 | -73.6802 | 2011 | 5
NYIS | Mercy Medical Center | 58163 | 1N |  |  | Petroleum Liquids | 1 | NY | Nassau | 40.6883 | -73.6308 | 2020 | 9
NYIS | Mercy Medical Center | 58163 | 2N |  |  | Petroleum Liquids | 1 | NY | Nassau | 40.6883 | -73.6308 | 2020 | 10
NYIS | Mercy Medical Center | 58163 | 3N |  |  | Petroleum Liquids | 1 | NY | Nassau | 40.6883 | -73.6308 | 2020 | 12
NYIS | Mercy Medical Center | 58163 | 8 |  |  | Petroleum Liquids | 0.6 | NY | Nassau | 40.6883 | -73.6308 | 2004 | 1
NYIS | Middle Falls Hydro | 10219 | HY1 |  |  | Conventional Hydroelectric | 1.1 | NY | Washington | 43.0987 | -73.5253 | 1989 | 9
NYIS | Middle Falls Hydro | 10219 | HY2 |  |  | Conventional Hydroelectric | 1.1 | NY | Washington | 43.0987 | -73.5253 | 1989 | 9
NYIS | Middletown Solar 1, LLC Hybrid CSG | 63415 | BATT |  |  | Batteries | 1.6 | NY | Orange | 41.3902 | -74.5199 | 2020 | 12
NYIS | Mill C | 6486 | 1 |  |  | Conventional Hydroelectric | 1 | NY | Clinton | 44.6967 | -73.6122 | 1944 | 8
NYIS | Mill C | 6486 | 2 |  |  | Conventional Hydroelectric | 1.2 | NY | Clinton | 44.6967 | -73.6122 | 1943 | 8
NYIS | Mill C | 6486 | 3 |  |  | Conventional Hydroelectric | 3.8 | NY | Clinton | 44.6967 | -73.6122 | 1984 | 11
NYIS | Mill Pond Hydro | 65399 | U1 |  |  | Conventional Hydroelectric | 0.5 | NY | Greene | 42.253 | -73.898 | 1994 | 7
NYIS | Mill Pond Hydro | 65399 | U2 |  |  | Conventional Hydroelectric | 0.5 | NY | Greene | 42.253 | -73.898 | 1994 | 7
NYIS | Mill Seat Renewable Energy Facility | 61012 | GEN1 |  |  | Landfill Gas | 0.8 | NY | Genesee | 43.0637 | -77.9329 | 2007 | 7
NYIS | Mill Seat Renewable Energy Facility | 61012 | GEN2 |  |  | Landfill Gas | 0.8 | NY | Genesee | 43.0637 | -77.9329 | 2007 | 7
NYIS | Mill Seat Renewable Energy Facility | 61012 | GEN3 |  |  | Landfill Gas | 0.8 | NY | Genesee | 43.0637 | -77.9329 | 2007 | 7
NYIS | Mill Seat Renewable Energy Facility | 61012 | GEN4 |  |  | Landfill Gas | 0.8 | NY | Genesee | 43.0637 | -77.9329 | 2007 | 7
NYIS | Mill Seat Renewable Energy Facility | 61012 | GEN5 |  |  | Landfill Gas | 0.8 | NY | Genesee | 43.0637 | -77.9329 | 2007 | 7
NYIS | Mill Seat Renewable Energy Facility | 61012 | GEN6 |  |  | Landfill Gas | 0.8 | NY | Genesee | 43.0637 | -77.9329 | 2007 | 7
NYIS | Mill Seat Renewable Energy Facility | 61012 | GEN7 |  |  | Landfill Gas | 0.8 | NY | Genesee | 43.0637 | -77.9329 | 2007 | 7
NYIS | Mill Seat Renewable Energy Facility | 61012 | GEN8 |  |  | Landfill Gas | 0.8 | NY | Genesee | 43.0637 | -77.9329 | 2007 | 7
NYIS | Minetto | 2586 | 1 |  |  | Conventional Hydroelectric | 2 | NY | Oswego | 43.4003 | -76.4739 | 1915 | 1
NYIS | Minetto | 2586 | 2 |  |  | Conventional Hydroelectric | 2 | NY | Oswego | 43.4003 | -76.4739 | 1915 | 1
NYIS | Minetto | 2586 | 3 |  |  | Conventional Hydroelectric | 2 | NY | Oswego | 43.4003 | -76.4739 | 1915 | 1
NYIS | Minetto | 2586 | 4 |  |  | Conventional Hydroelectric | 2 | NY | Oswego | 43.4003 | -76.4739 | 1915 | 1
NYIS | Minetto | 2586 | 5 |  |  | Conventional Hydroelectric | 2 | NY | Oswego | 43.4003 | -76.4739 | 1915 | 1
NYIS | Model City Energy Facility | 55757 | GEN1 |  |  | Landfill Gas | 0.8 | NY | Niagara | 43.2094 | -78.9836 | 2001 | 6
NYIS | Model City Energy Facility | 55757 | GEN2 |  |  | Landfill Gas | 0.8 | NY | Niagara | 43.2094 | -78.9836 | 2001 | 6
NYIS | Model City Energy Facility | 55757 | GEN3 |  |  | Landfill Gas | 0.8 | NY | Niagara | 43.2094 | -78.9836 | 2001 | 6
NYIS | Model City Energy Facility | 55757 | GEN4 |  |  | Landfill Gas | 0.8 | NY | Niagara | 43.2094 | -78.9836 | 2001 | 6
NYIS | Model City Energy Facility | 55757 | GEN5 |  |  | Landfill Gas | 0.8 | NY | Niagara | 43.2094 | -78.9836 | 2001 | 6
NYIS | Model City Energy Facility | 55757 | GEN6 |  |  | Landfill Gas | 0.8 | NY | Niagara | 43.2094 | -78.9836 | 2001 | 6
NYIS | Model City Energy Facility | 55757 | GEN7 |  |  | Landfill Gas | 0.8 | NY | Niagara | 43.2094 | -78.9836 | 2001 | 6
NYIS | Modern Innovative Energy LLC | 56323 | GEN1 |  |  | Landfill Gas | 1.6 | NY | Niagara | 43.2094 | -78.9836 | 2006 | 2
NYIS | Modern Innovative Energy LLC | 56323 | GEN2 |  |  | Landfill Gas | 1.6 | NY | Niagara | 43.2094 | -78.9836 | 2006 | 2
NYIS | Modern Innovative Energy LLC | 56323 | GEN3 |  |  | Landfill Gas | 1.6 | NY | Niagara | 43.2094 | -78.9836 | 2006 | 2
NYIS | Modern Innovative Energy LLC | 56323 | GEN4 |  |  | Landfill Gas | 1.6 | NY | Niagara | 43.2094 | -78.9836 | 2006 | 2
NYIS | Mongaup Falls | 2630 | GEN1 |  |  | Conventional Hydroelectric | 4 | NY | Sullivan | 41.5377 | -74.7714 | 1923 | 7
NYIS | Mongaup Falls | 2630 | GEN2 |  |  | Conventional Hydroelectric | 1.1 | NY | Sullivan | 41.5377 | -74.7714 | 1923 | 7
NYIS | Mongaup Falls | 2630 | GEN3 |  |  | Conventional Hydroelectric | 1.1 | NY | Sullivan | 41.5377 | -74.7714 | 1923 | 7
NYIS | Mongaup Falls | 2630 | GEN4 |  |  | Conventional Hydroelectric | 1.1 | NY | Sullivan | 41.5377 | -74.7714 | 1923 | 7
NYIS | Monroe Community College Plant | 58201 | 1 |  |  | Natural Gas Internal Combustion Engine | 1.4 | NY | Monroe | 43.1039 | -77.6103 | 2004 | 8
NYIS | Monroe Community College Plant | 58201 | 2 |  |  | Natural Gas Internal Combustion Engine | 1.4 | NY | Monroe | 43.1039 | -77.6103 | 2004 | 8
NYIS | Monroe Community College Plant | 58201 | 3 |  |  | Natural Gas Internal Combustion Engine | 1.4 | NY | Monroe | 43.1039 | -77.6103 | 2004 | 8
NYIS | Monroe Community College Plant | 58201 | 4 |  |  | Natural Gas Internal Combustion Engine | 1.4 | NY | Monroe | 43.1039 | -77.6103 | 2004 | 8
NYIS | Montauk Energy Storage Center | 62734 | BME |  |  | Batteries | 5 | NY | Suffolk | 41.0399 | -71.9644 | 2019 | 2
NYIS | Montefieor Medical Center Moses Division | 58507 | EMG01 |  |  | Petroleum Liquids | 1 | NY | Bronx | 40.8814 | -73.8803 | 2007 | 1
NYIS | Montefieor Medical Center Moses Division | 58507 | EMG02 |  |  | Petroleum Liquids | 0.6 | NY | Bronx | 40.8814 | -73.8803 | 1998 | 1
NYIS | Montefieor Medical Center Moses Division | 58507 | EMG03 |  |  | Petroleum Liquids | 0.6 | NY | Bronx | 40.8814 | -73.8803 | 1998 | 1
NYIS | Montefieor Medical Center Moses Division | 58507 | EMG04 |  |  | Petroleum Liquids | 0.5 | NY | Bronx | 40.8814 | -73.8803 | 1998 | 1
NYIS | Montefieor Medical Center Moses Division | 58507 | EMG06 |  |  | Petroleum Liquids | 0.3 | NY | Bronx | 40.8814 | -73.8803 | 1998 | 1
NYIS | Montefieor Medical Center Moses Division | 58507 | EMG07 |  |  | Petroleum Liquids | 0.2 | NY | Bronx | 40.8814 | -73.8803 | 1998 | 1
NYIS | Montefieor Medical Center Moses Division | 58507 | EMG08 |  |  | Petroleum Liquids | 0.2 | NY | Bronx | 40.8814 | -73.8803 | 1998 | 1
NYIS | Montefieor Medical Center Moses Division | 58507 | EMG09 |  |  | Petroleum Liquids | 2 | NY | Bronx | 40.8814 | -73.8803 | 2011 | 1
NYIS | Montefieor Medical Center Moses Division | 58507 | EMG10 |  |  | Petroleum Liquids | 2 | NY | Bronx | 40.8814 | -73.8803 | 2011 | 1
NYIS | Montefieor Medical Center Moses Division | 58507 | ES006 |  |  | Natural Gas Fired Combustion Turbine | 5.3 | NY | Bronx | 40.8814 | -73.8803 | 2002 | 1
NYIS | Montefieor Medical Center Moses Division | 58507 | S0001 |  |  | Natural Gas Internal Combustion Engine | 1.6 | NY | Bronx | 40.8814 | -73.8803 | 1994 | 1
NYIS | Montefieor Medical Center Moses Division | 58507 | S0002 |  |  | Natural Gas Internal Combustion Engine | 1.6 | NY | Bronx | 40.8814 | -73.8803 | 1994 | 1
NYIS | Montefieor Medical Center Moses Division | 58507 | S0003 |  |  | Natural Gas Internal Combustion Engine | 1.6 | NY | Bronx | 40.8814 | -73.8803 | 1994 | 1
NYIS | Montefiore - Westchester Square | 61025 | EGEN1 |  |  | Petroleum Liquids | 1 | NY | Bronx | 40.8406 | -73.8484 | 1983 | 7
NYIS | Montefiore Mount Vernon Hospital | 62589 | CONP7 |  |  | Petroleum Liquids | 0.4 | NY | Westchester | 40.9028 | -73.8687 | 1976 | 1
NYIS | Montefiore Mount Vernon Hospital | 62589 | DETR4 |  |  | Petroleum Liquids | 0.7 | NY | Westchester | 40.9028 | -73.8687 | 1976 | 1
NYIS | Montefiore Nyack Hospital | 63662 | CAT |  |  | Petroleum Liquids | 0.6 | NY | Rockland | 41.091 | -73.9182 | 1985 | 1
NYIS | Montefiore Nyack Hospital | 63662 | DET |  |  | Petroleum Liquids | 0.5 | NY | Rockland | 41.091 | -73.9182 | 1985 | 1
NYIS | Montefiore Weiler (Einstein) Hospital | 63539 | CT500 |  |  | Petroleum Liquids | 0.5 | NY | Bronx | 40.8804 | -73.8791 | 1986 | 1
NYIS | Montefiore Weiler (Einstein) Hospital | 63539 | CU450 |  |  | Petroleum Liquids | 0.5 | NY | Bronx | 40.8804 | -73.8791 | 1993 | 1
NYIS | Montefiore Weiler (Einstein) Hospital | 63539 | CU500 |  |  | Petroleum Liquids | 0.5 | NY | Bronx | 40.8804 | -73.8791 | 2006 | 1
NYIS | Montefiore-New Rochelle | 63602 | EG250 |  |  | Petroleum Liquids | 0.3 | NY | Westchester | 40.9126 | -73.7878 | 1971 | 1
NYIS | Montefiore-New Rochelle | 63602 | EG300 |  |  | Petroleum Liquids | 0.3 | NY | Westchester | 40.9126 | -73.7878 | 2006 | 1
NYIS | Montefiore-New Rochelle | 63602 | EG600 |  |  | Petroleum Liquids | 0.6 | NY | Westchester | 40.9126 | -73.7878 | 1980 | 1
NYIS | Moose River | 10196 | GEN1 |  |  | Conventional Hydroelectric | 12.6 | NY | Lewis | 43.6107 | -75.3413 | 1987 | 11
NYIS | Moshier | 2588 | 1 |  |  | Conventional Hydroelectric | 4 | NY | Herkimer | 43.8719 | -75.1364 | 1929 | 1
NYIS | Moshier | 2588 | 2 |  |  | Conventional Hydroelectric | 4 | NY | Herkimer | 43.8719 | -75.1364 | 1929 | 1
NYIS | Mount Kisco Landfill Solar & Storage CSG | 63774 | KISCB |  |  | Batteries | 0.7 | NY | Westchester | 41.1955 | -73.7361 | 2020 | 12
NYIS | Mount Sinai - Brooklyn | 63581 | CM350 |  |  | Petroleum Liquids | 0.4 | NY | Kings | 40.6187 | -73.943 | 2010 | 1
NYIS | Mount Sinai - Brooklyn | 63581 | DD750 |  |  | Petroleum Liquids | 0.8 | NY | Kings | 40.6187 | -73.943 | 2010 | 1
NYIS | Mount Sinai - Brooklyn | 63581 | KP300 |  |  | Petroleum Liquids | 0.3 | NY | Kings | 40.6187 | -73.943 | 2010 | 1
NYIS | Mount Sinai Beth Israel | 61569 | EGEN1 |  |  | Petroleum Liquids | 0.2 | NY | New York | 40.7327 | -73.9816 | 1988 | 1
NYIS | Mount Sinai Beth Israel | 61569 | EGEN4 |  |  | Petroleum Liquids | 0.8 | NY | New York | 40.7327 | -73.9816 | 1988 | 1
NYIS | Mount Sinai Beth Israel | 61569 | EGEN5 |  |  | Petroleum Liquids | 0.3 | NY | New York | 40.7327 | -73.9816 | 1988 | 1
NYIS | Mount Sinai Beth Israel | 61569 | EGEN7 |  |  | Petroleum Liquids | 0.5 | NY | New York | 40.7327 | -73.9816 | 1988 | 1
NYIS | Mount Sinai Beth Israel | 61569 | EGEN8 |  |  | Petroleum Liquids | 0.3 | NY | New York | 40.7327 | -73.9816 | 1988 | 1
NYIS | Mount Sinai Beth Israel | 61569 | EGEN9 |  |  | Petroleum Liquids | 0.2 | NY | New York | 40.7327 | -73.9816 | 1988 | 1
NYIS | Mount Sinai Beth Israel | 61569 | GEN10 |  |  | Petroleum Liquids | 1 | NY | New York | 40.7327 | -73.9816 | 1988 | 1
NYIS | Mount Sinai South Nassau Hospital | 62447 | 3 |  |  | Petroleum Liquids | 1 | NY | Nassau | 40.6516 | -73.6299 | 2005 | 1
NYIS | Mount Sinai South Nassau Hospital | 62447 | 4 |  |  | Petroleum Liquids | 2 | NY | Nassau | 40.6516 | -73.6299 | 2020 | 2
NYIS | Mt Ida Hydroelectric | 50031 | 3983 |  |  | Conventional Hydroelectric | 1.5 | NY | Rensselaer | 42.7213 | -73.6806 | 1992 | 1
NYIS | Mt Ida Hydroelectric | 50031 | 3986 |  |  | Conventional Hydroelectric | 1.5 | NY | Rensselaer | 42.7213 | -73.6806 | 1992 | 1
NYIS | Mt Pleasant Community Center | 64442 | MPES |  |  | Batteries | 0.7 | NY | Westchester | 41.1 | -73.7715 | 2022 | 11
NYIS | Mt. Sinai- Morningside | 62453 | CT250 |  |  | Petroleum Liquids | 0.3 | NY | Westchester | 40.9288 | -73.898 | 1960 | 1
NYIS | Mt. Sinai- Morningside | 62453 | CT750 |  |  | Petroleum Liquids | 0.8 | NY | Westchester | 40.9288 | -73.898 | 1978 | 1
NYIS | Mt. Sinai- Morningside | 62453 | EG1 |  |  | Petroleum Liquids | 0.2 | NY | Westchester | 40.9288 | -73.898 | 1995 | 1
NYIS | Mt. Sinai- Morningside | 62453 | EG2 |  |  | Petroleum Liquids | 0.3 | NY | Westchester | 40.9288 | -73.898 | 2010 | 1
NYIS | Mt. Sinai- Morningside | 62453 | EG3 |  |  | Petroleum Liquids | 2.5 | NY | Westchester | 40.9288 | -73.898 | 2015 | 1
NYIS | Mt. Sinai- Morningside | 62453 | EG4 |  |  | Petroleum Liquids | 2.5 | NY | Westchester | 40.9288 | -73.898 | 2015 | 1
NYIS | Munnsville Wind Farm LLC | 56594 | MU1 |  |  | Onshore Wind Turbine | 34.5 | NY | Madison | 42.9086 | -75.5697 | 2007 | 10
NYIS | NHH003 Clarkson Fuel Cell | 63648 | NHH03 |  |  | Other Natural Gas | 1.1 | NY | Kings | 40.6565 | -73.9428 | 2018 | 9
NYIS | NHH004 Winthrop Fuel Cell | 63649 | NHH04 |  |  | Other Natural Gas | 1 | NY | Kings | 40.6568 | -73.9467 | 2018 | 9
NYIS | NY - Mines Press | 65815 | MPBS |  |  | Batteries | 1 | NY | Westchester | 41.278 | -73.8661 | 2022 | 6
NYIS | NY Times Daily Production Facility | 61414 | GEN1 |  |  | Petroleum Liquids | 2 | NY | Queens | 40.7754 | -73.8309 | 2005 | 9
NYIS | NY Times Daily Production Facility | 61414 | GEN2 |  |  | Petroleum Liquids | 2 | NY | Queens | 40.7754 | -73.8309 | 2005 | 9
NYIS | NY Times Daily Production Facility | 61414 | GEN3 |  |  | Petroleum Liquids | 2 | NY | Queens | 40.7754 | -73.8309 | 2005 | 9
NYIS | NY Times Daily Production Facility | 61414 | GEN4 |  |  | Petroleum Liquids | 2 | NY | Queens | 40.7754 | -73.8309 | 2005 | 9
NYIS | NY Times Daily Production Facility | 61414 | GEN5 |  |  | Petroleum Liquids | 2 | NY | Queens | 40.7754 | -73.8309 | 2008 | 8
NYIS | NY Times Daily Production Facility | 61414 | GEN6 |  |  | Petroleum Liquids | 2 | NY | Queens | 40.7754 | -73.8309 | 2008 | 8
NYIS | NY3 Battery | 63585 | NY3 |  |  | Batteries | 3 | NY | Rockland | 41.1851 | -74.0747 | 2020 | 12
NYIS | NY6 Battery | 65692 | NY6 |  |  | Batteries | 20 | NY | Erie | 42.8043 | -78.8276 | 2023 | 5
NYIS | NYC-HH - CONEY ISLAND HOSPITAL | 61413 | GEN1 |  |  | Petroleum Liquids | 1.2 | NY | Kings | 40.5855 | -73.9656 | 1993 | 7
NYIS | NYC-HH - CONEY ISLAND HOSPITAL | 61413 | GEN2 |  |  | Petroleum Liquids | 1.3 | NY | Kings | 40.5855 | -73.9656 | 2005 | 3
NYIS | NYC-HH - CONEY ISLAND HOSPITAL | 61413 | GEN3 |  |  | Petroleum Liquids | 0.3 | NY | Kings | 40.5855 | -73.9656 | 2014 | 2
NYIS | NYC-HH-New Bellevue Hospital | 62250 | CAT15 |  |  | Petroleum Liquids | 1.5 | NY | New York | 40.7396 | -73.9761 | 2010 | 1
NYIS | NYC-HH-New Bellevue Hospital | 62250 | CAT2H |  |  | Petroleum Liquids | 0.8 | NY | New York | 40.7396 | -73.9761 | 2011 | 1
NYIS | NYC-HH-New Bellevue Hospital | 62250 | CAT2M |  |  | Petroleum Liquids | 0.8 | NY | New York | 40.7396 | -73.9761 | 2011 | 1
NYIS | NYC-HH-New Bellevue Hospital | 62250 | CAT2X |  |  | Petroleum Liquids | 0.8 | NY | New York | 40.7396 | -73.9761 | 2011 | 1
NYIS | NYC-HH-New Bellevue Hospital | 62250 | CAT2Y |  |  | Petroleum Liquids | 0.8 | NY | New York | 40.7396 | -73.9761 | 2011 | 1
NYIS | NYC-HH-New Bellevue Hospital | 62250 | CAT6M |  |  | Petroleum Liquids | 0.6 | NY | New York | 40.7396 | -73.9761 | 1996 | 1
NYIS | NYC-HH-New Bellevue Hospital | 62250 | CAT6P |  |  | Petroleum Liquids | 0.6 | NY | New York | 40.7396 | -73.9761 | 1996 | 1
NYIS | NYC-HH-New Bellevue Hospital | 62250 | CUM6Z |  |  | Petroleum Liquids | 0.9 | NY | New York | 40.7396 | -73.9761 | 2011 | 1
NYIS | NYC-HH-New Bellevue Hospital | 62250 | RUD3R |  |  | Petroleum Liquids | 0.6 | NY | New York | 40.7396 | -73.9761 | 2002 | 1
NYIS | NYP-Hudson Valley Hospital Center | 62421 | 600CP |  |  | Petroleum Liquids | 0.6 | NY | Westchester | 41.2867 | -73.8888 | 2012 | 1
NYIS | NYP-Hudson Valley Hospital Center | 62421 | 600OE |  |  | Petroleum Liquids | 0.6 | NY | Westchester | 41.2867 | -73.8888 | 2012 | 1
NYIS | NYP-Hudson Valley Hospital Center | 62421 | 750RX |  |  | Petroleum Liquids | 0.8 | NY | Westchester | 41.2867 | -73.8888 | 2010 | 1
NYIS | NYP-Hudson Valley Hospital Center | 62421 | TER |  |  | Petroleum Liquids | 0.6 | NY | Westchester | 41.2867 | -73.8888 | 2018 | 1
NYIS | NYP-Lower Manhattan Hospital | 62366 | CATR4 |  |  | Petroleum Liquids | 1.5 | NY | New York | 40.7103 | -74.005 | 1992 | 1
NYIS | NYP-Westchester | 63580 | CAT15 |  |  | Petroleum Liquids | 0.2 | NY | Westchester | 40.9423 | -73.8369 | 1985 | 1
NYIS | NYP-Westchester | 63580 | CU750 |  |  | Petroleum Liquids | 0.8 | NY | Westchester | 40.9423 | -73.8369 | 2015 | 1
NYIS | NYP-Westchester | 63580 | DD300 |  |  | Petroleum Liquids | 0.3 | NY | Westchester | 40.9423 | -73.8369 | 1964 | 1
NYIS | NYP-Westchester | 63580 | KL515 |  |  | Petroleum Liquids | 0.5 | NY | Westchester | 40.9423 | -73.8369 | 1985 | 1
NYIS | NYPH-Queens | 62271 | PB809 |  |  | Petroleum Liquids | 0.9 | NY | Queens | 40.7504 | -73.8257 | 2010 | 1
NYIS | NYPH-Queens | 62271 | PB909 |  |  | Petroleum Liquids | 0.9 | NY | Queens | 40.7504 | -73.8257 | 2010 | 1
NYIS | NYPH-Queens | 62271 | PR601 |  |  | Petroleum Liquids | 0.9 | NY | Queens | 40.7504 | -73.8257 | 2000 | 1
NYIS | NYPH-Queens | 62271 | PR602 |  |  | Petroleum Liquids | 0.9 | NY | Queens | 40.7504 | -73.8257 | 2010 | 1
NYIS | NYPH-Queens | 62271 | PR816 |  |  | Petroleum Liquids | 0.9 | NY | Queens | 40.7504 | -73.8257 | 2000 | 1
NYIS | NYS Rte 12 Community Solar | 64090 | NR12S |  |  | Batteries | 5 | NY | Jefferson | 44.2548 | -76.0118 | 2019 | 12
NYIS | NYU LANGONE HEALTH | 61488 | ENB1 |  |  | Petroleum Liquids | 2.7 | NY | New York | 40.7468 | -73.9722 | 2016 | 6
NYIS | NYU LANGONE HEALTH | 61488 | ENB2 |  |  | Petroleum Liquids | 2.7 | NY | New York | 40.7468 | -73.9722 | 2016 | 6
NYIS | NYU LANGONE HEALTH | 61488 | ENB3 |  |  | Petroleum Liquids | 2.5 | NY | New York | 40.7468 | -73.9722 | 2015 | 1
NYIS | NYU LANGONE HEALTH | 61488 | GT |  |  | Natural Gas Fired Combustion Turbine | 7.5 | NY | New York | 40.7468 | -73.9722 | 2016 | 6
NYIS | NYU LANGONE HEALTH | 61488 | HCC1 |  |  | Petroleum Liquids | 1 | NY | New York | 40.7468 | -73.9722 | 2006 | 1
NYIS | NYU LANGONE HEALTH | 61488 | KML1 |  |  | Petroleum Liquids | 2.5 | NY | New York | 40.7468 | -73.9722 | 2018 | 1
NYIS | NYU LANGONE HEALTH | 61488 | KML2 |  |  | Petroleum Liquids | 2.5 | NY | New York | 40.7468 | -73.9722 | 2018 | 1
NYIS | NYU LANGONE HEALTH | 61488 | KML3 |  |  | Petroleum Liquids | 2.5 | NY | New York | 40.7468 | -73.9722 | 2018 | 1
NYIS | NYU LANGONE HEALTH | 61488 | SCI1 |  |  | Petroleum Liquids | 3 | NY | New York | 40.7468 | -73.9722 | 2015 | 1
NYIS | NYU LANGONE HEALTH | 61488 | SCI2 |  |  | Petroleum Liquids | 3 | NY | New York | 40.7468 | -73.9722 | 2015 | 1
NYIS | NYU LANGONE HEALTH | 61488 | SKB1 |  |  | Petroleum Liquids | 1.3 | NY | New York | 40.7468 | -73.9722 | 1992 | 10
NYIS | NYU LANGONE HEALTH | 61488 | SMB1 |  |  | Petroleum Liquids | 1.4 | NY | New York | 40.7468 | -73.9722 | 2006 | 9
NYIS | NYU LANGONE HEALTH | 61488 | SMB2 |  |  | Petroleum Liquids | 1.4 | NY | New York | 40.7468 | -73.9722 | 2006 | 9
NYIS | NYU Langone - Orthopedic | 63625 | HJD#1 |  |  | Petroleum Liquids | 0.8 | NY | Kings | 40.734 | -73.9828 | 2023 | 1
NYIS | NYU Langone - Orthopedic | 63625 | HJD#2 |  |  | Petroleum Liquids | 0.8 | NY | Kings | 40.734 | -73.9828 | 1977 | 1
NYIS | NYU Langone Hospital- Brooklyn | 54769 | GEN1 |  |  | Natural Gas Internal Combustion Engine | 0.8 | NY | Kings | 40.6467 | -74.0211 | 1994 | 1
NYIS | NYU Langone Hospital- Brooklyn | 54769 | GEN2 |  |  | Natural Gas Internal Combustion Engine | 0.8 | NY | Kings | 40.6467 | -74.0211 | 1994 | 1
NYIS | NYU Langone Hospital- Brooklyn | 54769 | GEN3 |  |  | Petroleum Liquids | 1.5 | NY | Kings | 40.6467 | -74.0211 | 2006 | 1
NYIS | NYU Langone Hospital- Brooklyn | 54769 | GEN4 |  |  | Petroleum Liquids | 1.5 | NY | Kings | 40.6467 | -74.0211 | 2006 | 1
NYIS | Nanticoke LFG | 59816 | BR12 |  |  | Landfill Gas | 4 | NY | Broome | 42.2437 | -75.9825 | 2006 | 3
NYIS | Narrows Gas Turbines Generating | 2499 | NT11 |  |  | Natural Gas Fired Combustion Turbine | 22 | NY | Kings | 40.6486 | -74.0208 | 1972 | 5
NYIS | Narrows Gas Turbines Generating | 2499 | NT12 |  |  | Natural Gas Fired Combustion Turbine | 22 | NY | Kings | 40.6486 | -74.0208 | 1972 | 5
NYIS | Narrows Gas Turbines Generating | 2499 | NT13 |  |  | Natural Gas Fired Combustion Turbine | 22 | NY | Kings | 40.6486 | -74.0208 | 1972 | 5
NYIS | Narrows Gas Turbines Generating | 2499 | NT14 |  |  | Natural Gas Fired Combustion Turbine | 22 | NY | Kings | 40.6486 | -74.0208 | 1972 | 5
NYIS | Narrows Gas Turbines Generating | 2499 | NT15 |  |  | Natural Gas Fired Combustion Turbine | 22 | NY | Kings | 40.6486 | -74.0208 | 1972 | 5
NYIS | Narrows Gas Turbines Generating | 2499 | NT16 |  |  | Natural Gas Fired Combustion Turbine | 22 | NY | Kings | 40.6486 | -74.0208 | 1972 | 5
NYIS | Narrows Gas Turbines Generating | 2499 | NT17 |  |  | Natural Gas Fired Combustion Turbine | 22 | NY | Kings | 40.6486 | -74.0208 | 1972 | 5
NYIS | Narrows Gas Turbines Generating | 2499 | NT18 |  |  | Natural Gas Fired Combustion Turbine | 22 | NY | Kings | 40.6486 | -74.0208 | 1972 | 5
NYIS | Narrows Gas Turbines Generating | 2499 | NT21 |  |  | Natural Gas Fired Combustion Turbine | 22 | NY | Kings | 40.6486 | -74.0208 | 1972 | 6
NYIS | Narrows Gas Turbines Generating | 2499 | NT22 |  |  | Natural Gas Fired Combustion Turbine | 22 | NY | Kings | 40.6486 | -74.0208 | 1972 | 6
NYIS | Narrows Gas Turbines Generating | 2499 | NT23 |  |  | Natural Gas Fired Combustion Turbine | 22 | NY | Kings | 40.6486 | -74.0208 | 1972 | 6
NYIS | Narrows Gas Turbines Generating | 2499 | NT24 |  |  | Natural Gas Fired Combustion Turbine | 22 | NY | Kings | 40.6486 | -74.0208 | 1972 | 6
NYIS | Narrows Gas Turbines Generating | 2499 | NT25 |  |  | Natural Gas Fired Combustion Turbine | 22 | NY | Kings | 40.6486 | -74.0208 | 1972 | 6
NYIS | Narrows Gas Turbines Generating | 2499 | NT26 |  |  | Natural Gas Fired Combustion Turbine | 22 | NY | Kings | 40.6486 | -74.0208 | 1972 | 6
NYIS | Narrows Gas Turbines Generating | 2499 | NT27 |  |  | Natural Gas Fired Combustion Turbine | 22 | NY | Kings | 40.6486 | -74.0208 | 1972 | 6
NYIS | Narrows Gas Turbines Generating | 2499 | NT28 |  |  | Natural Gas Fired Combustion Turbine | 22 | NY | Kings | 40.6486 | -74.0208 | 1972 | 6
NYIS | Neversink | 2483 | H1 |  |  | Conventional Hydroelectric | 25 | NY | Sullivan | 41.8194 | -74.6358 | 1953 | 12
NYIS | New York Presbyterian Hospital- 68th Street | 61238 | ANX1 |  |  | Petroleum Liquids | 2.5 | NY | New York | 40.7644 | -73.9539 | 2016 | 5
NYIS | New York Presbyterian Hospital- 68th Street | 61238 | ANX2 |  |  | Petroleum Liquids | 2.5 | NY | New York | 40.7644 | -73.9539 | 2016 | 5
NYIS | New York Presbyterian Hospital- 68th Street | 61238 | CGTB |  |  | Natural Gas Fired Combustion Turbine | 7.7 | NY | New York | 40.7644 | -73.9539 | 2009 | 5
NYIS | New York Presbyterian Hospital- 68th Street | 61238 | DHK1 |  |  | Petroleum Liquids | 1.5 | NY | New York | 40.7644 | -73.9539 | 2017 | 11
NYIS | New York Presbyterian Hospital- 68th Street | 61238 | DHK2 |  |  | Petroleum Liquids | 1.5 | NY | New York | 40.7644 | -73.9539 | 2017 | 11
NYIS | New York Presbyterian Hospital- 68th Street | 61238 | DHK3 |  |  | Petroleum Liquids | 1.5 | NY | New York | 40.7644 | -73.9539 | 2017 | 11
NYIS | New York Presbyterian Hospital- 68th Street | 61238 | GRB1 |  |  | Petroleum Liquids | 1.4 | NY | New York | 40.7644 | -73.9539 | 1997 | 4
NYIS | New York Presbyterian Hospital- 68th Street | 61238 | GRB2 |  |  | Petroleum Liquids | 1.4 | NY | New York | 40.7644 | -73.9539 | 1997 | 4
NYIS | New York Presbyterian Hospital- 68th Street | 61238 | GRB3 |  |  | Petroleum Liquids | 1.4 | NY | New York | 40.7644 | -73.9539 | 1997 | 4
NYIS | New York Presbyterian Hospital- 68th Street | 61238 | GRB4 |  |  | Petroleum Liquids | 1.5 | NY | New York | 40.7644 | -73.9539 | 2008 | 12
NYIS | New York Presbyterian Hospital-168th St | 61026 | CHNY1 |  |  | Petroleum Liquids | 2 | NY | New York | 40.8409 | -73.9414 | 2003 | 1
NYIS | New York Presbyterian Hospital-168th St | 61026 | CHNY2 |  |  | Petroleum Liquids | 2 | NY | New York | 40.8409 | -73.9414 | 2003 | 1
NYIS | New York Presbyterian Hospital-168th St | 61026 | GARG |  |  | Petroleum Liquids | 0.1 | NY | New York | 40.8409 | -73.9414 | 2000 | 1
NYIS | New York Presbyterian Hospital-168th St | 61026 | MHB1 |  |  | Petroleum Liquids | 2 | NY | New York | 40.8409 | -73.9414 | 2000 | 1
NYIS | New York Presbyterian Hospital-168th St | 61026 | MHB2 |  |  | Petroleum Liquids | 1.4 | NY | New York | 40.8409 | -73.9414 | 2000 | 1
NYIS | New York Presbyterian Hospital-168th St | 61026 | MHB3 |  |  | Petroleum Liquids | 1.4 | NY | New York | 40.8409 | -73.9414 | 2000 | 1
NYIS | New York Presbyterian Hospital-168th St | 61026 | MHB4 |  |  | Petroleum Liquids | 1.5 | NY | New York | 40.8409 | -73.9414 | 2008 | 1
NYIS | New York Presbyterian Hospital-168th St | 61026 | MHB5 |  |  | Petroleum Liquids | 1.5 | NY | New York | 40.8409 | -73.9414 | 2008 | 1
NYIS | New York State Dam Hydro | 10221 | GEN1 |  |  | Conventional Hydroelectric | 5.7 | NY | Saratoga | 42.7818 | -73.6961 | 1990 | 11
NYIS | New York State Dam Hydro | 10221 | GEN2 |  |  | Conventional Hydroelectric | 5.7 | NY | Saratoga | 42.7818 | -73.6961 | 1990 | 11
NYIS | New York University Central Plant | 54808 | GT1 |  |  | Natural Gas Fired Combined Cycle | 5.5 | NY | New York | 40.7899 | -73.9233 | 2010 | 12
NYIS | New York University Central Plant | 54808 | GT2 |  |  | Natural Gas Fired Combined Cycle | 5.5 | NY | New York | 40.7899 | -73.9233 | 2010 | 12
NYIS | New York University Central Plant | 54808 | T1 |  |  | Natural Gas Fired Combined Cycle | 2.4 | NY | New York | 40.7899 | -73.9233 | 1984 | 1
NYIS | NewYork-Presbyterian Brooklyn Methodist | 52091 | 01-8N |  |  | Petroleum Liquids | 0.8 | NY | Kings | 40.6679 | -73.9787 | 2006 | 1
NYIS | NewYork-Presbyterian Brooklyn Methodist | 52091 | 02-8P |  |  | Petroleum Liquids | 1 | NY | Kings | 40.6679 | -73.9787 | 2006 | 1
NYIS | NewYork-Presbyterian Brooklyn Methodist | 52091 | 03-8L |  |  | Petroleum Liquids | 1 | NY | Kings | 40.6679 | -73.9787 | 2008 | 1
NYIS | NewYork-Presbyterian Brooklyn Methodist | 52091 | 04-6Z |  |  | Petroleum Liquids | 0.8 | NY | Kings | 40.6679 | -73.9787 | 2006 | 1
NYIS | NewYork-Presbyterian Brooklyn Methodist | 52091 | 05-6Z |  |  | Petroleum Liquids | 0.8 | NY | Kings | 40.6679 | -73.9787 | 2006 | 1
NYIS | NewYork-Presbyterian Brooklyn Methodist | 52091 | CCHEG |  |  | Petroleum Liquids | 1.5 | NY | Kings | 40.6679 | -73.9787 | 2020 | 6
NYIS | Newport Hydro | 50354 | 1 |  |  | Conventional Hydroelectric | 0.8 | NY | Herkimer | 43.1853 | -75.0169 | 1987 | 12
NYIS | Newport Hydro | 50354 | 2 |  |  | Conventional Hydroelectric | 0.8 | NY | Herkimer | 43.1853 | -75.0169 | 1987 | 12
NYIS | Newport Hydro | 50354 | 3 |  |  | Conventional Hydroelectric | 0.1 | NY | Herkimer | 43.1853 | -75.0169 | 1987 | 12
NYIS | Nine Mile Point Nuclear Station | 2589 | 1 |  |  | Nuclear | 641.8 | NY | Oswego | 43.5211 | -76.41 | 1969 | 12
NYIS | Nine Mile Point Nuclear Station | 2589 | 2 |  |  | Nuclear | 1259.3 | NY | Oswego | 43.5211 | -76.41 | 1987 | 7
NYIS | Norfolk | 2590 | 1 |  |  | Conventional Hydroelectric | 5 | NY | St Lawrence | 44.8053 | -74.9975 | 1928 | 1
NYIS | Normanskill Hydro Project | 50123 | GEN1 |  |  | Conventional Hydroelectric | 1.2 | NY | Albany | 42.7124 | -73.9573 | 1983 | 4
NYIS | North 1st | 7915 | N01 |  |  | Natural Gas Fired Combustion Turbine | 47 | NY | Kings | 40.7171 | -73.9664 | 2001 | 8
NYIS | North Central Bronx Hospital | 63643 | EG1 |  |  | Petroleum Liquids | 0.8 | NY | Bronx | 40.8804 | -73.8812 | 2000 | 1
NYIS | North Central Bronx Hospital | 63643 | EG2 |  |  | Petroleum Liquids | 0.8 | NY | Bronx | 40.8804 | -73.8812 | 2000 | 1
NYIS | Northern Westchester Hospital | 61378 | 1 |  |  | Petroleum Liquids | 1 | NY | Westchester | 41.1968 | -73.7257 | 2017 | 12
NYIS | Northern Westchester Hospital | 61378 | 2 |  |  | Petroleum Liquids | 1 | NY | Westchester | 41.1968 | -73.7257 | 2017 | 12
NYIS | Northern Westchester Hospital | 61378 | 3 |  |  | Petroleum Liquids | 1 | NY | Westchester | 41.1968 | -73.7257 | 2017 | 12
NYIS | Northern Westchester Hospital | 61378 | P |  |  | Natural Gas Internal Combustion Engine | 1 | NY | Westchester | 41.1968 | -73.7257 | 1971 | 6
NYIS | Northport | 2516 | 2 |  |  | Natural Gas Steam Turbine | 387 | NY | Suffolk | 40.9236 | -73.3423 | 1968 | 6
NYIS | Northport | 2516 | 3 |  |  | Natural Gas Steam Turbine | 387 | NY | Suffolk | 40.9236 | -73.3423 | 1972 | 7
NYIS | Northport | 2516 | 4 |  |  | Natural Gas Steam Turbine | 387 | NY | Suffolk | 40.9236 | -73.3423 | 1977 | 12
NYIS | Northport | 2516 | GT1 |  |  | Petroleum Liquids | 16 | NY | Suffolk | 40.9236 | -73.3423 | 1967 | 3
NYIS | Northport | 2516 | ST1 |  |  | Natural Gas Steam Turbine | 387 | NY | Suffolk | 40.9236 | -73.3423 | 1967 | 7
NYIS | Norwich Solar and Energy Storage CSG | 64374 | NRWCB |  |  | Batteries | 5 | NY | Chenango | 42.5529 | -75.5296 | 2021 | 9
NYIS | Norwood | 2591 | 1 |  |  | Conventional Hydroelectric | 2 | NY | St Lawrence | 44.7439 | -75.0042 | 1928 | 1
NYIS | Number Three Wind Project | 65522 | 65013 |  |  | Onshore Wind Turbine | 106 | NY | Lewis | 43.8396 | -75.5699 | 2023 | 5
NYIS | OBP Cogen | 57798 | 1OBP |  |  | Natural Gas Fired Combustion Turbine | 4.6 | NY | New York | 40.7549 | -73.9832 | 2010 | 6
NYIS | Ogdensburg | 52058 | 01 |  |  | Conventional Hydroelectric | 0.7 | NY | St Lawrence | 44.7041 | -75.487 | 1987 | 12
NYIS | Ogdensburg | 52058 | 02 |  |  | Conventional Hydroelectric | 0.7 | NY | St Lawrence | 44.7041 | -75.487 | 1987 | 12
NYIS | Ogdensburg | 52058 | 03 |  |  | Conventional Hydroelectric | 0.7 | NY | St Lawrence | 44.7041 | -75.487 | 1987 | 12
NYIS | Ogdensburg | 52058 | 04 |  |  | Conventional Hydroelectric | 0.7 | NY | St Lawrence | 44.7041 | -75.487 | 1987 | 12
NYIS | Ogdensburg | 52058 | 05 |  |  | Conventional Hydroelectric | 0.7 | NY | St Lawrence | 44.7041 | -75.487 | 1987 | 12
NYIS | Ogdensburg Power | 10803 | GEN3 |  |  | Natural Gas Steam Turbine | 26.9 | NY | St Lawrence | 44.7258 | -75.4417 | 1993 | 10
NYIS | Oneida Herkimer | 57404 | GEN1 |  |  | Landfill Gas | 1.6 | NY | Oneida | 43.4622 | -75.4183 | 2012 | 4
NYIS | Oneida Herkimer | 57404 | GEN2 |  |  | Landfill Gas | 1.6 | NY | Oneida | 43.4622 | -75.4183 | 2013 | 5
NYIS | Onondaga County Resource Recovery | 50662 | GEN1 |  |  | Municipal Solid Waste | 39.5 | NY | Onondaga | 43.0047 | -76.1149 | 1994 | 11
NYIS | Ontario LFGTE | 56250 | GEN1 |  |  | Landfill Gas | 0.8 | NY | Ontario | 42.8586 | -77.0872 | 2003 | 11
NYIS | Ontario LFGTE | 56250 | GEN10 |  |  | Landfill Gas | 1.6 | NY | Ontario | 42.8586 | -77.0872 | 2013 | 3
NYIS | Ontario LFGTE | 56250 | GEN11 |  |  | Landfill Gas | 1.6 | NY | Ontario | 42.8586 | -77.0872 | 2013 | 3
NYIS | Ontario LFGTE | 56250 | GEN2 |  |  | Landfill Gas | 0.8 | NY | Ontario | 42.8586 | -77.0872 | 2003 | 11
NYIS | Ontario LFGTE | 56250 | GEN3 |  |  | Landfill Gas | 0.8 | NY | Ontario | 42.8586 | -77.0872 | 2003 | 11
NYIS | Ontario LFGTE | 56250 | GEN4 |  |  | Landfill Gas | 0.8 | NY | Ontario | 42.8586 | -77.0872 | 2003 | 11
NYIS | Ontario LFGTE | 56250 | GEN5 |  |  | Landfill Gas | 0.8 | NY | Ontario | 42.8586 | -77.0872 | 2005 | 5
NYIS | Ontario LFGTE | 56250 | GEN6 |  |  | Landfill Gas | 0.8 | NY | Ontario | 42.8586 | -77.0872 | 2005 | 5
NYIS | Ontario LFGTE | 56250 | GEN7 |  |  | Landfill Gas | 0.8 | NY | Ontario | 42.8586 | -77.0872 | 2005 | 5
NYIS | Ontario LFGTE | 56250 | GEN8 |  |  | Landfill Gas | 0.8 | NY | Ontario | 42.8586 | -77.0872 | 2010 | 11
NYIS | Ontario LFGTE | 56250 | GEN9 |  |  | Landfill Gas | 1.6 | NY | Ontario | 42.8586 | -77.0872 | 2013 | 3
NYIS | Orangeville Storage | 64686 | 65002 |  |  | Batteries | 24.7 | NY | Wyoming | 42.7387 | -78.2397 | 2022 | 10
NYIS | Orbit Bloom Fuel Cell | 64350 | OBFC |  |  | Other Natural Gas | 6 | NY | Suffolk | 40.819 | -72.9657 | 2020 | 8
NYIS | Oswegatchie | 58678 | 1 |  |  | Conventional Hydroelectric | 0.9 | NY | St Lawrence | 44.27 | -75.1992 | 2002 | 8
NYIS | Oswegatchie | 58678 | 2 |  |  | Conventional Hydroelectric | 0.9 | NY | St Lawrence | 44.27 | -75.1992 | 2002 | 8
NYIS | Oswego County Energy Recovery | 50907 | UNT1 |  |  | Municipal Solid Waste | 1.8 | NY | Oswego | 43.3488 | -76.4252 | 1986 | 2
NYIS | Oswego County Energy Recovery | 50907 | UNT2 |  |  | Municipal Solid Waste | 1.8 | NY | Oswego | 43.3488 | -76.4252 | 1986 | 2
NYIS | Oswego Falls East | 2595 | 1 |  |  | Conventional Hydroelectric | 2 | NY | Oswego | 43.3161 | -76.4153 | 1914 | 1
NYIS | Oswego Falls East | 2595 | 2 |  |  | Conventional Hydroelectric | 2 | NY | Oswego | 43.3161 | -76.4153 | 1914 | 1
NYIS | Oswego Falls East | 2595 | 3 |  |  | Conventional Hydroelectric | 2 | NY | Oswego | 43.3161 | -76.4153 | 1914 | 1
NYIS | Oswego Falls West | 2596 | 4 |  |  | Conventional Hydroelectric | 1 | NY | Oswego | 43.3156 | -76.4172 | 1914 | 1
NYIS | Oswego Falls West | 2596 | 5 |  |  | Conventional Hydroelectric | 1 | NY | Oswego | 43.3156 | -76.4172 | 1914 | 1
NYIS | Oswego Falls West | 2596 | 6 |  |  | Conventional Hydroelectric | 0.5 | NY | Oswego | 43.3156 | -76.4172 | 2008 | 10
NYIS | Oswego Falls West | 2596 | 7 |  |  | Conventional Hydroelectric | 0.5 | NY | Oswego | 43.3156 | -76.4172 | 2008 | 10
NYIS | Oswego Harbor Power | 2594 | ST5 |  |  | Petroleum Liquids | 901.8 | NY | Oswego | 43.4586 | -76.5319 | 1975 | 6
NYIS | Oswego Harbor Power | 2594 | ST6 |  |  | Petroleum Liquids | 901.8 | NY | Oswego | 43.4586 | -76.5319 | 1979 | 12
NYIS | Owlville Creek Solar 2, LLC | 63340 | 20660 |  |  | Batteries | 3 | NY | Madison | 43.0789 | -75.7722 | 2022 | 7
NYIS | Owlville Creek Solar, LLC | 63341 | 20660 |  |  | Batteries | 3 | NY | Madison | 43.0875 | -75.7796 | 2022 | 7
NYIS | Parishville | 2597 | 1 |  |  | Conventional Hydroelectric | 3 | NY | St Lawrence | 44.63 | -74.8258 | 1925 | 1
NYIS | Peak Power 1 Cogen | 57789 | GEN1 |  |  | Natural Gas Internal Combustion Engine | 2.1 | NY | New York | 40.7511 | -73.9917 | 2010 | 7
NYIS | Peak Power 1 Cogen | 57789 | GEN2 |  |  | Natural Gas Internal Combustion Engine | 2.1 | NY | New York | 40.7511 | -73.9917 | 2010 | 7
NYIS | Peak Power 1 Cogen | 57789 | GEN3 |  |  | Natural Gas Internal Combustion Engine | 2.1 | NY | New York | 40.7511 | -73.9917 | 2010 | 7
NYIS | Philadlephia | 10197 | GEN1 |  |  | Conventional Hydroelectric | 3.6 | NY | Jefferson | 44.1586 | -75.7088 | 1986 | 10
NYIS | Phoenix Hydro Project | 54865 | 1-02 |  |  | Conventional Hydroelectric | 1.6 | NY | Oswego | 43.2271 | -76.3021 | 1991 | 1
NYIS | Phoenix Hydro Project | 54865 | 2-01 |  |  | Conventional Hydroelectric | 1.6 | NY | Oswego | 43.2271 | -76.3021 | 1991 | 1
NYIS | Piercefield | 2598 | 1 |  |  | Conventional Hydroelectric | 1.5 | NY | St Lawrence | 44.2334 | -74.5662 | 1957 | 1
NYIS | Piercefield | 2598 | 2 |  |  | Conventional Hydroelectric | 0.6 | NY | St Lawrence | 44.2334 | -74.5662 | 1924 | 1
NYIS | Piercefield | 2598 | 3 |  |  | Conventional Hydroelectric | 0.6 | NY | St Lawrence | 44.2334 | -74.5662 | 1924 | 1
NYIS | Pinelawn Power LLC | 56188 | CTG |  |  | Natural Gas Fired Combined Cycle | 50 | NY | Suffolk | 40.7366 | -73.3884 | 2005 | 7
NYIS | Pinelawn Power LLC | 56188 | STG |  |  | Natural Gas Fired Combined Cycle | 32 | NY | Suffolk | 40.7366 | -73.3884 | 2005 | 10
NYIS | Plant No 1 Freeport | 2678 | 2 |  |  | Petroleum Liquids | 2.9 | NY | Nassau | 40.6561 | -73.5922 | 1949 | 1
NYIS | Plant No 1 Freeport | 2678 | 3 |  |  | Petroleum Liquids | 3.1 | NY | Nassau | 40.6561 | -73.5922 | 1954 | 1
NYIS | Plant No 2 Freeport | 2679 | 3 |  |  | Petroleum Liquids | 18.1 | NY | Nassau | 40.6447 | -73.5683 | 1973 | 5
NYIS | Plant No 2 Freeport | 2679 | CT5 |  |  | Natural Gas Fired Combustion Turbine | 60.5 | NY | Nassau | 40.6447 | -73.5683 | 2004 | 4
NYIS | Port Jefferson | 2517 | 3 |  |  | Natural Gas Steam Turbine | 188 | NY | Suffolk | 40.9497 | -73.0785 | 1958 | 11
NYIS | Port Jefferson | 2517 | 4 |  |  | Natural Gas Steam Turbine | 188 | NY | Suffolk | 40.9497 | -73.0785 | 1960 | 11
NYIS | Port Jefferson | 2517 | GT1 |  |  | Petroleum Liquids | 16 | NY | Suffolk | 40.9497 | -73.0785 | 1966 | 12
NYIS | Port Jefferson | 2517 | GT2 |  |  | Natural Gas Fired Combustion Turbine | 53 | NY | Suffolk | 40.9497 | -73.0785 | 2002 | 7
NYIS | Port Jefferson | 2517 | GT3 |  |  | Natural Gas Fired Combustion Turbine | 53 | NY | Suffolk | 40.9497 | -73.0785 | 2002 | 7
NYIS | Port Leyden Hydroelectric Project | 10817 | GEN1 |  |  | Conventional Hydroelectric | 0.5 | NY | Lewis | 43.5836 | -75.3392 | 1985 | 12
NYIS | Port Leyden Hydroelectric Project | 10817 | GEN2 |  |  | Conventional Hydroelectric | 0.5 | NY | Lewis | 43.5836 | -75.3392 | 1985 | 12
NYIS | Pouch | 8053 | N01 |  |  | Natural Gas Fired Combustion Turbine | 47 | NY | Richmond | 40.6182 | -74.0685 | 2001 | 8
NYIS | Prospect | 2599 | 1 |  |  | Conventional Hydroelectric | 19 | NY | Oneida | 43.2919 | -75.1477 | 1959 | 1
NYIS | Pyrites Plant | 10547 | GEN1 |  |  | Conventional Hydroelectric | 1.2 | NY | St Lawrence | 44.522 | -75.1881 | 1949 | 1
NYIS | Pyrites Plant | 10547 | GEN2 |  |  | Conventional Hydroelectric | 3.5 | NY | St Lawrence | 44.522 | -75.1881 | 1985 | 12
NYIS | Pyrites Plant | 10547 | GEN3 |  |  | Conventional Hydroelectric | 3.5 | NY | St Lawrence | 44.522 | -75.1881 | 1985 | 12
NYIS | R E Ginna Nuclear Power Plant | 6122 | 1 |  |  | Nuclear | 614 | NY | Wayne | 43.2777 | -77.3099 | 1970 | 7
NYIS | RED-Rochester, LLC | 10025 | 17TG |  |  | Natural Gas Steam Turbine | 15 | NY | Monroe | 43.1989 | -77.6319 | 1968 | 12
NYIS | RED-Rochester, LLC | 10025 | 41TG |  |  | Natural Gas Steam Turbine | 25.6 | NY | Monroe | 43.1989 | -77.6319 | 1964 | 5
NYIS | RED-Rochester, LLC | 10025 | 42TG |  |  | Natural Gas Steam Turbine | 25.6 | NY | Monroe | 43.1989 | -77.6319 | 1967 | 8
NYIS | RED-Rochester, LLC | 10025 | 43TG |  |  | Natural Gas Steam Turbine | 25.6 | NY | Monroe | 43.1989 | -77.6319 | 1969 | 4
NYIS | RED-Rochester, LLC | 10025 | 44TG |  |  | Natural Gas Steam Turbine | 25.6 | NY | Monroe | 43.1989 | -77.6319 | 1987 | 8
NYIS | RED-Rochester, LLC | 10025 | 75TG |  |  | Natural Gas Steam Turbine | 3 | NY | Monroe | 43.1989 | -77.6319 | 2015 | 4
NYIS | RED-Rochester, LLC | 10025 | KPR1 |  |  | Conventional Hydroelectric | 0.4 | NY | Monroe | 43.1989 | -77.6319 | 1957 | 6
NYIS | RT 52 Walden Solar 1, LLC Hybrid | 63000 | BESS |  |  | Batteries | 4 | NY | Orange | 41.5841 | -74.2163 | 2020 | 1
NYIS | Rainbow Falls Auscble | 6526 | 1 |  |  | Conventional Hydroelectric | 1.3 | NY | Clinton | 44.5236 | -73.4617 | 1926 | 8
NYIS | Rainbow Falls Auscble | 6526 | 2 |  |  | Conventional Hydroelectric | 1.3 | NY | Clinton | 44.5236 | -73.4617 | 1927 | 8
NYIS | Rainbow Falls Hydro | 2600 | 1 |  |  | Conventional Hydroelectric | 25 | NY | St Lawrence | 44.5178 | -74.8228 | 1956 | 1
NYIS | Ravenswood | 2500 | 1 |  |  | Natural Gas Steam Turbine | 400 | NY | Queens | 40.7592 | -73.9461 | 1963 | 2
NYIS | Ravenswood | 2500 | 2 |  |  | Natural Gas Steam Turbine | 400 | NY | Queens | 40.7592 | -73.9461 | 1963 | 5
NYIS | Ravenswood | 2500 | 3 |  |  | Natural Gas Steam Turbine | 1027 | NY | Queens | 40.7592 | -73.9461 | 1965 | 6
NYIS | Ravenswood | 2500 | 4 |  |  | Natural Gas Fired Combined Cycle | 181 | NY | Queens | 40.7592 | -73.9461 | 2003 | 12
NYIS | Ravenswood | 2500 | 4S |  |  | Natural Gas Fired Combined Cycle | 87.5 | NY | Queens | 40.7592 | -73.9461 | 2003 | 12
NYIS | Raymondville | 2601 | 1 |  |  | Conventional Hydroelectric | 2 | NY | St Lawrence | 44.835 | -74.9803 | 1928 | 1
NYIS | Regeneron Pharmaceuticals Inc. | 62423 | 735G1 |  |  | Petroleum Liquids | 1.5 | NY | Westchester | 41.0787 | -73.8223 | 2009 | 8
NYIS | Regeneron Pharmaceuticals Inc. | 62423 | 735G2 |  |  | Petroleum Liquids | 1 | NY | Westchester | 41.0787 | -73.8223 | 2009 | 8
NYIS | Regeneron Pharmaceuticals Inc. | 62423 | 745G1 |  |  | Petroleum Liquids | 2 | NY | Westchester | 41.0787 | -73.8223 | 2016 | 4
NYIS | Regeneron Pharmaceuticals Inc. | 62423 | 745G2 |  |  | Petroleum Liquids | 2 | NY | Westchester | 41.0787 | -73.8223 | 2016 | 4
NYIS | Regeneron Pharmaceuticals Inc. | 62423 | 765G1 |  |  | Petroleum Liquids | 2.5 | NY | Westchester | 41.0787 | -73.8223 | 2016 | 4
NYIS | Regeneron Pharmaceuticals Inc. | 62423 | 765G2 |  |  | Petroleum Liquids | 2 | NY | Westchester | 41.0787 | -73.8223 | 2020 | 1
NYIS | Regeneron Pharmaceuticals Inc. | 62423 | 771NG |  |  | Natural Gas Internal Combustion Engine | 0.8 | NY | Westchester | 41.0787 | -73.8223 | 2010 | 1
NYIS | Regeneron Pharmaceuticals Inc. | 62423 | 777G1 |  |  | Petroleum Liquids | 1 | NY | Westchester | 41.0787 | -73.8223 | 2013 | 2
NYIS | Regeneron Pharmaceuticals Inc. | 62423 | 777G2 |  |  | Petroleum Liquids | 2.5 | NY | Westchester | 41.0787 | -73.8223 | 2020 | 3
NYIS | Regeneron Pharmaceuticals Inc. | 62423 | 785G1 |  |  | Petroleum Liquids | 1.5 | NY | Westchester | 41.0787 | -73.8223 | 2015 | 4
NYIS | Regeneron Pharmaceuticals Inc. | 62423 | 795G1 |  |  | Petroleum Liquids | 2 | NY | Westchester | 41.0787 | -73.8223 | 2015 | 4
NYIS | Regeneron Pharmaceuticals Inc. | 62423 | 795G2 |  |  | Petroleum Liquids | 2 | NY | Westchester | 41.0787 | -73.8223 | 2015 | 4
NYIS | Regeneron Tarrytown | 62456 | RGP00 |  |  | Other Natural Gas | 1.5 | NY | Westchester | 41.078 | -73.8206 | 2018 | 10
NYIS | Rensselaer Cogen | 54034 | GEN1 |  |  | Natural Gas Fired Combined Cycle | 49.2 | NY | Rensselaer | 42.6253 | -73.75 | 1994 | 4
NYIS | Rensselaer Cogen | 54034 | GEN2 |  |  | Natural Gas Fired Combined Cycle | 39 | NY | Rensselaer | 42.6253 | -73.75 | 1994 | 4
NYIS | Reworld Babylon Inc | 50649 | GEN1 |  |  | Municipal Solid Waste | 17 | NY | Suffolk | 40.7348 | -73.3868 | 1989 | 1
NYIS | Reworld Niagara I | 50472 | GEN1 |  |  | Municipal Solid Waste | 25 | NY | Niagara | 43.0839 | -79.0056 | 1980 | 8
NYIS | Reworld Niagara I | 50472 | GEN2 |  |  | Municipal Solid Waste | 25 | NY | Niagara | 43.0839 | -79.0056 | 1980 | 8
NYIS | Richard M Flynn | 7314 | NA1 |  |  | Natural Gas Fired Combined Cycle | 110 | NY | Suffolk | 40.8158 | -73.064 | 1994 | 5
NYIS | Richard M Flynn | 7314 | NA2 |  |  | Natural Gas Fired Combined Cycle | 60 | NY | Suffolk | 40.8158 | -73.064 | 1994 | 5
NYIS | Richmond University Medical Center | 63553 | CT200 |  |  | Petroleum Liquids | 0.2 | NY | Richmond | 40.6359 | -74.1058 | 1986 | 1
NYIS | Richmond University Medical Center | 63553 | CT365 |  |  | Petroleum Liquids | 0.4 | NY | Richmond | 40.6359 | -74.1058 | 2023 | 1
NYIS | Richmond University Medical Center | 63553 | CT750 |  |  | Petroleum Liquids | 0.8 | NY | Richmond | 40.6359 | -74.1058 | 2022 | 1
NYIS | Richmond University Medical Center | 63553 | CU600 |  |  | Petroleum Liquids | 0.6 | NY | Richmond | 40.6359 | -74.1058 | 1978 | 1
NYIS | Richmond University Medical Center | 63553 | KT750 |  |  | Petroleum Liquids | 0.8 | NY | Richmond | 40.6359 | -74.1058 | 2021 | 1
NYIS | Rio | 2631 | RIO |  |  | Conventional Hydroelectric | 10 | NY | Sullivan | 41.4625 | -74.7578 | 1927 | 12
NYIS | Rio | 2631 | RIO2 |  |  | Conventional Hydroelectric | 0.8 | NY | Sullivan | 41.4625 | -74.7578 | 2013 | 12
NYIS | Riverbay | 52168 | GEN2 |  |  | Natural Gas Fired Combined Cycle | 16 | NY | Bronx | 40.87 | -73.8244 | 2011 | 3
NYIS | Riverbay | 52168 | GEN3 |  |  | Natural Gas Fired Combined Cycle | 12.9 | NY | Bronx | 40.87 | -73.8244 | 2011 | 3
NYIS | Riverbay | 52168 | GEN4 |  |  | Natural Gas Fired Combined Cycle | 12.9 | NY | Bronx | 40.87 | -73.8244 | 2011 | 3
NYIS | Riverbay | 52168 | U0007 |  |  | Petroleum Liquids | 1.7 | NY | Bronx | 40.87 | -73.8244 | 2011 | 6
NYIS | Roaring Brook, LLC | 61041 | WT1 |  |  | Onshore Wind Turbine | 79.7 | NY | Lewis | 43.7096 | -75.6162 | 2021 | 10
NYIS | Robert Moses Niagara | 2693 | 1 |  |  | Conventional Hydroelectric | 193.5 | NY | Niagara | 43.1427 | -79.0394 | 1961 | 1
NYIS | Robert Moses Niagara | 2693 | 10 |  |  | Conventional Hydroelectric | 193.5 | NY | Niagara | 43.1427 | -79.0394 | 1961 | 12
NYIS | Robert Moses Niagara | 2693 | 11 |  |  | Conventional Hydroelectric | 193.5 | NY | Niagara | 43.1427 | -79.0394 | 1962 | 2
NYIS | Robert Moses Niagara | 2693 | 12 |  |  | Conventional Hydroelectric | 193.5 | NY | Niagara | 43.1427 | -79.0394 | 1962 | 3
NYIS | Robert Moses Niagara | 2693 | 13 |  |  | Conventional Hydroelectric | 193.5 | NY | Niagara | 43.1427 | -79.0394 | 1962 | 5
NYIS | Robert Moses Niagara | 2693 | 2 |  |  | Conventional Hydroelectric | 193.5 | NY | Niagara | 43.1427 | -79.0394 | 1962 | 2
NYIS | Robert Moses Niagara | 2693 | 3 |  |  | Conventional Hydroelectric | 193.5 | NY | Niagara | 43.1427 | -79.0394 | 1961 | 3
NYIS | Robert Moses Niagara | 2693 | 4 |  |  | Conventional Hydroelectric | 193.5 | NY | Niagara | 43.1427 | -79.0394 | 1961 | 4
NYIS | Robert Moses Niagara | 2693 | 5 |  |  | Conventional Hydroelectric | 193.5 | NY | Niagara | 43.1427 | -79.0394 | 1961 | 6
NYIS | Robert Moses Niagara | 2693 | 6 |  |  | Conventional Hydroelectric | 193.5 | NY | Niagara | 43.1427 | -79.0394 | 1961 | 7
NYIS | Robert Moses Niagara | 2693 | 7 |  |  | Conventional Hydroelectric | 193.5 | NY | Niagara | 43.1427 | -79.0394 | 1961 | 8
NYIS | Robert Moses Niagara | 2693 | 8 |  |  | Conventional Hydroelectric | 150.3 | NY | Niagara | 43.1427 | -79.0394 | 1961 | 9
NYIS | Robert Moses Niagara | 2693 | 9 |  |  | Conventional Hydroelectric | 150.3 | NY | Niagara | 43.1427 | -79.0394 | 1961 | 11
NYIS | Robert Moses Power Dam | 2694 | 17 |  |  | Conventional Hydroelectric | 57 | NY | St Lawrence | 45.0038 | -74.7994 | 1959 | 7
NYIS | Robert Moses Power Dam | 2694 | 18 |  |  | Conventional Hydroelectric | 57 | NY | St Lawrence | 45.0038 | -74.7994 | 1959 | 7
NYIS | Robert Moses Power Dam | 2694 | 19 |  |  | Conventional Hydroelectric | 57 | NY | St Lawrence | 45.0038 | -74.7994 | 1959 | 6
NYIS | Robert Moses Power Dam | 2694 | 20 |  |  | Conventional Hydroelectric | 57 | NY | St Lawrence | 45.0038 | -74.7994 | 1959 | 5
NYIS | Robert Moses Power Dam | 2694 | 21 |  |  | Conventional Hydroelectric | 57 | NY | St Lawrence | 45.0038 | -74.7994 | 1959 | 5
NYIS | Robert Moses Power Dam | 2694 | 22 |  |  | Conventional Hydroelectric | 57 | NY | St Lawrence | 45.0038 | -74.7994 | 1959 | 3
NYIS | Robert Moses Power Dam | 2694 | 23 |  |  | Conventional Hydroelectric | 57 | NY | St Lawrence | 45.0038 | -74.7994 | 1959 | 1
NYIS | Robert Moses Power Dam | 2694 | 24 |  |  | Conventional Hydroelectric | 57 | NY | St Lawrence | 45.0038 | -74.7994 | 1958 | 12
NYIS | Robert Moses Power Dam | 2694 | 25 |  |  | Conventional Hydroelectric | 57 | NY | St Lawrence | 45.0038 | -74.7994 | 1958 | 11
NYIS | Robert Moses Power Dam | 2694 | 26 |  |  | Conventional Hydroelectric | 57 | NY | St Lawrence | 45.0038 | -74.7994 | 1958 | 10
NYIS | Robert Moses Power Dam | 2694 | 27 |  |  | Conventional Hydroelectric | 57 | NY | St Lawrence | 45.0038 | -74.7994 | 1958 | 8
NYIS | Robert Moses Power Dam | 2694 | 28 |  |  | Conventional Hydroelectric | 57 | NY | St Lawrence | 45.0038 | -74.7994 | 1958 | 8
NYIS | Robert Moses Power Dam | 2694 | 29 |  |  | Conventional Hydroelectric | 57 | NY | St Lawrence | 45.0038 | -74.7994 | 1958 | 7
NYIS | Robert Moses Power Dam | 2694 | 30 |  |  | Conventional Hydroelectric | 57 | NY | St Lawrence | 45.0038 | -74.7994 | 1958 | 7
NYIS | Robert Moses Power Dam | 2694 | 31 |  |  | Conventional Hydroelectric | 57 | NY | St Lawrence | 45.0038 | -74.7994 | 1958 | 7
NYIS | Robert Moses Power Dam | 2694 | 32 |  |  | Conventional Hydroelectric | 57 | NY | St Lawrence | 45.0038 | -74.7994 | 1958 | 7
NYIS | Rochester 2 | 2639 | 1 |  |  | Conventional Hydroelectric | 8.5 | NY | Monroe | 43.1611 | -77.615 | 1960 | 8
NYIS | Rochester 26 | 2638 | 1 |  |  | Conventional Hydroelectric | 3 | NY | Monroe | 43.1522 | -77.6098 | 1952 | 8
NYIS | Rochester 5 | 2641 | 2 |  |  | Conventional Hydroelectric | 12.8 | NY | Monroe | 43.1803 | -77.6278 | 1918 | 7
NYIS | Rochester 5 | 2641 | HY1 |  |  | Conventional Hydroelectric | 12.8 | NY | Monroe | 43.1803 | -77.6278 | 1918 | 7
NYIS | Rochester 5 | 2641 | HY3 |  |  | Conventional Hydroelectric | 18 | NY | Monroe | 43.1803 | -77.6278 | 1927 | 7
NYIS | Rockland Bakery Inc. | 62619 | CAT1 |  |  | Natural Gas Internal Combustion Engine | 0.3 | NY | Rockland | 41.1906 | -74.0651 | 1996 | 1
NYIS | Rockland Bakery Inc. | 62619 | CAT2 |  |  | Natural Gas Internal Combustion Engine | 0.3 | NY | Rockland | 41.1906 | -74.0651 | 1996 | 1
NYIS | Rockland Bakery Inc. | 62619 | CAT3 |  |  | Natural Gas Internal Combustion Engine | 0.3 | NY | Rockland | 41.1906 | -74.0651 | 1996 | 1
NYIS | Rockland Bakery Inc. | 62619 | CATE4 |  |  | Petroleum Liquids | 0.7 | NY | Rockland | 41.1906 | -74.0651 | 1996 | 1
NYIS | Roseton Generating Facility | 8006 | 1 |  |  | Natural Gas Steam Turbine | 621 | NY | Orange | 41.5738 | -73.9663 | 1974 | 12
NYIS | Roseton Generating Facility | 8006 | 2 |  |  | Natural Gas Steam Turbine | 621 | NY | Orange | 41.5738 | -73.9663 | 1974 | 9
NYIS | S A Carlson | 2682 | 5 |  |  | Natural Gas Steam Turbine | 24.5 | NY | Chautauqua | 42.0933 | -79.2478 | 1951 | 8
NYIS | S A Carlson | 2682 | 6 |  |  | Natural Gas Steam Turbine | 24.5 | NY | Chautauqua | 42.0933 | -79.2478 | 1968 | 8
NYIS | S A Carlson | 2682 | 7 |  |  | Natural Gas Fired Combustion Turbine | 47.3 | NY | Chautauqua | 42.0933 | -79.2478 | 2001 | 11
NYIS | SCH - (2A) 156 Barhydt Rd Glenville | 66764 | 3954B |  |  | Batteries | 2.5 | NY | Schenectady | 42.85 | -74.05 | 2021 | 7
NYIS | SCH County - (2B) 4982 Rynex Corners Rd | 66765 | 3595B |  |  | Batteries | 2.5 | NY | Schenectady | 42.8842 | -74.0808 | 2020 | 12
NYIS | SDM000 Clarkson Fuel Cell | 63647 | SDM00 |  |  | Other Natural Gas | 1.8 | NY | Kings | 40.6551 | -73.9441 | 2018 | 5
NYIS | SWM Fuel Cell | 63661 | SWM-1 |  |  | Other Natural Gas | 2.8 | NY | Suffolk | 40.79 | -72.93 | 2021 | 12
NYIS | SWM Fuel Cell | 63661 | SWM-2 |  |  | Other Natural Gas | 2.8 | NY | Suffolk | 40.79 | -72.93 | 2021 | 12
NYIS | SWM Fuel Cell | 63661 | SWM-3 |  |  | Other Natural Gas | 2.8 | NY | Suffolk | 40.79 | -72.93 | 2021 | 12
NYIS | Saint Catherine of Siena Medical Center | 62003 | 5FPX4 |  |  | Petroleum Liquids | 0.8 | NY | Suffolk | 40.8995 | -73.2709 | 1972 | 1
NYIS | Saint Catherine of Siena Medical Center | 62003 | 855G3 |  |  | Petroleum Liquids | 0.4 | NY | Suffolk | 40.8995 | -73.2709 | 2002 | 1
NYIS | Saint Catherine of Siena Medical Center | 62003 | D400F |  |  | Petroleum Liquids | 0.4 | NY | Suffolk | 40.8995 | -73.2709 | 1997 | 1
NYIS | Saint Catherine of Siena Medical Center | 62003 | DFG65 |  |  | Petroleum Liquids | 0.2 | NY | Suffolk | 40.8995 | -73.2709 | 2001 | 1
NYIS | Saint Catherine of Siena Medical Center | 62003 | E4486 |  |  | Petroleum Liquids | 0.4 | NY | Suffolk | 40.8995 | -73.2709 | 2002 | 1
NYIS | Salt Point Solar (Hybrid) | 66228 | BAT |  |  | Batteries | 2 | NY | Dutchess | 41.7411 | -73.8821 | 2021 | 1
NYIS | Saranac Facility | 54574 | GEN1 |  |  | Natural Gas Fired Combined Cycle | 95.2 | NY | Clinton | 44.7132 | -73.4557 | 1994 | 6
NYIS | Saranac Facility | 54574 | GEN2 |  |  | Natural Gas Fired Combined Cycle | 95.2 | NY | Clinton | 44.7132 | -73.4557 | 1994 | 6
NYIS | Saranac Facility | 54574 | GEN3 |  |  | Natural Gas Fired Combined Cycle | 95.2 | NY | Clinton | 44.7132 | -73.4557 | 1994 | 6
NYIS | Schaghticoke | 2606 | 1 |  |  | Conventional Hydroelectric | 4 | NY | Rensselaer | 42.8992 | -73.5989 | 1908 | 1
NYIS | Schaghticoke | 2606 | 2 |  |  | Conventional Hydroelectric | 4 | NY | Rensselaer | 42.8992 | -73.5989 | 1908 | 1
NYIS | Schaghticoke | 2606 | 3 |  |  | Conventional Hydroelectric | 4 | NY | Rensselaer | 42.8992 | -73.5989 | 1908 | 1
NYIS | Schaghticoke | 2606 | 4 |  |  | Conventional Hydroelectric | 4 | NY | Rensselaer | 42.8992 | -73.5989 | 1908 | 1
NYIS | School Street | 2605 | 1 |  |  | Conventional Hydroelectric | 7.2 | NY | Albany | 42.785 | -73.708 | 1915 | 1
NYIS | School Street | 2605 | 2 |  |  | Conventional Hydroelectric | 7.2 | NY | Albany | 42.785 | -73.708 | 1915 | 1
NYIS | School Street | 2605 | 3 |  |  | Conventional Hydroelectric | 7.2 | NY | Albany | 42.785 | -73.708 | 1915 | 1
NYIS | School Street | 2605 | 4 |  |  | Conventional Hydroelectric | 7.2 | NY | Albany | 42.785 | -73.708 | 1922 | 1
NYIS | School Street | 2605 | 5 |  |  | Conventional Hydroelectric | 10 | NY | Albany | 42.785 | -73.708 | 1924 | 1
NYIS | Schuylerville | 2607 | 1 |  |  | Conventional Hydroelectric | 2 | NY | Saratoga | 43.0968 | -73.5821 | 1919 | 1
NYIS | Selkirk Cogen | 10725 | GEN1 |  |  | Natural Gas Fired Combined Cycle | 95.2 | NY | Albany | 42.5744 | -73.8592 | 1992 | 4
NYIS | Selkirk Cogen | 10725 | GEN2 |  |  | Natural Gas Fired Combined Cycle | 12 | NY | Albany | 42.5744 | -73.8592 | 1992 | 4
NYIS | Selkirk Cogen | 10725 | GEN3 |  |  | Natural Gas Fired Combined Cycle | 95.2 | NY | Albany | 42.5744 | -73.8592 | 1994 | 4
NYIS | Selkirk Cogen | 10725 | GEN4 |  |  | Natural Gas Fired Combined Cycle | 95.2 | NY | Albany | 42.5744 | -73.8592 | 1994 | 4
NYIS | Selkirk Cogen | 10725 | GEN5 |  |  | Natural Gas Fired Combined Cycle | 148.4 | NY | Albany | 42.5744 | -73.8592 | 1994 | 4
NYIS | Seneca Energy | 54782 | GE10 |  |  | Landfill Gas | 0.8 | NY | Seneca | 42.9281 | -76.8408 | 1998 | 8
NYIS | Seneca Energy | 54782 | GE11 |  |  | Landfill Gas | 0.8 | NY | Seneca | 42.9281 | -76.8408 | 1998 | 8
NYIS | Seneca Energy | 54782 | GE12 |  |  | Landfill Gas | 0.8 | NY | Seneca | 42.9281 | -76.8408 | 1998 | 8
NYIS | Seneca Energy | 54782 | GE13 |  |  | Landfill Gas | 0.8 | NY | Seneca | 42.9281 | -76.8408 | 1998 | 8
NYIS | Seneca Energy | 54782 | GE14 |  |  | Landfill Gas | 0.8 | NY | Seneca | 42.9281 | -76.8408 | 1998 | 8
NYIS | Seneca Energy | 54782 | GE15 |  |  | Landfill Gas | 1.6 | NY | Seneca | 42.9281 | -76.8408 | 2007 | 1
NYIS | Seneca Energy | 54782 | GE16 |  |  | Landfill Gas | 1.6 | NY | Seneca | 42.9281 | -76.8408 | 2007 | 1
NYIS | Seneca Energy | 54782 | GE17 |  |  | Landfill Gas | 1.6 | NY | Seneca | 42.9281 | -76.8408 | 2007 | 1
NYIS | Seneca Energy | 54782 | GE18 |  |  | Landfill Gas | 1.6 | NY | Seneca | 42.9281 | -76.8408 | 2007 | 1
NYIS | Seneca Energy | 54782 | GEN1 |  |  | Landfill Gas | 0.8 | NY | Seneca | 42.9281 | -76.8408 | 1996 | 3
NYIS | Seneca Energy | 54782 | GEN2 |  |  | Landfill Gas | 0.8 | NY | Seneca | 42.9281 | -76.8408 | 1996 | 3
NYIS | Seneca Energy | 54782 | GEN3 |  |  | Landfill Gas | 0.8 | NY | Seneca | 42.9281 | -76.8408 | 1996 | 3
NYIS | Seneca Energy | 54782 | GEN4 |  |  | Landfill Gas | 0.8 | NY | Seneca | 42.9281 | -76.8408 | 1996 | 8
NYIS | Seneca Energy | 54782 | GEN5 |  |  | Landfill Gas | 0.8 | NY | Seneca | 42.9281 | -76.8408 | 1996 | 8
NYIS | Seneca Energy | 54782 | GEN6 |  |  | Landfill Gas | 0.8 | NY | Seneca | 42.9281 | -76.8408 | 1997 | 6
NYIS | Seneca Energy | 54782 | GEN7 |  |  | Landfill Gas | 0.8 | NY | Seneca | 42.9281 | -76.8408 | 1997 | 6
NYIS | Seneca Energy | 54782 | GEN8 |  |  | Landfill Gas | 0.8 | NY | Seneca | 42.9281 | -76.8408 | 1998 | 8
NYIS | Seneca Energy | 54782 | GEN9 |  |  | Landfill Gas | 0.8 | NY | Seneca | 42.9281 | -76.8408 | 1998 | 8
NYIS | Seneca Falls Hydroelectric Project | 61641 | 23 |  |  | Conventional Hydroelectric | 1.7 | NY | Seneca | 42.9153 | -76.7867 | 1917 | 1
NYIS | Seneca Falls Hydroelectric Project | 61641 | 24 |  |  | Conventional Hydroelectric | 1.7 | NY | Seneca | 42.9153 | -76.7867 | 1917 | 1
NYIS | Seneca Falls Hydroelectric Project | 61641 | 25 |  |  | Conventional Hydroelectric | 1.7 | NY | Seneca | 42.9153 | -76.7867 | 1917 | 1
NYIS | Seneca Nation Cattaraugus Wind Turbine | 61734 | 1 |  |  | Onshore Wind Turbine | 1.5 | NY | Erie | 42.5809 | -79.1027 | 2017 | 3
NYIS | Sewalls | 2608 | 1 |  |  | Conventional Hydroelectric | 1 | NY | Jefferson | 43.9775 | -75.8942 | 1925 | 1
NYIS | Sewalls | 2608 | 2 |  |  | Conventional Hydroelectric | 1 | NY | Jefferson | 43.9775 | -75.8942 | 1925 | 1
NYIS | Sherman Island | 2609 | 1 |  |  | Conventional Hydroelectric | 7 | NY | Saratoga | 43.2797 | -73.7094 | 2009 | 4
NYIS | Sherman Island | 2609 | 2 |  |  | Conventional Hydroelectric | 7 | NY | Saratoga | 43.2797 | -73.7094 | 1923 | 1
NYIS | Sherman Island | 2609 | 3 |  |  | Conventional Hydroelectric | 7 | NY | Saratoga | 43.2797 | -73.7094 | 1923 | 1
NYIS | Sherman Island | 2609 | 4 |  |  | Conventional Hydroelectric | 7 | NY | Saratoga | 43.2797 | -73.7094 | 1923 | 1
NYIS | Sherman Island | 2609 | 5 |  |  | Conventional Hydroelectric | 7 | NY | Saratoga | 43.2797 | -73.7094 | 1923 | 1
NYIS | Sherman Island | 2609 | 6 |  |  | Conventional Hydroelectric | 1.3 | NY | Saratoga | 43.2797 | -73.7094 | 2009 | 2
NYIS | Shoemaker | 2632 | SHOE |  |  | Natural Gas Fired Combustion Turbine | 41.9 | NY | Orange | 41.4278 | -74.4186 | 1972 | 7
NYIS | Shoreham | 2518 | GT1 |  |  | Petroleum Liquids | 52.9 | NY | Suffolk | 40.9616 | -72.865 | 1971 | 7
NYIS | Shoreham | 2518 | GT2 |  |  | Petroleum Liquids | 18.6 | NY | Suffolk | 40.9616 | -72.865 | 1966 | 4
NYIS | Shoreham Energy LLC | 55787 | CT01 |  |  | Petroleum Liquids | 50 | NY | Suffolk | 40.9571 | -72.8659 | 2002 | 7
NYIS | Shoreham Energy LLC | 55787 | CT02 |  |  | Petroleum Liquids | 50 | NY | Suffolk | 40.9571 | -72.8659 | 2002 | 7
NYIS | Sissonville Hydro | 10220 | HY1 |  |  | Conventional Hydroelectric | 3 | NY | St Lawrence | 44.6856 | -75.0029 | 1990 | 7
NYIS | Sithe Independence Station | 54547 | 1 |  |  | Natural Gas Fired Combined Cycle | 184 | NY | Oswego | 43.495 | -76.4511 | 1994 | 10
NYIS | Sithe Independence Station | 54547 | 2 |  |  | Natural Gas Fired Combined Cycle | 184 | NY | Oswego | 43.495 | -76.4511 | 1994 | 9
NYIS | Sithe Independence Station | 54547 | 3 |  |  | Natural Gas Fired Combined Cycle | 184 | NY | Oswego | 43.495 | -76.4511 | 1994 | 8
NYIS | Sithe Independence Station | 54547 | 4 |  |  | Natural Gas Fired Combined Cycle | 184 | NY | Oswego | 43.495 | -76.4511 | 1994 | 9
NYIS | Sithe Independence Station | 54547 | 5 |  |  | Natural Gas Fired Combined Cycle | 210.9 | NY | Oswego | 43.495 | -76.4511 | 1994 | 10
NYIS | Sithe Independence Station | 54547 | 6 |  |  | Natural Gas Fired Combined Cycle | 210.9 | NY | Oswego | 43.495 | -76.4511 | 1994 | 9
NYIS | Soft Maple | 2610 | 1 |  |  | Conventional Hydroelectric | 8 | NY | Lewis | 43.9206 | -75.2433 | 1925 | 1
NYIS | Soft Maple | 2610 | 2 |  |  | Conventional Hydroelectric | 8 | NY | Lewis | 43.9206 | -75.2433 | 1925 | 1
NYIS | Source Power Company - Richland | 66767 | 4725B |  |  | Batteries | 2.5 | NY | Oswego | 43.5113 | -76.1196 | 2021 | 11
NYIS | South Colton | 2611 | 1 |  |  | Conventional Hydroelectric | 21 | NY | St Lawrence | 44.5133 | -74.8831 | 1954 | 1
NYIS | South Edwards | 2604 | 1 |  |  | Conventional Hydroelectric | 1 | NY | St Lawrence | 44.2678 | -75.1961 | 1912 | 1
NYIS | South Edwards | 2604 | 2 |  |  | Conventional Hydroelectric | 1 | NY | St Lawrence | 44.2678 | -75.1961 | 1912 | 1
NYIS | South Edwards | 2604 | 3 |  |  | Conventional Hydroelectric | 1 | NY | St Lawrence | 44.2678 | -75.1961 | 1921 | 1
NYIS | South Edwards | 2604 | 4 |  |  | Conventional Hydroelectric | 1 | NY | St Lawrence | 44.2678 | -75.1961 | 1994 | 1
NYIS | South Fork Wind | 65561 | SFWND |  |  | Offshore Wind Turbine | 130 | NY | Suffolk | 41.09 | -71.13 | 2024 | 7
NYIS | South Glens Falls Hydroelectric | 54772 | GEN1 |  |  | Conventional Hydroelectric | 6.9 | NY | Saratoga | 43.3044 | -73.6399 | 1994 | 8
NYIS | South Glens Falls Hydroelectric | 54772 | GEN2 |  |  | Conventional Hydroelectric | 6.9 | NY | Saratoga | 43.3044 | -73.6399 | 1994 | 8
NYIS | South Goshen Community Solar | 65217 | BESS |  |  | Batteries | 4.5 | NY | Orange | 41.3927 | -74.3478 | 2021 | 9
NYIS | South Hampton | 2519 | 1 |  |  | Petroleum Liquids | 11.5 | NY | Suffolk | 40.9 | -72.382 | 1963 | 3
NYIS | South Oaks Hospital | 50136 | CG1 |  |  | Natural Gas Internal Combustion Engine | 0.2 | NY | Suffolk | 40.6853 | -73.4258 | 2008 | 4
NYIS | South Oaks Hospital | 50136 | CG2 |  |  | Natural Gas Internal Combustion Engine | 0.2 | NY | Suffolk | 40.6853 | -73.4258 | 2008 | 4
NYIS | South Oaks Hospital | 50136 | CG3 |  |  | Natural Gas Internal Combustion Engine | 0.2 | NY | Suffolk | 40.6853 | -73.4258 | 2008 | 4
NYIS | South Oaks Hospital | 50136 | CG4 |  |  | Natural Gas Internal Combustion Engine | 0.2 | NY | Suffolk | 40.6853 | -73.4258 | 2008 | 4
NYIS | South Oaks Hospital | 50136 | CG5 |  |  | Natural Gas Internal Combustion Engine | 0.2 | NY | Suffolk | 40.6853 | -73.4258 | 2008 | 4
NYIS | Southold | 2520 | 1 |  |  | Petroleum Liquids | 14 | NY | Suffolk | 41.1059 | -72.3761 | 1964 | 8
NYIS | Spier Falls | 2612 | 8 |  |  | Conventional Hydroelectric | 9 | NY | Saratoga | 43.2339 | -73.7556 | 1924 | 1
NYIS | Spier Falls | 2612 | 9 |  |  | Conventional Hydroelectric | 47 | NY | Saratoga | 43.2339 | -73.7556 | 1930 | 1
NYIS | St Johns Riverside Hospital | 62051 | EG650 |  |  | Petroleum Liquids | 0.7 | NY | Westchester | 40.9689 | -73.8866 | 2000 | 1
NYIS | St Johns Riverside Hospital | 62051 | EG750 |  |  | Petroleum Liquids | 0.8 | NY | Westchester | 40.9689 | -73.8866 | 1968 | 1
NYIS | St. Johns Episcopal Hospital | 62450 | CT205 |  |  | Petroleum Liquids | 0.2 | NY | Queens | 40.5987 | -73.7535 | 2010 | 1
NYIS | St. Johns Episcopal Hospital | 62450 | F1040 |  |  | Petroleum Liquids | 1 | NY | Queens | 40.5987 | -73.7535 | 1995 | 1
NYIS | St. Joseph Hospital | 62452 | CT250 |  |  | Petroleum Liquids | 0.3 | NY | Westchester | 40.9288 | -73.898 | 1960 | 1
NYIS | St. Joseph Hospital | 62452 | CT750 |  |  | Petroleum Liquids | 0.8 | NY | Westchester | 40.9288 | -73.898 | 1978 | 1
NYIS | St. Luke's Cornwall Hospital | 63546 | GEN1 |  |  | Petroleum Liquids | 1.5 | NY | Orange | 41.5037 | -74.0145 | 2010 | 1
NYIS | St. Luke's Cornwall Hospital | 63546 | GEN2 |  |  | Petroleum Liquids | 0.2 | NY | Orange | 41.5037 | -74.0145 | 2010 | 1
NYIS | St. Luke's Cornwall Hospital | 63546 | GEN3 |  |  | Petroleum Liquids | 1.5 | NY | Orange | 41.5037 | -74.0145 | 2010 | 1
NYIS | St. Mary's Hospital For Children | 63669 | CU1 |  |  | Petroleum Liquids | 0.5 | NY | Queens | 40.777 | -73.7704 | 2018 | 1
NYIS | St. Mary's Hospital For Children | 63669 | CU2 |  |  | Petroleum Liquids | 1.5 | NY | Queens | 40.777 | -73.7704 | 2011 | 1
NYIS | Stark | 2613 | 1 |  |  | Conventional Hydroelectric | 26 | NY | St Lawrence | 44.4553 | -74.7614 | 1957 | 1
NYIS | Steel Winds II | 57078 | 1 |  |  | Onshore Wind Turbine | 15 | NY | Erie | 42.8072 | -78.8617 | 2012 | 1
NYIS | Steel Winds Wind Farm | 56575 | 1 |  |  | Onshore Wind Turbine | 20 | NY | Erie | 42.8167 | -78.8675 | 2007 | 6
NYIS | Stephentown Spindle | 57710 | SRS1 |  |  | Flywheels | 20 | NY | Rensselaer | 42.5565 | -73.3775 | 2011 | 1
NYIS | Sterling Power Plant | 50744 | GEN1 |  |  | Natural Gas Fired Combined Cycle | 47.7 | NY | Oneida | 43.0803 | -75.601 | 1991 | 6
NYIS | Sterling Power Plant | 50744 | GEN2 |  |  | Natural Gas Fired Combined Cycle | 16.5 | NY | Oneida | 43.0803 | -75.601 | 1991 | 7
NYIS | Sterling Power Plant | 50744 | GEN3 |  |  | Petroleum Liquids | 1.1 | NY | Oneida | 43.0803 | -75.601 | 1991 | 6
NYIS | Stewarts Bridge | 2614 | 1 |  |  | Conventional Hydroelectric | 36 | NY | Saratoga | 43.2978 | -73.8853 | 1952 | 1
NYIS | Stewarts Bridge | 2614 | 2 |  |  | Conventional Hydroelectric | 2.5 | NY | Saratoga | 43.2978 | -73.8853 | 2013 | 6
NYIS | Stillwater Hydro Electric Project | 54395 | 1 |  |  | Conventional Hydroelectric | 1.7 | NY | Saratoga | 42.9375 | -73.6544 | 1993 | 4
NYIS | Stillwater Hydro Electric Project | 54395 | 2 |  |  | Conventional Hydroelectric | 1.7 | NY | Saratoga | 42.9375 | -73.6544 | 1993 | 4
NYIS | Stillwater Reservoir Hydro | 50513 | GEN1 |  |  | Conventional Hydroelectric | 1.8 | NY | Herkimer | 43.8974 | -75.04 | 1987 | 1
NYIS | Stony Brook Cogen Plant | 54149 | GEN1 |  |  | Natural Gas Fired Combustion Turbine | 47 | NY | Suffolk | 40.9168 | -73.1291 | 1995 | 4
NYIS | Stony Creek Wind Farm NY | 58088 | 1 |  |  | Onshore Wind Turbine | 94.4 | NY | Wyoming | 42.7676 | -78.4158 | 2013 | 11
NYIS | Sturgeon | 2486 | H1 |  |  | Conventional Hydroelectric | 4.8 | NY | Ulster | 41.8482 | -74.0467 | 1924 | 1
NYIS | Sturgeon | 2486 | H2 |  |  | Conventional Hydroelectric | 4.8 | NY | Ulster | 41.8482 | -74.0467 | 1924 | 1
NYIS | Sturgeon | 2486 | H3 |  |  | Conventional Hydroelectric | 4.8 | NY | Ulster | 41.8482 | -74.0467 | 1924 | 1
NYIS | Stuyvesant Falls | 58873 | UNIT1 |  |  | Conventional Hydroelectric | 3 | NY | Columbia | 42.3514 | -73.7339 | 2012 | 12
NYIS | Stuyvesant Falls | 58873 | UNIT2 |  |  | Conventional Hydroelectric | 3 | NY | Columbia | 42.3514 | -73.7339 | 2012 | 12
NYIS | Sugar Island | 2616 | 1 |  |  | Conventional Hydroelectric | 2 | NY | St Lawrence | 44.6422 | -74.9765 | 1924 | 1
NYIS | Sugar Island | 2616 | 2 |  |  | Conventional Hydroelectric | 2 | NY | St Lawrence | 44.6422 | -74.9765 | 1924 | 1
NYIS | Svenski Solar (Hybrid) | 66232 | BAT |  |  | Batteries | 2 | NY | Orange | 41.535 | -74.3229 | 2022 | 4
NYIS | Swinging Bridge 2 | 2634 | SWI2 |  |  | Conventional Hydroelectric | 6.8 | NY | Sullivan | 41.5717 | -74.7828 | 1939 | 8
NYIS | Swinging Bridge 2 | 2634 | SWI3 |  |  | Conventional Hydroelectric | 1.2 | NY | Sullivan | 41.5717 | -74.7828 | 2019 | 12
NYIS | Synergy Biogas | 58399 | 1 |  |  | Other Waste Biomass | 1.4 | NY | Wyoming | 42.8289 | -78.055 | 2011 | 12
NYIS | Talcville | 7583 | 1 |  |  | Conventional Hydroelectric | 1 | NY | St Lawrence | 44.3083 | -75.3083 | 1986 | 1
NYIS | Talcville | 7583 | 2 |  |  | Conventional Hydroelectric | 0.1 | NY | St Lawrence | 44.3083 | -75.3083 | 1986 | 1
NYIS | Tannery Island Power | 50416 | GEN1 |  |  | Conventional Hydroelectric | 0.3 | NY | Jefferson | 43.98 | -75.6131 | 1986 | 6
NYIS | Tannery Island Power | 50416 | GEN2 |  |  | Conventional Hydroelectric | 0.3 | NY | Jefferson | 43.98 | -75.6131 | 1986 | 6
NYIS | Tannery Island Power | 50416 | GEN3 |  |  | Conventional Hydroelectric | 0.3 | NY | Jefferson | 43.98 | -75.6131 | 1986 | 6
NYIS | Tannery Island Power | 50416 | GEN4 |  |  | Conventional Hydroelectric | 0.3 | NY | Jefferson | 43.98 | -75.6131 | 1986 | 6
NYIS | Tannery Island Power | 50416 | GEN5 |  |  | Conventional Hydroelectric | 0.3 | NY | Jefferson | 43.98 | -75.6131 | 1986 | 6
NYIS | Taylorville | 2617 | 1 |  |  | Conventional Hydroelectric | 1 | NY | Lewis | 43.927 | -75.3219 | 1913 | 1
NYIS | Taylorville | 2617 | 2 |  |  | Conventional Hydroelectric | 1 | NY | Lewis | 43.927 | -75.3219 | 1913 | 1
NYIS | Taylorville | 2617 | 3 |  |  | Conventional Hydroelectric | 1 | NY | Lewis | 43.927 | -75.3219 | 1913 | 1
NYIS | Taylorville | 2617 | 4 |  |  | Conventional Hydroelectric | 1 | NY | Lewis | 43.927 | -75.3219 | 1927 | 1
NYIS | The Allen Hospital | 61568 | EGEN1 |  |  | Petroleum Liquids | 1 | NY | New York | 40.8733 | -73.913 | 2009 | 1
NYIS | The Bank of New York | 62001 | 6087K |  |  | Petroleum Liquids | 1.2 | NY | Kings | 40.6593 | -73.9338 | 1983 | 1
NYIS | The Bank of New York | 62001 | 6187H |  |  | Petroleum Liquids | 1.2 | NY | Kings | 40.6593 | -73.9338 | 1983 | 1
NYIS | The Bank of New York | 62001 | 6287P |  |  | Petroleum Liquids | 1.2 | NY | Kings | 40.6593 | -73.9338 | 1983 | 1
NYIS | The Bank of New York | 62001 | 8587X |  |  | Petroleum Liquids | 1.2 | NY | Kings | 40.6593 | -73.9338 | 1983 | 1
NYIS | The Bank of New York | 62001 | 8687N |  |  | Petroleum Liquids | 1.2 | NY | Kings | 40.6593 | -73.9338 | 1983 | 1
NYIS | The Bank of New York | 62001 | 8887H |  |  | Petroleum Liquids | 1.2 | NY | Kings | 40.6593 | -73.9338 | 1983 | 1
NYIS | The Mount Sinai Hospital | 61416 | 5EAST |  |  | Petroleum Liquids | 0.4 | NY | New York | 40.79 | -73.9537 | 2022 | 1
NYIS | The Mount Sinai Hospital | 61416 | AP1 |  |  | Petroleum Liquids | 1 | NY | New York | 40.79 | -73.9537 | 1970 | 6
NYIS | The Mount Sinai Hospital | 61416 | AP2 |  |  | Petroleum Liquids | 1 | NY | New York | 40.79 | -73.9537 | 1970 | 6
NYIS | The Mount Sinai Hospital | 61416 | AP3 |  |  | Petroleum Liquids | 1 | NY | New York | 40.79 | -73.9537 | 1970 | 6
NYIS | The Mount Sinai Hospital | 61416 | AP4 |  |  | Petroleum Liquids | 1 | NY | New York | 40.79 | -73.9537 | 1970 | 6
NYIS | The Mount Sinai Hospital | 61416 | AP5 |  |  | Petroleum Liquids | 1.5 | NY | New York | 40.79 | -73.9537 | 1997 | 10
NYIS | The Mount Sinai Hospital | 61416 | AP6 |  |  | Petroleum Liquids | 1.5 | NY | New York | 40.79 | -73.9537 | 1997 | 10
NYIS | The Mount Sinai Hospital | 61416 | CAM12 |  |  | Petroleum Liquids | 0.4 | NY | New York | 40.79 | -73.9537 | 2007 | 6
NYIS | The Mount Sinai Hospital | 61416 | EB10 |  |  | Petroleum Liquids | 1.5 | NY | New York | 40.79 | -73.9537 | 1996 | 6
NYIS | The Mount Sinai Hospital | 61416 | EB11 |  |  | Petroleum Liquids | 1.5 | NY | New York | 40.79 | -73.9537 | 1996 | 6
NYIS | The Mount Sinai Hospital | 61416 | FPA15 |  |  | Petroleum Liquids | 0.6 | NY | New York | 40.79 | -73.9537 | 2014 | 5
NYIS | The Mount Sinai Hospital | 61416 | GP7 |  |  | Petroleum Liquids | 0.9 | NY | New York | 40.79 | -73.9537 | 1988 | 6
NYIS | The Mount Sinai Hospital | 61416 | GP8 |  |  | Petroleum Liquids | 0.9 | NY | New York | 40.79 | -73.9537 | 1998 | 6
NYIS | The Mount Sinai Hospital | 61416 | HES13 |  |  | Petroleum Liquids | 2.5 | NY | New York | 40.79 | -73.9537 | 2012 | 6
NYIS | The Mount Sinai Hospital | 61416 | HES14 |  |  | Petroleum Liquids | 2.5 | NY | New York | 40.79 | -73.9537 | 2012 | 6
NYIS | Theresa Plant | 10539 | GEN1 |  |  | Conventional Hydroelectric | 1 | NY | Jefferson | 44.2174 | -75.7952 | 1929 | 1
NYIS | Theresa Plant | 10539 | GEN2 |  |  | Conventional Hydroelectric | 0.3 | NY | Jefferson | 44.2174 | -75.7952 | 1927 | 1
NYIS | Ticonderoga Mill | 54099 | GEN1 |  |  | Natural Gas Steam Turbine | 42.1 | NY | Essex | 43.8914 | -73.397 | 1970 | 1
NYIS | Trenton Falls | 2619 | 5 |  |  | Conventional Hydroelectric | 6.8 | NY | Oneida | 43.2758 | -75.1567 | 1919 | 1
NYIS | Trenton Falls | 2619 | 6 |  |  | Conventional Hydroelectric | 6.4 | NY | Oneida | 43.2758 | -75.1567 | 1919 | 1
NYIS | Trenton Falls | 2619 | 7 |  |  | Conventional Hydroelectric | 8.7 | NY | Oneida | 43.2758 | -75.1567 | 1919 | 1
NYIS | US Gypsum Oakfield | 50203 | GEN1 |  |  | Natural Gas Fired Combustion Turbine | 5.8 | NY | Genesee | 43.0647 | -78.2972 | 1986 | 4
NYIS | Union Falls | 50176 | GEN1 |  |  | Conventional Hydroelectric | 1.3 | NY | Clinton | 44.5107 | -73.9131 | 1987 | 1
NYIS | Union Falls | 50176 | GEN2 |  |  | Conventional Hydroelectric | 1.3 | NY | Clinton | 44.5107 | -73.9131 | 1987 | 1
NYIS | Unionville Hydro Project 2499 NY | 50269 | HY1 |  |  | Conventional Hydroelectric | 3 | NY | St Lawrence | 44.7145 | -74.9966 | 1984 | 7
NYIS | University of Rochester | 58157 | HP |  |  | Natural Gas Steam Turbine | 18.2 | NY | Monroe | 43.1239 | -77.6289 | 2005 | 10
NYIS | University of Rochester | 58157 | LP |  |  | Natural Gas Steam Turbine | 7.2 | NY | Monroe | 43.1239 | -77.6289 | 2005 | 10
NYIS | Upper Beaver Falls Project | 10490 | 1G |  |  | Conventional Hydroelectric | 1.5 | NY | Lewis | 43.8836 | -75.4281 | 1985 | 1
NYIS | Upper Mechanicville | 625 | 1 |  |  | Conventional Hydroelectric | 8.2 | NY | Saratoga | 42.9126 | -73.6805 | 1983 | 9
NYIS | Upper Mechanicville | 625 | 2 |  |  | Conventional Hydroelectric | 8.2 | NY | Saratoga | 42.9126 | -73.6805 | 1983 | 9
NYIS | Upper Newton Falls | 58679 | 2 |  |  | Conventional Hydroelectric | 0.6 | NY | St Lawrence | 44.2144 | -74.9914 | 1927 | 1
NYIS | Upper Newton Falls | 58679 | 3 |  |  | Conventional Hydroelectric | 0.6 | NY | St Lawrence | 44.2144 | -74.9914 | 1927 | 1
NYIS | Upper Newton Falls | 58679 | 4 |  |  | Conventional Hydroelectric | 0.3 | NY | St Lawrence | 44.2144 | -74.9914 | 1927 | 1
NYIS | Valley Falls Hydroelectric Facility | 50034 | GEN1 |  |  | Conventional Hydroelectric | 2.5 | NY | Rensselaer | 42.9044 | -73.5625 | 1985 | 8
NYIS | Varick | 2621 | 2 |  |  | Conventional Hydroelectric | 2 | NY | Oswego | 43.4486 | -76.5056 | 1926 | 1
NYIS | Varick | 2621 | 3 |  |  | Conventional Hydroelectric | 2 | NY | Oswego | 43.4486 | -76.5056 | 1926 | 1
NYIS | Varick | 2621 | 4 |  |  | Conventional Hydroelectric | 2 | NY | Oswego | 43.4486 | -76.5056 | 1926 | 1
NYIS | Varick | 2621 | 5 |  |  | Conventional Hydroelectric | 2 | NY | Oswego | 43.4486 | -76.5056 | 1926 | 1
NYIS | Vassar Brothers Medical Center | 63550 | AR-01 |  |  | Petroleum Liquids | 0.3 | NY | Dutchess | 41.6936 | -73.9348 | 1998 | 1
NYIS | Vassar Brothers Medical Center | 63550 | CO-14 |  |  | Petroleum Liquids | 0.3 | NY | Dutchess | 41.6936 | -73.9348 | 2000 | 1
NYIS | Vassar Brothers Medical Center | 63550 | FP-01 |  |  | Petroleum Liquids | 0.1 | NY | Dutchess | 41.6936 | -73.9348 | 2001 | 1
NYIS | Vassar Brothers Medical Center | 63550 | HS-01 |  |  | Petroleum Liquids | 0.4 | NY | Dutchess | 41.6936 | -73.9348 | 2000 | 1
NYIS | Vassar Brothers Medical Center | 63550 | MB-01 |  |  | Petroleum Liquids | 0.6 | NY | Dutchess | 41.6936 | -73.9348 | 2012 | 8
NYIS | Vassar Brothers Medical Center | 63550 | MM-01 |  |  | Petroleum Liquids | 0.4 | NY | Dutchess | 41.6936 | -73.9348 | 2000 | 1
NYIS | Vassar Brothers Medical Center | 63550 | NT-01 |  |  | Petroleum Liquids | 3 | NY | Dutchess | 41.6936 | -73.9348 | 2020 | 9
NYIS | Vassar Brothers Medical Center | 63550 | NT-02 |  |  | Petroleum Liquids | 2.8 | NY | Dutchess | 41.6936 | -73.9348 | 2020 | 9
NYIS | Vassar Brothers Medical Center | 63550 | PG-01 |  |  | Petroleum Liquids | 0.2 | NY | Dutchess | 41.6936 | -73.9348 | 2012 | 3
NYIS | Vassar Brothers Medical Center | 63550 | SO-01 |  |  | Petroleum Liquids | 0.8 | NY | Dutchess | 41.6936 | -73.9348 | 2000 | 1
NYIS | Vassar Brothers Medical Center | 63550 | WW-01 |  |  | Petroleum Liquids | 0.6 | NY | Dutchess | 41.6936 | -73.9348 | 1998 | 1
NYIS | Vernon Boulevard | 7909 | VG02 |  |  | Natural Gas Fired Combustion Turbine | 47 | NY | Queens | 40.7537 | -73.9508 | 2001 | 8
NYIS | Vernon Boulevard | 7909 | VG03 |  |  | Natural Gas Fired Combustion Turbine | 47 | NY | Queens | 40.7537 | -73.9508 | 2001 | 8
NYIS | Victory Mills | 10902 | GEN1 |  |  | Conventional Hydroelectric | 1.7 | NY | Cayuga | 42.9197 | -76.5477 | 1986 | 12
NYIS | Vischer Ferry | 2686 | 1 |  |  | Conventional Hydroelectric | 2.8 | NY | Saratoga | 42.8075 | -73.8427 | 1924 | 7
NYIS | Vischer Ferry | 2686 | 2 |  |  | Conventional Hydroelectric | 2.8 | NY | Saratoga | 42.8075 | -73.8427 | 1924 | 7
NYIS | Vischer Ferry | 2686 | 3 |  |  | Conventional Hydroelectric | 3 | NY | Saratoga | 42.8075 | -73.8427 | 1991 | 7
NYIS | Vischer Ferry | 2686 | 4 |  |  | Conventional Hydroelectric | 3 | NY | Saratoga | 42.8075 | -73.8427 | 1991 | 7
NYIS | Volney II | 64453 | VOLES |  |  | Batteries | 3 | NY | Oswego | 43.341 | -76.354 | 2021 | 2
NYIS | Wading River | 7146 | 02 |  |  | Petroleum Liquids | 79.5 | NY | Suffolk | 40.9569 | -72.8774 | 1989 | 8
NYIS | Wading River | 7146 | 03 |  |  | Petroleum Liquids | 79.5 | NY | Suffolk | 40.9569 | -72.8774 | 1989 | 8
NYIS | Wading River | 7146 | 1 |  |  | Petroleum Liquids | 79.5 | NY | Suffolk | 40.9569 | -72.8774 | 1989 | 8
NYIS | Walden | 10848 | GEN1 |  |  | Conventional Hydroelectric | 1.2 | NY | Orange | 41.56 | -74.1952 | 1986 | 4
NYIS | Walden | 10848 | GEN2 |  |  | Conventional Hydroelectric | 0.8 | NY | Orange | 41.56 | -74.1952 | 1986 | 4
NYIS | Walden | 10848 | GEN3 |  |  | Conventional Hydroelectric | 0.4 | NY | Orange | 41.56 | -74.1952 | 1986 | 4
NYIS | Wappinger Falls Hydroelectric | 54573 | 1 |  |  | Conventional Hydroelectric | 1 | NY | Dutchess | 41.5984 | -73.922 | 1988 | 12
NYIS | Wappinger Falls Hydroelectric | 54573 | 2 |  |  | Conventional Hydroelectric | 1 | NY | Dutchess | 41.5984 | -73.922 | 1988 | 12
NYIS | Warrensburg Hydroelectric | 10218 | HY1 |  |  | Conventional Hydroelectric | 2.9 | NY | Warren | 43.4833 | -73.7986 | 1988 | 12
NYIS | Watchtower Educational Center | 55619 | GEN1 |  |  | Natural Gas Internal Combustion Engine | 0.7 | NY | Putnam | 41.4984 | -73.5746 | 1996 | 2
NYIS | Watchtower Educational Center | 55619 | GEN2 |  |  | Petroleum Liquids | 0.7 | NY | Putnam | 41.4984 | -73.5746 | 1993 | 6
NYIS | Watchtower Educational Center | 55619 | GEN3 |  |  | Natural Gas Internal Combustion Engine | 0.7 | NY | Putnam | 41.4984 | -73.5746 | 2000 | 2
NYIS | Waterloo Hydroelectric Project | 61642 | 10 |  |  | Conventional Hydroelectric | 0.5 | NY | Seneca | 42.9019 | -76.8623 | 1915 | 1
NYIS | Waterloo Hydroelectric Project | 61642 | 11 |  |  | Conventional Hydroelectric | 0.5 | NY | Seneca | 42.9019 | -76.8623 | 1915 | 1
NYIS | Waterloo Hydroelectric Project | 61642 | 12 |  |  | Conventional Hydroelectric | 0.5 | NY | Seneca | 42.9019 | -76.8623 | 1915 | 1
NYIS | Waterport | 2623 | 1 |  |  | Conventional Hydroelectric | 2 | NY | Orleans | 43.3272 | -78.2394 | 1921 | 1
NYIS | Waterport | 2623 | 2 |  |  | Conventional Hydroelectric | 2 | NY | Orleans | 43.3272 | -78.2394 | 1921 | 1
NYIS | Watertown | 2700 | 1 |  |  | Conventional Hydroelectric | 2.7 | NY | Jefferson | 43.9758 | -75.8747 | 1924 | 8
NYIS | Watertown | 2700 | 2 |  |  | Conventional Hydroelectric | 2.7 | NY | Jefferson | 43.9758 | -75.8747 | 1924 | 8
NYIS | Watertown | 2700 | 3 |  |  | Conventional Hydroelectric | 2.7 | NY | Jefferson | 43.9758 | -75.8747 | 1924 | 8
NYIS | West Babylon | 2521 | 4 |  |  | Petroleum Liquids | 52.4 | NY | Suffolk | 40.6955 | -73.3486 | 1971 | 8
NYIS | West Delaware Tunnel Plant | 51033 | GEN1 |  |  | Conventional Hydroelectric | 7.5 | NY | Sullivan | 41.8596 | -74.5103 | 1988 | 12
NYIS | West End Dam Hydroelectric Project | 50759 | GEN1 |  |  | Conventional Hydroelectric | 2.2 | NY | Jefferson | 43.9829 | -75.6206 | 1985 | 10
NYIS | West End Dam Hydroelectric Project | 50759 | GEN2 |  |  | Conventional Hydroelectric | 2.2 | NY | Jefferson | 43.9829 | -75.6206 | 1985 | 10
NYIS | Westchester County Medical Center | 62270 | CAT04 |  |  | Petroleum Liquids | 0.7 | NY | Westchester | 41.0892 | -73.8044 | 2000 | 1
NYIS | Westchester County Medical Center | 62270 | CAT2C |  |  | Petroleum Liquids | 1.5 | NY | Westchester | 41.0892 | -73.8044 | 2019 | 9
NYIS | Westchester County Medical Center | 62270 | CATH1 |  |  | Petroleum Liquids | 1.3 | NY | Westchester | 41.0892 | -73.8044 | 2002 | 1
NYIS | Westchester County Medical Center | 62270 | CATH2 |  |  | Petroleum Liquids | 1.3 | NY | Westchester | 41.0892 | -73.8044 | 2002 | 1
NYIS | Westchester County Medical Center | 62270 | CATN1 |  |  | Petroleum Liquids | 0.7 | NY | Westchester | 41.0892 | -73.8044 | 1974 | 1
NYIS | Westchester County Medical Center | 62270 | CATN2 |  |  | Petroleum Liquids | 0.7 | NY | Westchester | 41.0892 | -73.8044 | 1974 | 1
NYIS | Westchester County Medical Center | 62270 | CATN3 |  |  | Petroleum Liquids | 0.7 | NY | Westchester | 41.0892 | -73.8044 | 1996 | 1
NYIS | Westchester County Medical Center | 62270 | CATR3 |  |  | Petroleum Liquids | 0.6 | NY | Westchester | 41.0892 | -73.8044 | 2013 | 1
NYIS | Westchester County Medical Center | 62270 | CUM37 |  |  | Petroleum Liquids | 0.4 | NY | Westchester | 41.0892 | -73.8044 | 2000 | 1
NYIS | Westchester County Medical Center | 62270 | DT080 |  |  | Petroleum Liquids | 0.5 | NY | Westchester | 41.0892 | -73.8044 | 2002 | 1
NYIS | Westchester County Medical Center | 62270 | DT500 |  |  | Petroleum Liquids | 0.5 | NY | Westchester | 41.0892 | -73.8044 | 2000 | 1
NYIS | Wethersfield | 56902 | 1 |  |  | Onshore Wind Turbine | 126 | NY | Wyoming | 42.6697 | -78.2278 | 2009 | 4
NYIS | Wheelabrator Hudson Falls | 10503 | GEN1 |  |  | Municipal Solid Waste | 14.4 | NY | Washington | 43.3056 | -73.5914 | 1991 | 11
NYIS | Wheelabrator Westchester | 50882 | GEN1 |  |  | Municipal Solid Waste | 59.7 | NY | Westchester | 41.2771 | -73.9423 | 1984 | 10
NYIS | White Plains Hospital Medical Center | 64440 | EGEN3 |  |  | Petroleum Liquids | 1.2 | NY | Westchester | 41.032 | -73.753 | 2017 | 3
NYIS | White Plains Hospital Medical Center | 64440 | ENGN2 |  |  | Petroleum Liquids | 0.5 | NY | Westchester | 41.032 | -73.753 | 2010 | 1
NYIS | White Plains Hospital Medical Center | 64440 | ENGN4 |  |  | Petroleum Liquids | 0.8 | NY | Westchester | 41.032 | -73.753 | 1996 | 10
NYIS | White Plains Hospital Medical Center | 64440 | ENGN5 |  |  | Petroleum Liquids | 0.4 | NY | Westchester | 41.032 | -73.753 | 2015 | 10
NYIS | White Plains Hospital Medical Center | 64440 | ENGN6 |  |  | Petroleum Liquids | 1 | NY | Westchester | 41.032 | -73.753 | 2021 | 1
NYIS | White Plains Hospital Medical Center | 64440 | ENGN7 |  |  | Petroleum Liquids | 1.8 | NY | Westchester | 41.032 | -73.753 | 2022 | 11
NYIS | White Plains RFP Shapham Place | 67745 | 4075B |  |  | Batteries | 5 | NY | Westchester | 41.0215 | -73.7589 | 2022 | 5
NYIS | White Plains_RFP-Gedney Way Landfill | 67275 | 4072B |  |  | Batteries | 1.3 | NY | Westchester | 41.0089 | -73.7577 | 2022 | 4
NYIS | William Floyd School District | 58167 | GEN1 |  |  | Natural Gas Internal Combustion Engine | 1.3 | NY | Suffolk | 40.7769 | -72.8508 | 2004 | 2
NYIS | William Floyd School District | 58167 | GEN2 |  |  | Natural Gas Internal Combustion Engine | 1.3 | NY | Suffolk | 40.7769 | -72.8508 | 2004 | 2
NYIS | William Floyd School District | 58167 | GEN3 |  |  | Petroleum Liquids | 1.3 | NY | Suffolk | 40.7769 | -72.8508 | 2004 | 2
NYIS | Willis Battery Storage | 63238 | WB1 |  |  | Batteries | 20 | NY | Franklin | 44.8879 | -74.1183 | 2023 | 7
NYIS | Woodhull Hospital | 61567 | EGEN1 |  |  | Petroleum Liquids | 1.5 | NY | Kings | 40.7048 | -73.9419 | 1972 | 1
NYIS | Woodhull Hospital | 61567 | EGEN2 |  |  | Petroleum Liquids | 1.5 | NY | Kings | 40.7048 | -73.9419 | 1972 | 1
NYIS | Woodhull Hospital | 61567 | EGEN3 |  |  | Petroleum Liquids | 2 | NY | Kings | 40.7048 | -73.9419 | 2001 | 1
NYIS | Woodhull Hospital | 61567 | EGEN4 |  |  | Petroleum Liquids | 2 | NY | Kings | 40.7048 | -73.9419 | 2001 | 1
NYIS | Woodhull Hospital | 61567 | EGEN5 |  |  | Petroleum Liquids | 1 | NY | Kings | 40.7048 | -73.9419 | 2001 | 1
NYIS | World Generation X | 54131 | GEN1 |  |  | Natural Gas Fired Combined Cycle | 48.7 | NY | Niagara | 43.0483 | -78.8539 | 1993 | 7
NYIS | World Generation X | 54131 | GEN2 |  |  | Natural Gas Fired Combined Cycle | 17 | NY | Niagara | 43.0483 | -78.8539 | 1993 | 7
NYIS | Wyckoff Heights Medical Center | 63644 | CT800 |  |  | Petroleum Liquids | 0.8 | NY | Kings | 40.7041 | -73.9177 | 1994 | 1
NYIS | Wyckoff Heights Medical Center | 63644 | KT800 |  |  | Petroleum Liquids | 0.8 | NY | Kings | 40.7041 | -73.9177 | 1986 | 1
NYIS | Yaleville | 2624 | 1 |  |  | Conventional Hydroelectric | 1 | NY | St Lawrence | 44.7661 | -74.9997 | 1940 | 1
NYIS | Yaleville | 2624 | 2 |  |  | Conventional Hydroelectric | 1 | NY | St Lawrence | 44.7661 | -74.9997 | 1940 | 1
NYIS | Zeltmann | 56196 | CA01 |  |  | Natural Gas Fired Combined Cycle | 188 | NY | Queens | 40.7889 | -73.9069 | 2005 | 12
NYIS | Zeltmann | 56196 | CT01 |  |  | Natural Gas Fired Combined Cycle | 170 | NY | Queens | 40.7889 | -73.9069 | 2005 | 12
NYIS | Zeltmann | 56196 | CT02 |  |  | Natural Gas Fired Combined Cycle | 170 | NY | Queens | 40.7889 | -73.9069 | 2005 | 12
PACE | Appaloosa Solar I | 65678 | AS1A |  |  | Solar Photovoltaic | 120 | UT | Iron | 37.8402 | -113.1359 | 2024 | 1
PACE | Appaloosa Solar I | 65678 | AS1B |  |  | Solar Photovoltaic | 80 | UT | Iron | 37.8402 | -113.1359 | 2024 | 1
PACE | Ashton | 825 | 1 |  |  | Conventional Hydroelectric | 2.7 | ID | Fremont | 44.0786 | -111.4973 | 1917 | 7
PACE | Ashton | 825 | 2 |  |  | Conventional Hydroelectric | 2 | ID | Fremont | 44.0786 | -111.4973 | 1925 | 7
PACE | Ashton | 825 | 3 |  |  | Conventional Hydroelectric | 2 | ID | Fremont | 44.0786 | -111.4973 | 1925 | 7
PACE | BYU Central Heating Plant | 63423 | GEN1 |  |  | Natural Gas Fired Combustion Turbine | 16.5 | UT | Utah | 40.2472 | -111.6462 | 2019 | 2
PACE | BYUI Central Energy Facility | 59496 | ST601 |  |  | Natural Gas Fired Combustion Turbine | 5.6 | ID | Madison | 43.8169 | -111.7858 | 2015 | 8
PACE | Bartholomew | 3688 | 2 |  |  | Conventional Hydroelectric | 1 | UT | Utah | 40.1671 | -111.4995 | 1988 | 4
PACE | Beryl Solar Plant | 58598 | BSP1 |  |  | Solar Photovoltaic | 3 | UT | Iron | 37.6392 | -113.6458 | 2015 | 8
PACE | Big Fork | 6459 | 1 |  |  | Conventional Hydroelectric | 1.7 | MT | Flathead | 48.0592 | -114.0708 | 1927 | 7
PACE | Big Fork | 6459 | 2 |  |  | Conventional Hydroelectric | 1.7 | MT | Flathead | 48.0592 | -114.0708 | 1928 | 7
PACE | Big Fork | 6459 | 3 |  |  | Conventional Hydroelectric | 0.7 | MT | Flathead | 48.0592 | -114.0708 | 1910 | 7
PACE | Birch Creek Power | 10140 | GEN1 |  |  | Conventional Hydroelectric | 2.6 | ID | Clark | 44.0274 | -112.7194 | 1986 | 4
PACE | Bloomington Power Plant | 7767 | 1 |  |  | Petroleum Liquids | 1.7 | UT | Washington | 37.042 | -113.6267 | 1999 | 3
PACE | Bloomington Power Plant | 7767 | 2 |  |  | Petroleum Liquids | 1.7 | UT | Washington | 37.042 | -113.6267 | 1999 | 3
PACE | Bloomington Power Plant | 7767 | 3 |  |  | Petroleum Liquids | 1.7 | UT | Washington | 37.042 | -113.6267 | 1999 | 3
PACE | Bloomington Power Plant | 7767 | 4 |  |  | Petroleum Liquids | 1.7 | UT | Washington | 37.042 | -113.6267 | 1999 | 3
PACE | Bloomington Power Plant | 7767 | 5 |  |  | Petroleum Liquids | 1.7 | UT | Washington | 37.042 | -113.6267 | 1999 | 3
PACE | Bloomington Power Plant | 7767 | 6 |  |  | Petroleum Liquids | 1.7 | UT | Washington | 37.042 | -113.6267 | 1999 | 3
PACE | Bloomington Solar I | 62805 | BLOOM |  |  | Solar Photovoltaic | 2 | UT | Washington | 37.0438 | -113.6275 | 2018 | 12
PACE | Blue Mountain Biogas | 58130 | BMB N |  |  | Other Waste Biomass | 1.6 | UT | Beaver | 38.1739 | -113.2972 | 2012 | 10
PACE | Blue Mountain Biogas | 58130 | BMB S |  |  | Other Waste Biomass | 1.6 | UT | Beaver | 38.1739 | -113.2972 | 2012 | 10
PACE | Blundell | 299 | 1 |  |  | Geothermal | 26.1 | UT | Beaver | 38.4889 | -112.8533 | 1984 | 7
PACE | Blundell | 299 | 2 |  |  | Geothermal | 12 | UT | Beaver | 38.4889 | -112.8533 | 2007 | 12
PACE | Bonanza | 7790 | 1 |  |  | Conventional Steam Coal | 499.5 | UT | Uintah | 40.0864 | -109.2844 | 1986 | 5
PACE | Bonanza | 7790 | 4 |  |  | Solar Photovoltaic | 12.5 | UT | Uintah | 40.0864 | -109.2844 | 2023 | 5
PACE | Boswell Wind | 65403 | BOSWW |  |  | Onshore Wind Turbine | 329.8 | WY | Albany | 41.919 | -105.869 | 2024 | 12
PACE | Bountiful City | 3665 | 1A |  |  | Natural Gas Fired Combustion Turbine | 5.2 | UT | Davis | 40.8869 | -111.8853 | 2001 | 7
PACE | Bountiful City | 3665 | 2A |  |  | Natural Gas Fired Combustion Turbine | 12.6 | UT | Davis | 40.8869 | -111.8853 | 2012 | 6
PACE | Bountiful City | 3665 | 3A |  |  | Natural Gas Fired Combustion Turbine | 12.6 | UT | Davis | 40.8869 | -111.8853 | 2012 | 6
PACE | Brigham City | 3666 | 1 |  |  | Conventional Hydroelectric | 0.6 | UT | Box Elder | 41.5016 | -111.9934 | 1921 | 1
PACE | Brigham City | 3666 | 2 |  |  | Conventional Hydroelectric | 0.6 | UT | Box Elder | 41.5016 | -111.9934 | 1921 | 1
PACE | Brigham City | 3666 | 8182 |  |  | Conventional Hydroelectric | 0.6 | UT | Box Elder | 41.5016 | -111.9934 | 1964 | 1
PACE | Buckhorn Solar Plant | 58600 | BSP1 |  |  | Solar Photovoltaic | 3 | UT | Iron | 38.0233 | -112.7317 | 2015 | 12
PACE | Campbell Hill Windpower | 57090 | CHWF |  |  | Onshore Wind Turbine | 99 | WY | Converse | 43.0145 | -105.999 | 2009 | 12
PACE | Casper Wind Farm | 57093 | CWGT |  |  | Onshore Wind Turbine | 17 | WY | Natrona | 42.8847 | -106.2214 | 2009 | 12
PACE | Castle Solar, LLC | 64740 | CS |  |  | Solar Photovoltaic | 40 | UT | Emery | 39.3344 | -110.9907 | 2024 | 4
PACE | Causey | 7548 | 1 |  |  | Conventional Hydroelectric | 1.5 | UT | Weber | 41.2972 | -111.5888 | 1998 | 1
PACE | Causey | 7548 | 2 |  |  | Conventional Hydroelectric | 0.6 | UT | Weber | 41.2972 | -111.5888 | 1998 | 1
PACE | Causey | 7548 | MINI |  |  | Conventional Hydroelectric | 0.1 | UT | Weber | 41.2972 | -111.5888 | 2021 | 3
PACE | Cedar Creek Wind, LLC | 65311 | CDCRK |  |  | Onshore Wind Turbine | 160 | ID | Bingham | 43.3276 | -112.0577 | 2024 | 3
PACE | Cedar Springs I | 63914 | 82633 |  |  | Onshore Wind Turbine | 200 | WY | Converse | 43.0197 | -105.4721 | 2020 | 12
PACE | Cedar Springs II | 63915 | 82634 |  |  | Onshore Wind Turbine | 200 | WY | Converse | 42.969 | -105.3656 | 2020 | 12
PACE | Cedar Springs III | 63916 | 82635 |  |  | Onshore Wind Turbine | 133 | WY | Converse | 43.0767 | -105.5844 | 2020 | 12
PACE | Cedar Valley Solar Plant | 58599 | CVSP1 |  |  | Solar Photovoltaic | 3 | UT | Iron | 37.8078 | -113.09 | 2015 | 12
PACE | Central Energy Plant USU | 58139 | TURBI |  |  | Natural Gas Fired Combustion Turbine | 5 | UT | Cache | 41.7486 | -111.8117 | 2004 | 8
PACE | City Power Plant | 841 | 3 |  |  | Conventional Hydroelectric | 8 | ID | Bonneville | 43.4914 | -112.0454 | 1982 | 7
PACE | Clover Creek Solar Community Solar | 63061 | CLVR |  |  | Solar Photovoltaic | 80 | UT | Juab | 39.8407 | -111.8877 | 2021 | 12
PACE | Copperton Solar Plant No. 1 | 64427 | CSP1 |  |  | Solar Photovoltaic | 5 | UT | Salt Lake | 40.5766 | -112.0846 | 2024 | 11
PACE | Cove Fort | 58570 | 1-G1A |  |  | Geothermal | 12.5 | UT | Beaver | 38.5603 | -112.5811 | 2013 | 12
PACE | Cove Fort | 58570 | 2-GIA |  |  | Geothermal | 12.5 | UT | Beaver | 38.5603 | -112.5811 | 2013 | 12
PACE | Cove Mountain Solar | 62469 | GEN01 |  |  | Solar Photovoltaic | 58 | UT | Iron | 37.6231 | -113.6192 | 2020 | 11
PACE | Cove Mountain Solar 2 | 62470 | GEN01 |  |  | Solar Photovoltaic | 122 | UT | Iron | 37.6386 | -113.6371 | 2020 | 10
PACE | Currant Creek | 56102 | CT1A |  |  | Natural Gas Fired Combined Cycle | 146.2 | UT | Juab | 39.8214 | -111.8935 | 2005 | 6
PACE | Currant Creek | 56102 | CT1B |  |  | Natural Gas Fired Combined Cycle | 146.2 | UT | Juab | 39.8214 | -111.8935 | 2005 | 6
PACE | Currant Creek | 56102 | ST1 |  |  | Natural Gas Fired Combined Cycle | 274.5 | UT | Juab | 39.8214 | -111.8935 | 2006 | 4
PACE | Cutler Hydro | 3646 | 1 |  |  | Conventional Hydroelectric | 15 | UT | Box Elder | 41.8347 | -112.0521 | 1927 | 7
PACE | Cutler Hydro | 3646 | 2 |  |  | Conventional Hydroelectric | 15 | UT | Box Elder | 41.8347 | -112.0521 | 1927 | 7
PACE | Dave Johnston | 4158 | 1 |  |  | Conventional Steam Coal | 113.6 | WY | Converse | 42.8378 | -105.7769 | 1959 | 2
PACE | Dave Johnston | 4158 | 2 |  |  | Conventional Steam Coal | 113.6 | WY | Converse | 42.8378 | -105.7769 | 1961 | 1
PACE | Dave Johnston | 4158 | 3 |  |  | Conventional Steam Coal | 229.5 | WY | Converse | 42.8378 | -105.7769 | 1964 | 12
PACE | Dave Johnston | 4158 | 4 |  |  | Conventional Steam Coal | 360 | WY | Converse | 42.8378 | -105.7769 | 1972 | 7
PACE | Dry Creek Project | 54394 | GEN1 |  |  | Conventional Hydroelectric | 3.6 | ID | Butte | 44.0274 | -112.7194 | 1987 | 12
PACE | Dunlap | 57299 | 1 |  |  | Onshore Wind Turbine | 129.5 | WY | Carbon | 42.0436 | -106.1603 | 2010 | 10
PACE | Echo Dam | 4263 | 3 |  |  | Conventional Hydroelectric | 1 | UT | Summit | 40.9648 | -111.4339 | 1987 | 3
PACE | Echo Dam | 4263 | NA1 |  |  | Conventional Hydroelectric | 1.7 | UT | Summit | 40.9648 | -111.4339 | 1987 | 3
PACE | Echo Dam | 4263 | NA2 |  |  | Conventional Hydroelectric | 1.7 | UT | Summit | 40.9648 | -111.4339 | 1987 | 3
PACE | Ekola Flats | 62591 | 1 |  |  | Onshore Wind Turbine | 250.9 | WY | Carbon | 41.9324 | -106.3584 | 2020 | 12
PACE | Elektron Solar, LLC | 64739 | ELKS |  |  | Solar Photovoltaic | 80 | UT | Tooele | 40.8683 | -112.7034 | 2024 | 5
PACE | Elk Basin Gasoline Plant | 52127 | GEN1 |  |  | Other Gases | 1 | WY | Park | 44.9806 | -108.8428 | 1948 | 1
PACE | Elk Basin Gasoline Plant | 52127 | GEN2 |  |  | Other Gases | 1 | WY | Park | 44.9806 | -108.8428 | 1948 | 1
PACE | Enterprise Solar, LLC | 59386 | ENTS1 |  |  | Solar Photovoltaic | 80 | UT | Iron | 37.6411 | -113.6125 | 2016 | 7
PACE | Escalante Solar I, LLC | 59387 | ESCS1 |  |  | Solar Photovoltaic | 80 | UT | Beaver | 38.5242 | -113.0339 | 2016 | 8
PACE | Escalante Solar II, LLC | 59388 | ESCS2 |  |  | Solar Photovoltaic | 80 | UT | Beaver | 38.5008 | -113.03 | 2016 | 8
PACE | Escalante Solar III, LLC | 59389 | ESCS3 |  |  | Solar Photovoltaic | 80 | UT | Beaver | 38.4978 | -112.9869 | 2016 | 8
PACE | Felt | 6359 | 1 |  |  | Conventional Hydroelectric | 2.7 | ID | Teton | 43.9135 | -111.2833 | 1986 | 1
PACE | Felt | 6359 | 2 |  |  | Conventional Hydroelectric | 2.7 | ID | Teton | 43.9135 | -111.2833 | 1986 | 1
PACE | Felt | 6359 | 4 |  |  | Conventional Hydroelectric | 0.9 | ID | Teton | 43.9135 | -111.2833 | 1946 | 9
PACE | Felt | 6359 | 5 |  |  | Conventional Hydroelectric | 1.1 | ID | Teton | 43.9135 | -111.2833 | 1947 | 9
PACE | Fiddler's Canyon #1 | 59787 | FID1 |  |  | Solar Photovoltaic | 3 | UT | Iron | 37.7503 | -113.2537 | 2015 | 9
PACE | Fiddler's Canyon #2 | 59786 | FID2 |  |  | Solar Photovoltaic | 3 | UT | Iron | 37.7947 | -113.2837 | 2015 | 9
PACE | Fiddler's Canyon 3 | 59932 | FID3 |  |  | Solar Photovoltaic | 3 | UT | Iron | 37.7313 | -113.2166 | 2015 | 12
PACE | Gadsby | 3648 | 1 |  |  | Natural Gas Steam Turbine | 69 | UT | Salt Lake | 40.7686 | -111.9289 | 1951 | 9
PACE | Gadsby | 3648 | 2 |  |  | Natural Gas Steam Turbine | 69 | UT | Salt Lake | 40.7686 | -111.9289 | 1952 | 12
PACE | Gadsby | 3648 | 3 |  |  | Natural Gas Steam Turbine | 113.6 | UT | Salt Lake | 40.7686 | -111.9289 | 1955 | 6
PACE | Gadsby | 3648 | 4 |  |  | Natural Gas Fired Combustion Turbine | 60.4 | UT | Salt Lake | 40.7686 | -111.9289 | 2002 | 7
PACE | Gadsby | 3648 | 5 |  |  | Natural Gas Fired Combustion Turbine | 60.4 | UT | Salt Lake | 40.7686 | -111.9289 | 2002 | 7
PACE | Gadsby | 3648 | 6 |  |  | Natural Gas Fired Combustion Turbine | 60.4 | UT | Salt Lake | 40.7686 | -111.9289 | 2002 | 8
PACE | Garland Canal Power Plant | 57551 | MAIN |  |  | Conventional Hydroelectric | 2.9 | WY | Park | 44.7264 | -108.8644 | 1983 | 9
PACE | Gateway | 3697 | 1 |  |  | Conventional Hydroelectric | 2 | UT | Morgan | 41.1365 | -111.8314 | 1958 | 8
PACE | Gateway | 3697 | 2 |  |  | Conventional Hydroelectric | 2 | UT | Morgan | 41.1365 | -111.8314 | 1958 | 8
PACE | Gem State | 790 | 1 |  |  | Conventional Hydroelectric | 23.4 | ID | Bonneville | 43.4202 | -112.1019 | 1988 | 11
PACE | General Chemical | 54318 | TG1 |  |  | Conventional Steam Coal | 15 | WY | Sweetwater | 41.5933 | -109.7542 | 1968 | 5
PACE | General Chemical | 54318 | TG2 |  |  | Conventional Steam Coal | 15 | WY | Sweetwater | 41.5933 | -109.7542 | 1977 | 1
PACE | Genesis Alkali | 57915 | 1 |  |  | Conventional Steam Coal | 3.5 | WY | Sweetwater | 41.6217 | -109.8119 | 1953 | 6
PACE | Genesis Alkali | 57915 | 2 |  |  | Conventional Steam Coal | 3.5 | WY | Sweetwater | 41.6217 | -109.8119 | 1953 | 6
PACE | Genesis Alkali | 57915 | 3 |  |  | Conventional Steam Coal | 4 | WY | Sweetwater | 41.6217 | -109.8119 | 1964 | 6
PACE | Genesis Alkali | 57915 | 4 |  |  | Conventional Steam Coal | 10 | WY | Sweetwater | 41.6217 | -109.8119 | 1972 | 6
PACE | Genesis Alkali | 57915 | 5 |  |  | Conventional Steam Coal | 10 | WY | Sweetwater | 41.6217 | -109.8119 | 1975 | 6
PACE | Genesis Alkali | 57915 | 6 |  |  | Conventional Steam Coal | 10 | WY | Sweetwater | 41.6217 | -109.8119 | 1975 | 6
PACE | Glenrock | 56841 | 1 |  |  | Onshore Wind Turbine | 119.6 | WY | Converse | 43.0181 | -105.8353 | 2008 | 12
PACE | Glenrock | 56841 | 2 |  |  | Onshore Wind Turbine | 46 | WY | Converse | 43.0181 | -105.8353 | 2009 | 1
PACE | Goshen Phase II | 57211 | 1 |  |  | Onshore Wind Turbine | 124.5 | ID | Bonneville | 43.4671 | -111.8364 | 2010 | 9
PACE | Grace | 827 | 3 |  |  | Conventional Hydroelectric | 11 | ID | Caribou | 42.5367 | -111.794 | 1923 | 7
PACE | Grace | 827 | 4 |  |  | Conventional Hydroelectric | 11 | ID | Caribou | 42.5367 | -111.794 | 1923 | 7
PACE | Grace | 827 | 5 |  |  | Conventional Hydroelectric | 11 | ID | Caribou | 42.5367 | -111.794 | 1923 | 7
PACE | Granite | 3651 | 1 |  |  | Conventional Hydroelectric | 2 | UT | Salt Lake | 40.6192 | -111.7821 | 1896 | 8
PACE | Granite Mountain Solar East, LLC | 59946 | GMSE |  |  | Solar Photovoltaic | 80 | UT | Iron | 37.7751 | -113.2264 | 2016 | 9
PACE | Granite Mountain Solar West, LLC | 59945 | GMSW |  |  | Solar Photovoltaic | 50.4 | UT | Iron | 37.7989 | -113.322 | 2016 | 9
PACE | Granite Peak Solar Plant | 58604 | GPSP1 |  |  | Solar Photovoltaic | 3 | UT | Beaver | 38.4028 | -112.9889 | 2015 | 8
PACE | Graphite Solar I | 64186 | 394 |  |  | Solar Photovoltaic | 80 | UT | Carbon | 39.5484 | -110.7121 | 2022 | 6
PACE | Greenville Solar Plant | 58603 | GVSP1 |  |  | Solar Photovoltaic | 2.2 | UT | Beaver | 38.2561 | -112.7358 | 2015 | 10
PACE | Gunnison Solar | 65618 | 524 |  |  | Solar Photovoltaic | 1.5 | UT | Sanpete | 39.1674 | -111.801 | 2022 | 9
PACE | HTW Plant 303 COGEN | 58597 | CGN1 |  |  | Natural Gas Fired Combustion Turbine | 7.4 | UT | Salt Lake | 40.7631 | -111.8417 | 2008 | 8
PACE | Heber City | 7111 | 1 |  |  | Natural Gas Internal Combustion Engine | 1.4 | UT | Wasatch | 40.5037 | -111.4252 | 2004 | 3
PACE | Heber City | 7111 | 11 |  |  | Natural Gas Internal Combustion Engine | 1.9 | UT | Wasatch | 40.5037 | -111.4252 | 2015 | 3
PACE | Heber City | 7111 | 12 |  |  | Natural Gas Internal Combustion Engine | 2.3 | UT | Wasatch | 40.5037 | -111.4252 | 2015 | 3
PACE | Heber City | 7111 | 13 |  |  | Natural Gas Internal Combustion Engine | 2.5 | UT | Wasatch | 40.5037 | -111.4252 | 2022 | 6
PACE | Heber City | 7111 | 14 |  |  | Natural Gas Internal Combustion Engine | 2.2 | UT | Wasatch | 40.5037 | -111.4252 | 2024 | 3
PACE | Heber City | 7111 | 15 |  |  | Natural Gas Internal Combustion Engine | 1.5 | UT | Wasatch | 40.5037 | -111.4252 | 2023 | 1
PACE | Heber City | 7111 | 2 |  |  | Natural Gas Internal Combustion Engine | 1.4 | UT | Wasatch | 40.5037 | -111.4252 | 2004 | 3
PACE | Heber City | 7111 | 4 |  |  | Natural Gas Internal Combustion Engine | 1.9 | UT | Wasatch | 40.5037 | -111.4252 | 2003 | 7
PACE | Heber City | 7111 | NA10 |  |  | Natural Gas Internal Combustion Engine | 1.9 | UT | Wasatch | 40.5037 | -111.4252 | 2002 | 7
PACE | Heber City | 7111 | NA9 |  |  | Natural Gas Internal Combustion Engine | 1.9 | UT | Wasatch | 40.5037 | -111.4252 | 2003 | 5
PACE | High Plains | 57040 | 1 |  |  | Onshore Wind Turbine | 122.1 | WY | Albany | 41.6751 | -106.0111 | 2009 | 9
PACE | Hill AFB LFG Facility, Bldg #737 | 60349 | LFGG1 |  |  | Landfill Gas | 0.6 | UT | Davis | 41.129 | -111.9641 | 2005 | 1
PACE | Hill AFB LFG Facility, Bldg #737 | 60349 | LFGG2 |  |  | Landfill Gas | 0.7 | UT | Davis | 41.129 | -111.9641 | 2005 | 1
PACE | Hill AFB LFG Facility, Bldg #737 | 60349 | LFGG3 |  |  | Landfill Gas | 1 | UT | Davis | 41.129 | -111.9641 | 2008 | 5
PACE | Hornshadow Solar II, LLC | 67511 | HS2L |  |  | Solar Photovoltaic | 200 | UT | Emery | 39.1824 | -110.9772 | 2025 | 7
PACE | Hornshadow Solar, LLC | 67497 | HSL |  |  | Solar Photovoltaic | 100 | UT | Emery | 39.1824 | -110.9772 | 2025 | 6
PACE | Horseshoe Solar, LLC | 63984 | HSS |  |  | Solar Photovoltaic | 75 | UT | Tooele | 40.7183 | -112.6658 | 2024 | 5
PACE | Hunter | 6165 | 1 |  |  | Conventional Steam Coal | 488.3 | UT | Emery | 39.1747 | -111.0289 | 1978 | 6
PACE | Hunter | 6165 | 2 |  |  | Conventional Steam Coal | 488.3 | UT | Emery | 39.1747 | -111.0289 | 1980 | 6
PACE | Hunter | 6165 | 3 |  |  | Conventional Steam Coal | 495.6 | UT | Emery | 39.1747 | -111.0289 | 1983 | 6
PACE | Hunter Solar LLC (UT) | 62656 | HUSOL |  |  | Solar Photovoltaic | 100 | UT | Emery | 39.1422 | -111.0511 | 2021 | 3
PACE | Huntington | 8069 | 1 |  |  | Conventional Steam Coal | 498 | UT | Emery | 39.3792 | -111.0781 | 1977 | 6
PACE | Huntington | 8069 | 2 |  |  | Conventional Steam Coal | 517.5 | UT | Emery | 39.3792 | -111.0781 | 1974 | 7
PACE | Hurricane City Power | 57899 | 1 |  |  | Petroleum Liquids | 1.7 | UT | Washington | 37.1856 | -113.2975 | 2001 | 11
PACE | Hurricane City Power | 57899 | 2 |  |  | Petroleum Liquids | 1.7 | UT | Washington | 37.1856 | -113.2975 | 1999 | 12
PACE | Hurricane City Power | 57899 | 3 |  |  | Petroleum Liquids | 1.7 | UT | Washington | 37.1856 | -113.2975 | 1999 | 12
PACE | Hurricane City Power | 57899 | 4 |  |  | Natural Gas Internal Combustion Engine | 2 | UT | Washington | 37.1856 | -113.2975 | 2004 | 7
PACE | Hurricane City Power | 57899 | 5 |  |  | Natural Gas Internal Combustion Engine | 2 | UT | Washington | 37.1856 | -113.2975 | 2004 | 7
PACE | Hurricane City Power | 57899 | 6 |  |  | Natural Gas Internal Combustion Engine | 2 | UT | Washington | 37.1856 | -113.2975 | 2006 | 6
PACE | Hurricane City Power | 57899 | 7 |  |  | Natural Gas Internal Combustion Engine | 2 | UT | Washington | 37.1856 | -113.2975 | 2007 | 5
PACE | Hurricane City Power | 57899 | 8 |  |  | Natural Gas Internal Combustion Engine | 2 | UT | Washington | 37.1856 | -113.2975 | 2007 | 5
PACE | Hydro II | 7034 | 1 |  |  | Conventional Hydroelectric | 3.3 | UT | Cache | 41.7437 | -111.7832 | 1986 | 3
PACE | Hydro II | 7034 | 2 |  |  | Conventional Hydroelectric | 3.3 | UT | Cache | 41.7437 | -111.7832 | 1986 | 5
PACE | Hydro III | 3675 | HY1 |  |  | Conventional Hydroelectric | 0.7 | UT | Cache | 41.7464 | -111.746 | 1925 | 12
PACE | Hydro III | 3675 | HY2 |  |  | Conventional Hydroelectric | 0.7 | UT | Cache | 41.7464 | -111.746 | 1925 | 12
PACE | Hydro Plant No 3 | 925 | 2 |  |  | Conventional Hydroelectric | 0.7 | UT | Sanpete | 39.2056 | -111.3344 | 1984 | 9
PACE | Hydro Plant No 3 | 925 | 3 |  |  | Conventional Hydroelectric | 2.1 | UT | Sanpete | 39.2056 | -111.3344 | 1984 | 9
PACE | Iron Springs Solar, LLC | 59941 | ISS |  |  | Solar Photovoltaic | 80 | UT | Iron | 37.7212 | -113.1516 | 2016 | 8
PACE | James W. Broderick Hydropower Plant | 64123 | GEN35 |  |  | Conventional Hydroelectric | 3.5 | CO | Pueblo | 38.27 | -104.72 | 2019 | 5
PACE | James W. Broderick Hydropower Plant | 64123 | GEN40 |  |  | Conventional Hydroelectric | 4 | CO | Pueblo | 38.27 | -104.72 | 2019 | 5
PACE | Jim Bridger | 8066 | 1 |  |  | Natural Gas Steam Turbine | 577.9 | WY | Sweetwater | 41.7378 | -108.7875 | 1974 | 11
PACE | Jim Bridger | 8066 | 2 |  |  | Natural Gas Steam Turbine | 586.2 | WY | Sweetwater | 41.7378 | -108.7875 | 1975 | 12
PACE | Jim Bridger | 8066 | 3 |  |  | Conventional Steam Coal | 577.9 | WY | Sweetwater | 41.7378 | -108.7875 | 1976 | 9
PACE | Jim Bridger | 8066 | 4 |  |  | Conventional Steam Coal | 584 | WY | Sweetwater | 41.7378 | -108.7875 | 1979 | 11
PACE | Jordanelle Dam Hydroelectric Project | 61853 | GEN 1 |  |  | Conventional Hydroelectric | 6.5 | UT | Wasatch | 40.5966 | -111.4236 | 2008 | 7
PACE | Jordanelle Dam Hydroelectric Project | 61853 | GEN 2 |  |  | Conventional Hydroelectric | 6.5 | UT | Wasatch | 40.5966 | -111.4236 | 2008 | 7
PACE | Kennecott Power Plant | 56163 | RCHP |  |  | Natural Gas Fired Combustion Turbine | 6.4 | UT | Salt Lake | 40.7119 | -112.1225 | 2010 | 12
PACE | Kennecott Power Plant | 56163 | SM58 |  |  | All Other | 31.8 | UT | Salt Lake | 40.7119 | -112.1225 | 1995 | 1
PACE | Kettle Butte Digester, LLC | 57345 | 1 |  |  | Other Waste Biomass | 0.9 | ID | Jefferson | 43.6319 | -112.2797 | 2011 | 5
PACE | Kettle Butte Digester, LLC | 57345 | 2 |  |  | Other Waste Biomass | 0.9 | ID | Jefferson | 43.6319 | -112.2797 | 2011 | 5
PACE | Laho Solar Plant | 58602 | LSP1 |  |  | Solar Photovoltaic | 3 | UT | Beaver | 38.2914 | -113.0356 | 2015 | 7
PACE | Lake Creek Dam | 159 | 1 |  |  | Conventional Hydroelectric | 1.5 | UT | Wasatch | 40.4936 | -111.3125 | 1981 | 5
PACE | Lake Side Power Plant | 56237 | CT01 |  |  | Natural Gas Fired Combined Cycle | 182.7 | UT | Utah | 40.3317 | -111.7542 | 2007 | 9
PACE | Lake Side Power Plant | 56237 | CT02 |  |  | Natural Gas Fired Combined Cycle | 182.7 | UT | Utah | 40.3317 | -111.7542 | 2007 | 9
PACE | Lake Side Power Plant | 56237 | CT21 |  |  | Natural Gas Fired Combined Cycle | 185.4 | UT | Utah | 40.3317 | -111.7542 | 2014 | 5
PACE | Lake Side Power Plant | 56237 | CT22 |  |  | Natural Gas Fired Combined Cycle | 185.4 | UT | Utah | 40.3317 | -111.7542 | 2014 | 5
PACE | Lake Side Power Plant | 56237 | ST01 |  |  | Natural Gas Fired Combined Cycle | 225.9 | UT | Utah | 40.3317 | -111.7542 | 2007 | 9
PACE | Lake Side Power Plant | 56237 | ST2 |  |  | Natural Gas Fired Combined Cycle | 284.4 | UT | Utah | 40.3317 | -111.7542 | 2014 | 5
PACE | Last Chance | 987 | 1 |  |  | Conventional Hydroelectric | 0.2 | ID | Caribou | 42.6033 | -111.7053 | 1984 | 2
PACE | Last Chance | 987 | 2 |  |  | Conventional Hydroelectric | 0.5 | ID | Caribou | 42.6033 | -111.7053 | 1984 | 2
PACE | Last Chance | 987 | 3 |  |  | Conventional Hydroelectric | 1 | ID | Caribou | 42.6033 | -111.7053 | 1984 | 2
PACE | Latigo Wind Park | 59965 | LTIGO |  |  | Onshore Wind Turbine | 62.1 | UT | San Juan | 37.8867 | -109.3684 | 2016 | 3
PACE | Little Cottonwood | 6537 | 1 |  |  | Conventional Hydroelectric | 2.4 | UT | Salt Lake | 40.585 | -111.8006 | 1983 | 4
PACE | Little Cottonwood | 6537 | 2 |  |  | Conventional Hydroelectric | 2.4 | UT | Salt Lake | 40.585 | -111.8006 | 1983 | 4
PACE | Logan City | 4251 | 1 |  |  | Natural Gas Fired Combustion Turbine | 5.3 | UT | Cache | 41.7258 | -111.8433 | 2002 | 7
PACE | Logan City | 4251 | 2 |  |  | Natural Gas Fired Combustion Turbine | 5.3 | UT | Cache | 41.7258 | -111.8433 | 2002 | 7
PACE | Logan City | 4251 | 3 |  |  | Natural Gas Fired Combustion Turbine | 5.3 | UT | Cache | 41.7258 | -111.8433 | 2002 | 7
PACE | Lower No 1 | 7012 | 2 |  |  | Conventional Hydroelectric | 8 | ID | Bonneville | 43.4687 | -112.0625 | 1982 | 4
PACE | Lower No 2 | 843 | 1 |  |  | Conventional Hydroelectric | 3 | ID | Bonneville | 43.4684 | -112.0626 | 1940 | 8
PACE | Manti Lower | 1020 | 2 |  |  | Conventional Hydroelectric | 0.6 | UT | Sanpete | 39.2559 | -111.6215 | 1989 | 1
PACE | Manti Lower | 1020 | HC1 |  |  | Conventional Hydroelectric | 0.6 | UT | Sanpete | 39.2559 | -111.6215 | 1989 | 1
PACE | Manti Upper | 3676 | 1 |  |  | Conventional Hydroelectric | 0.6 | UT | Sanpete | 39.2559 | -111.6215 | 1939 | 1
PACE | Manti Upper | 3676 | HC2 |  |  | Conventional Hydroelectric | 1 | UT | Sanpete | 39.2559 | -111.6215 | 1988 | 1
PACE | Marsh Valley Development | 50972 | 1 |  |  | Conventional Hydroelectric | 1.6 | ID | Bannock | 42.626 | -112.1493 | 1993 | 4
PACE | McFadden Ridge | 57039 | 1 |  |  | Onshore Wind Turbine | 35.2 | WY | Albany | 41.7244 | -105.9906 | 2009 | 10
PACE | Meadow Creek Project Company | 58106 | MCPC |  |  | Onshore Wind Turbine | 119.7 | ID | Bonneville | 43.5244 | -111.8039 | 2012 | 12
PACE | Milford 2 | 59958 | MIL2 |  |  | Solar Photovoltaic | 3 | UT | Beaver | 38.3882 | -112.9908 | 2015 | 12
PACE | Milford Flat Solar Plant | 58601 | MFSP1 |  |  | Solar Photovoltaic | 3 | UT | Beaver | 38.2914 | -113.0083 | 2015 | 7
PACE | Milford Solar 1 | 62812 | MS1 |  |  | Solar Photovoltaic | 99 | UT | Beaver | 38.4907 | -113.0183 | 2020 | 11
PACE | Millcreek Power Generation | 56253 | MC1 |  |  | Natural Gas Fired Combustion Turbine | 40 | UT | Washington | 37.1121 | -113.5166 | 2006 | 4
PACE | Millcreek Power Generation | 56253 | MC2 |  |  | Natural Gas Fired Combustion Turbine | 40 | UT | Washington | 37.1121 | -113.5166 | 2010 | 6
PACE | Mink Creek Hydro | 10325 | GEN1 |  |  | Conventional Hydroelectric | 3.1 | ID | Franklin | 42.2608 | -111.6656 | 1986 | 12
PACE | Mountain Wind Power II LLC | 56753 | 1 |  |  | Onshore Wind Turbine | 80 | WY | Uinta | 41.2639 | -110.5444 | 2008 | 9
PACE | Mountain Wind Power LLC | 56752 | 1 |  |  | Onshore Wind Turbine | 61 | WY | Uinta | 41.2881 | -110.4807 | 2008 | 7
PACE | Murray Turbine | 8010 | 1 |  |  | Natural Gas Fired Combustion Turbine | 14 | UT | Salt Lake | 40.67 | -111.89 | 2001 | 6
PACE | Murray Turbine | 8010 | 2 |  |  | Natural Gas Fired Combustion Turbine | 14 | UT | Salt Lake | 40.67 | -111.89 | 2001 | 10
PACE | Murray Turbine | 8010 | 3 |  |  | Natural Gas Fired Combustion Turbine | 14 | UT | Salt Lake | 40.67 | -111.89 | 2002 | 1
PACE | Naughton | 4162 | 1 |  |  | Conventional Steam Coal | 163.2 | WY | Lincoln | 41.7581 | -110.5983 | 1963 | 5
PACE | Naughton | 4162 | 2 |  |  | Conventional Steam Coal | 217.6 | WY | Lincoln | 41.7581 | -110.5983 | 1968 | 10
PACE | Naughton | 4162 | 3 |  |  | Natural Gas Steam Turbine | 326.4 | WY | Lincoln | 41.7581 | -110.5983 | 1971 | 10
PACE | Nebo Power Station | 56177 | GT1 |  |  | Natural Gas Fired Combined Cycle | 65 | UT | Utah | 40.0614 | -111.7294 | 2004 | 6
PACE | Nebo Power Station | 56177 | ST1 |  |  | Natural Gas Fired Combined Cycle | 75 | UT | Utah | 40.0614 | -111.7294 | 2004 | 6
PACE | Oneida | 829 | 1 |  |  | Conventional Hydroelectric | 10 | ID | Franklin | 42.2678 | -111.7485 | 1915 | 7
PACE | Oneida | 829 | 2 |  |  | Conventional Hydroelectric | 10 | ID | Franklin | 42.2678 | -111.7485 | 1916 | 7
PACE | Oneida | 829 | 3 |  |  | Conventional Hydroelectric | 10 | ID | Franklin | 42.2678 | -111.7485 | 1920 | 7
PACE | Pavant Solar II LLC | 60449 | PSII |  |  | Solar Photovoltaic | 50 | UT | Millard | 39.1625 | -112.343 | 2016 | 11
PACE | Pavant Solar III | 60886 | PSIII |  |  | Solar Photovoltaic | 20 | UT | Millard | 39.1545 | -112.3598 | 2016 | 12
PACE | Pavant Solar, LLC | 59702 | 1 |  |  | Solar Photovoltaic | 50 | UT | Millard | 38.9605 | -112.3633 | 2015 | 12
PACE | Payson | 7408 | 86-1 |  |  | Natural Gas Internal Combustion Engine | 2.6 | UT | Utah | 40.0608 | -111.7302 | 1988 | 6
PACE | Payson | 7408 | 86-2 |  |  | Natural Gas Internal Combustion Engine | 2.6 | UT | Utah | 40.0608 | -111.7302 | 1988 | 6
PACE | Payson | 7408 | 86-3 |  |  | Natural Gas Internal Combustion Engine | 2.5 | UT | Utah | 40.0608 | -111.7302 | 1995 | 8
PACE | Payson | 7408 | 86-4 |  |  | Natural Gas Internal Combustion Engine | 2 | UT | Utah | 40.0608 | -111.7302 | 1995 | 4
PACE | Pine View Dam | 7132 | NA1 |  |  | Conventional Hydroelectric | 1.8 | UT | Weber | 41.2543 | -111.8485 | 1991 | 6
PACE | Pioneer | 3656 | 1 |  |  | Conventional Hydroelectric | 2.5 | UT | Weber | 41.2436 | -111.9465 | 1910 | 6
PACE | Pioneer | 3656 | 2 |  |  | Conventional Hydroelectric | 2.5 | UT | Weber | 41.2436 | -111.9465 | 1910 | 6
PACE | Pioneer Wind Park, LLC | 60259 | PWP1 |  |  | Onshore Wind Turbine | 80 | WY | Converse | 42.7282 | -105.8668 | 2016 | 10
PACE | Power County Wind Park North | 57761 | PCWPN |  |  | Onshore Wind Turbine | 22.5 | ID | Power | 42.7389 | -112.7486 | 2011 | 12
PACE | Power County Wind Park South | 57760 | PCWPS |  |  | Onshore Wind Turbine | 22.5 | ID | Power | 42.7033 | -112.7578 | 2011 | 12
PACE | Provo Power Plant | 61508 | 1 |  |  | Natural Gas Internal Combustion Engine | 2.4 | UT | Utah | 40.2427 | -111.663 | 2018 | 1
PACE | Provo Power Plant | 61508 | 2 |  |  | Natural Gas Internal Combustion Engine | 2.4 | UT | Utah | 40.2427 | -111.663 | 2018 | 1
PACE | Provo Power Plant | 61508 | 3 |  |  | Natural Gas Internal Combustion Engine | 2.4 | UT | Utah | 40.2427 | -111.663 | 2018 | 1
PACE | Provo Power Plant | 61508 | 4 |  |  | Natural Gas Internal Combustion Engine | 2.4 | UT | Utah | 40.2427 | -111.663 | 2018 | 1
PACE | Provo Power Plant | 61508 | 5 |  |  | Natural Gas Internal Combustion Engine | 2.4 | UT | Utah | 40.2427 | -111.663 | 2018 | 1
PACE | Pryor Mountain Wind | 59757 | 1 |  |  | Onshore Wind Turbine | 239.8 | MT | Carbon | 45.1655 | -108.6931 | 2021 | 4
PACE | Quail Creek Hydro Plant #1 | 52039 | 1 |  |  | Conventional Hydroelectric | 2.3 | UT | Washington | 37.1854 | -113.3583 | 1985 | 6
PACE | Quichapa 1 | 61119 | W5519 |  |  | Solar Photovoltaic | 3 | UT | Iron | 37.6582 | -113.2167 | 2016 | 12
PACE | Quichapa 2 | 61120 | W5520 |  |  | Solar Photovoltaic | 3 | UT | Iron | 37.6668 | -113.189 | 2016 | 12
PACE | Quichapa 3 | 61121 | W5521 |  |  | Solar Photovoltaic | 3 | UT | Iron | 37.6498 | -113.2369 | 2016 | 12
PACE | Red Mesa Solar Project | 66404 | PV |  |  | Solar Photovoltaic | 72 | UT | San Juan | 37.1208 | -109.4115 | 2023 | 4
PACE | Rock Creek Wind | 67769 | I |  |  | Onshore Wind Turbine | 190 | WY | Carbon | 41.5826 | -106.0773 | 2025 | 9
PACE | Rock Creek Wind | 67769 | II |  |  | Onshore Wind Turbine | 400 | WY | Carbon | 41.5826 | -106.0773 | 2025 | 12
PACE | Rocket Solar, LLC | 63983 | RS |  |  | Solar Photovoltaic | 80 | UT | Box Elder | 41.6363 | -112.4441 | 2024 | 2
PACE | Rolling Hills | 56842 | 1 |  |  | Onshore Wind Turbine | 115.8 | WY | Converse | 43.0572 | -105.8543 | 2009 | 1
PACE | Sage Solar I-III | 62399 | 77778 |  |  | Solar Photovoltaic | 57.6 | UT | Rich | 41.77 | -111.06 | 2019 | 9
PACE | Salt Lake Energy Systems | 56554 | Unit1 |  |  | Landfill Gas | 0.8 | UT | Salt Lake | 40.7461 | -112.0339 | 2006 | 6
PACE | Salt Lake Energy Systems | 56554 | Unit2 |  |  | Landfill Gas | 0.8 | UT | Salt Lake | 40.7461 | -112.0339 | 2006 | 6
PACE | Salt Lake Energy Systems | 56554 | Unit3 |  |  | Landfill Gas | 1.6 | UT | Salt Lake | 40.7461 | -112.0339 | 2006 | 6
PACE | Salt Palace Solar Gen Plant | 58006 | 1 |  |  | Solar Photovoltaic | 0.8 | UT | Salt Lake | 40.7672 | -111.895 | 2012 | 5
PACE | Salt Palace Solar Gen Plant | 58006 | 2 |  |  | Solar Photovoltaic | 0.5 | UT | Salt Lake | 40.7672 | -111.895 | 2012 | 5
PACE | Seven Mile Hill | 56843 | 1 |  |  | Onshore Wind Turbine | 122.1 | WY | Carbon | 41.9203 | -106.3758 | 2008 | 12
PACE | Seven Mile Hill | 56843 | 2 |  |  | Onshore Wind Turbine | 24.1 | WY | Carbon | 41.9203 | -106.3758 | 2008 | 12
PACE | Shute Creek Facility | 56312 | 021A |  |  | Natural Gas Fired Combustion Turbine | 48 | WY | Lincoln | 41.8805 | -110.0904 | 2005 | 5
PACE | Shute Creek Facility | 56312 | 021B |  |  | Natural Gas Fired Combustion Turbine | 48 | WY | Lincoln | 41.8805 | -110.0904 | 2005 | 5
PACE | Shute Creek Facility | 56312 | 021C |  |  | Natural Gas Fired Combustion Turbine | 48 | WY | Lincoln | 41.8805 | -110.0904 | 2005 | 5
PACE | Sigurd Solar LLC | 62666 | SGSOL |  |  | Solar Photovoltaic | 80 | UT | Sevier | 38.8505 | -112.0052 | 2021 | 5
PACE | Simplot Phosphates | 54472 | GEN1 |  |  | All Other | 11.5 | WY | Sweetwater | 41.5417 | -109.1328 | 1986 | 8
PACE | Sinclair Oil Refinery | 54374 | NO2 |  |  | Other Gases | 0.4 | WY | Carbon | 41.7795 | -107.1097 | 1925 | 1
PACE | Sinclair Oil Refinery | 54374 | NO3 |  |  | Other Gases | 1.3 | WY | Carbon | 41.7795 | -107.1097 | 1954 | 1
PACE | Sinclair Oil Refinery | 54374 | NO5 |  |  | Petroleum Liquids | 1.1 | WY | Carbon | 41.7795 | -107.1097 | 1955 | 1
PACE | Sinclair Oil Refinery | 54374 | NO7 |  |  | Natural Gas Internal Combustion Engine | 2.2 | WY | Carbon | 41.7795 | -107.1097 | 2024 | 1
PACE | Snake Creek | 3658 | 1 |  |  | Conventional Hydroelectric | 0.6 | UT | Wasatch | 40.5449 | -111.5029 | 1910 | 7
PACE | Snake Creek | 3658 | 2 |  |  | Conventional Hydroelectric | 0.6 | UT | Wasatch | 40.5449 | -111.5029 | 1910 | 7
PACE | Snowbird Power Plant | 10215 | 1138 |  |  | Natural Gas Internal Combustion Engine | 1.5 | UT | Salt Lake | 40.5834 | -111.6539 | 2022 | 11
PACE | Snowbird Power Plant | 10215 | 1258 |  |  | Natural Gas Internal Combustion Engine | 2.5 | UT | Salt Lake | 40.5834 | -111.6539 | 2022 | 11
PACE | Snowbird Power Plant | 10215 | 1260 |  |  | Natural Gas Internal Combustion Engine | 2.5 | UT | Salt Lake | 40.5834 | -111.6539 | 2022 | 11
PACE | Soda | 831 | 1 |  |  | Conventional Hydroelectric | 7.6 | ID | Caribou | 42.6445 | -111.6967 | 1924 | 7
PACE | Soda | 831 | 2 |  |  | Conventional Hydroelectric | 7 | ID | Caribou | 42.6445 | -111.6967 | 1924 | 7
PACE | Solomon Generating Facility | 65380 | 3 |  |  | Natural Gas Internal Combustion Engine | 14.9 | UT | Washington | 37.0301 | -113.5634 | 2022 | 7
PACE | South Milford Solar Plant | 59620 | SMS1 |  |  | Solar Photovoltaic | 2.9 | UT | Beaver | 38.3111 | -113.0536 | 2015 | 3
PACE | Spanish Fork | 3691 | 1 |  |  | Conventional Hydroelectric | 1.7 | UT | Utah | 40.08 | -111.6048 | 1983 | 10
PACE | Spanish Fork | 3691 | 2 |  |  | Conventional Hydroelectric | 1.7 | UT | Utah | 40.08 | -111.6048 | 1983 | 10
PACE | Spanish Fork | 3691 | 3 |  |  | Conventional Hydroelectric | 0.2 | UT | Utah | 40.08 | -111.6048 | 1937 | 10
PACE | Spanish Fork Community Solar | 66413 | 10112 |  |  | Solar Photovoltaic | 4 | UT | Utah | 40.128 | -111.6334 | 2021 | 7
PACE | Spanish Fork Wind Park 2 LLC | 56751 | 1 |  |  | Onshore Wind Turbine | 18.9 | UT | Utah | 40.0714 | -111.5822 | 2008 | 7
PACE | St George Red Rock | 7080 | 1 |  |  | Petroleum Liquids | 7 | UT | Washington | 37.1137 | -113.5689 | 1987 | 5
PACE | St George Red Rock | 7080 | 2 |  |  | Petroleum Liquids | 7 | UT | Washington | 37.1137 | -113.5689 | 1987 | 5
PACE | Stairs | 3659 | 3 |  |  | Conventional Hydroelectric | 1 | UT | Salt Lake | 40.6236 | -111.7533 | 1912 | 7
PACE | Sunnyside Cogen Associates | 50951 | GEN1 |  |  | Conventional Steam Coal | 58.1 | UT | Carbon | 39.5472 | -110.3917 | 1993 | 2
PACE | Sweetwater Solar | 61369 | PV1 |  |  | Solar Photovoltaic | 92 | WY | Sweetwater | 41.6291 | -109.6835 | 2018 | 12
PACE | TB Flats | 62516 | 1 |  |  | Onshore Wind Turbine | 503.2 | WY | Carbon | 42.1772 | -106.2341 | 2021 | 10
PACE | Tesoro SLC Cogeneration Plant | 56509 | 1 |  |  | Natural Gas Fired Combustion Turbine | 15.2 | UT | Salt Lake | 40.7931 | -111.9038 | 2004 | 7
PACE | Tesoro SLC Cogeneration Plant | 56509 | 2 |  |  | Natural Gas Fired Combustion Turbine | 15.2 | UT | Salt Lake | 40.7931 | -111.9038 | 2004 | 7
PACE | Thermo No 1 | 57353 | 2 |  |  | Geothermal | 14 | UT | Beaver | 38.1607 | -113.1945 | 2013 | 4
PACE | Three Peaks Power | 60432 | TPP |  |  | Solar Photovoltaic | 80 | UT | Iron | 37.8271 | -113.1371 | 2016 | 12
PACE | Tooele Army Depot(CSG) | 59817 | BATT1 |  |  | Batteries | 1 | UT | Tooele | 40.503 | -112.3706 | 2020 | 10
PACE | Tooele Army Depot(CSG) | 59817 | GEN01 |  |  | Onshore Wind Turbine | 1.5 | UT | Tooele | 40.503 | -112.3706 | 2010 | 7
PACE | Tooele Army Depot(CSG) | 59817 | GEN03 |  |  | Onshore Wind Turbine | 1.7 | UT | Tooele | 40.503 | -112.3706 | 2016 | 7
PACE | Tooele Army Depot(CSG) | 59817 | PV1 |  |  | Solar Thermal without Energy Storage | 1.5 | UT | Tooele | 40.503 | -112.3706 | 2021 | 12
PACE | Tooele Army Depot(CSG) | 59817 | PV2 |  |  | Solar Photovoltaic | 1.5 | UT | Tooele | 40.503 | -112.3706 | 2025 | 1
PACE | Top of the World Windpower Project | 57327 | TOTW1 |  |  | Onshore Wind Turbine | 200 | WY | Converse | 42.9258 | -105.7872 | 2010 | 10
PACE | Trans-Jordan Generating Station | 56853 | 1 |  |  | Landfill Gas | 1.6 | UT | Salt Lake | 40.55 | -112.0631 | 2009 | 3
PACE | Trans-Jordan Generating Station | 56853 | 2 |  |  | Landfill Gas | 1.6 | UT | Salt Lake | 40.55 | -112.0631 | 2009 | 3
PACE | Trans-Jordan Generating Station | 56853 | 3 |  |  | Landfill Gas | 1.6 | UT | Salt Lake | 40.55 | -112.0631 | 2009 | 3
PACE | TransAlta Wyoming Wind | 56093 | GE15 |  |  | Onshore Wind Turbine | 144 | WY | Uinta | 41.2874 | -110.5556 | 2003 | 12
PACE | US Magnesium | 58191 | GT1 |  |  | Natural Gas Fired Combustion Turbine | 16 | UT | Tooele | 40.9133 | -112.7339 | 1972 | 1
PACE | US Magnesium | 58191 | GT2 |  |  | Natural Gas Fired Combustion Turbine | 16 | UT | Tooele | 40.9133 | -112.7339 | 1972 | 1
PACE | US Magnesium | 58191 | GT3 |  |  | Natural Gas Fired Combustion Turbine | 16 | UT | Tooele | 40.9133 | -112.7339 | 1972 | 1
PACE | Unit 4 | 7015 | 1 |  |  | Conventional Hydroelectric | 1.3 | UT | Sanpete | 39.5441 | -111.4187 | 1993 | 6
PACE | Upper Beaver | 3643 | 1 |  |  | Conventional Hydroelectric | 1.3 | UT | Beaver | 38.2683 | -112.4806 | 1907 | 8
PACE | Upper Beaver | 3643 | 2 |  |  | Conventional Hydroelectric | 1.2 | UT | Beaver | 38.2683 | -112.4806 | 1907 | 8
PACE | Upper Power Plant | 844 | 4 |  |  | Conventional Hydroelectric | 8 | ID | Bonneville | 43.5527 | -112.051 | 1982 | 9
PACE | Utah Red Hills Renewable Energy Park | 58660 | 1 |  |  | Solar Photovoltaic | 80 | UT | Iron | 37.8828 | -112.9042 | 2015 | 12
PACE | Veyo Heat Recovery Project | 60421 | WHR1 |  |  | All Other | 9.5 | UT | Washington | 37.348 | -113.765 | 2016 | 5
PACE | Wanship | 3698 | 1 |  |  | Conventional Hydroelectric | 1.9 | UT | Summit | 40.7904 | -111.4043 | 1958 | 8
PACE | Washington City Electric Generation | 59660 | 3 |  |  | Natural Gas Internal Combustion Engine | 2 | UT | Washington | 37.155 | -113.4392 | 2008 | 6
PACE | Washington City Electric Generation | 59660 | 4 |  |  | Natural Gas Internal Combustion Engine | 2 | UT | Washington | 37.155 | -113.4392 | 2008 | 6
PACE | Washington City Electric Generation | 59660 | 9 |  |  | Natural Gas Internal Combustion Engine | 2 | UT | Washington | 37.155 | -113.4392 | 2007 | 5
PACE | Weber | 3661 | 1 |  |  | Conventional Hydroelectric | 3.8 | UT | Weber | 41.1376 | -111.8849 | 1911 | 7
PACE | West Valley Generation Project | 55622 | U1 |  |  | Natural Gas Fired Combustion Turbine | 43.4 | UT | Salt Lake | 40.6667 | -112.0317 | 2002 | 5
PACE | West Valley Generation Project | 55622 | U2 |  |  | Natural Gas Fired Combustion Turbine | 43.4 | UT | Salt Lake | 40.6667 | -112.0317 | 2002 | 5
PACE | West Valley Generation Project | 55622 | U3 |  |  | Natural Gas Fired Combustion Turbine | 43.4 | UT | Salt Lake | 40.6667 | -112.0317 | 2001 | 10
PACE | West Valley Generation Project | 55622 | U4 |  |  | Natural Gas Fired Combustion Turbine | 43.4 | UT | Salt Lake | 40.6667 | -112.0317 | 2001 | 10
PACE | West Valley Generation Project | 55622 | U5 |  |  | Natural Gas Fired Combustion Turbine | 43.4 | UT | Salt Lake | 40.6667 | -112.0317 | 2002 | 7
PACE | Whitehead | 7028 | K1 |  |  | Natural Gas Internal Combustion Engine | 7 | UT | Utah | 40.1817 | -111.6203 | 1986 | 10
PACE | Whitehead | 7028 | K2 |  |  | Natural Gas Internal Combustion Engine | 7 | UT | Utah | 40.1817 | -111.6203 | 1986 | 8
PACE | Whitehead | 7028 | K3CAT |  |  | Natural Gas Internal Combustion Engine | 2.5 | UT | Utah | 40.1817 | -111.6203 | 2024 | 7
PACE | Whitehead | 7028 | K4CAT |  |  | Natural Gas Internal Combustion Engine | 2.5 | UT | Utah | 40.1817 | -111.6203 | 2024 | 7
PACE | Whitehead | 7028 | K5CAT |  |  | Natural Gas Internal Combustion Engine | 2.5 | UT | Utah | 40.1817 | -111.6203 | 2024 | 7
PACE | Whitehead | 7028 | K6CAT |  |  | Natural Gas Internal Combustion Engine | 2.5 | UT | Utah | 40.1817 | -111.6203 | 2016 | 12
PACE | Whitehead | 7028 | K7CAT |  |  | Natural Gas Internal Combustion Engine | 2.5 | UT | Utah | 40.1817 | -111.6203 | 2016 | 12
PACE | Wolverine Creek | 56301 | 1 |  |  | Onshore Wind Turbine | 64.5 | ID | Bonneville | 43.4195 | -111.8294 | 2006 | 2
PACE | Wyodak | 6101 | 1 |  |  | Conventional Steam Coal | 362.1 | WY | Campbell | 44.2901 | -105.3815 | 1978 | 9
PACW | 45 Mile Hydroelectric Project | 58455 | 0001 |  |  | Conventional Hydroelectric | 1 | OR | Jefferson | 44.5281 | -121.1528 | 2015 | 5
PACW | 45 Mile Hydroelectric Project | 58455 | 0002 |  |  | Conventional Hydroelectric | 1 | OR | Jefferson | 44.5281 | -121.1528 | 2015 | 5
PACW | 45 Mile Hydroelectric Project | 58455 | 0003 |  |  | Conventional Hydroelectric | 1 | OR | Jefferson | 44.5281 | -121.1528 | 2015 | 5
PACW | Adams Solar Center | 61496 | ADAMS |  |  | Solar Photovoltaic | 10 | OR | Jefferson | 44.675 | -121.122 | 2018 | 7
PACW | Adapture CA2, LLC | 59978 | ECA22 |  |  | Solar Photovoltaic | 1.5 | CA | Glenn | 39.699 | -122.1756 | 2016 | 3
PACW | Airport Solar | 62560 | APS |  |  | Solar Photovoltaic | 47.3 | OR | Lake | 42.1702 | -120.4023 | 2019 | 12
PACW | BC Solar | 60616 | BCSLR |  |  | Solar Photovoltaic | 8 | OR | Lake | 42.175 | -120.3598 | 2016 | 11
PACW | Bakersfield 111 | 59948 | BF111 |  |  | Solar Photovoltaic | 1.4 | CA | Kern | 35.3176 | -118.9899 | 2015 | 7
PACW | Bear Creek Solar Center | 61281 | BCRSC |  |  | Solar Photovoltaic | 10 | OR | Deschutes | 44.0608 | -121.2372 | 2018 | 9
PACW | Bend | 6484 | 1 |  |  | Conventional Hydroelectric | 0.2 | OR | Deschutes | 44.0623 | -121.3133 | 1913 | 7
PACW | Bend | 6484 | 2 |  |  | Conventional Hydroelectric | 0.3 | OR | Deschutes | 44.0623 | -121.3133 | 1916 | 7
PACW | Bend | 6484 | 3 |  |  | Conventional Hydroelectric | 0.6 | OR | Deschutes | 44.0623 | -121.3133 | 1917 | 7
PACW | Big Top LLC | 56968 | 1 |  |  | Onshore Wind Turbine | 1.7 | OR | Morrow | 45.655 | -119.4647 | 2009 | 6
PACW | Biomass One LP | 10869 | BBC |  |  | Wood/Wood Waste Biomass | 10 | OR | Jackson | 42.4361 | -122.85 | 1985 | 12
PACW | Biomass One LP | 10869 | GE |  |  | Wood/Wood Waste Biomass | 15 | OR | Jackson | 42.4361 | -122.85 | 1985 | 12
PACW | Biomass One LP | 10869 | GE-2 |  |  | Wood/Wood Waste Biomass | 15 | OR | Jackson | 42.4361 | -122.85 | 2009 | 1
PACW | Black Cap Solar Plant | 58150 | 1 |  |  | Solar Photovoltaic | 2 | OR | Lake | 42.175 | -120.3626 | 2012 | 10
PACW | Blue Skies Solar, LLC | 66466 | 43580 |  |  | Solar Photovoltaic | 1 | CA | Kern | 34.9881 | -118.9088 | 2021 | 12
PACW | Bly Solar Center | 62272 | BLY |  |  | Solar Photovoltaic | 8 | OR | Klamath | 42.3922 | -121.0245 | 2018 | 12
PACW | Box Canyon Dam | 50179 | GEN1 |  |  | Conventional Hydroelectric | 2.5 | CA | Siskiyou | 41.2792 | -122.3292 | 1986 | 6
PACW | Box Canyon Dam | 50179 | GEN2 |  |  | Conventional Hydroelectric | 2.5 | CA | Siskiyou | 41.2792 | -122.3292 | 1986 | 6
PACW | Butter Creek Power LLC | 56967 | 1 |  |  | Onshore Wind Turbine | 5 | OR | Umatilla | 45.7017 | -119.4222 | 2009 | 6
PACW | C-Drop Hydro | 58470 | GEN1 |  |  | Conventional Hydroelectric | 1.1 | OR | Klamath | 42.1658 | -121.685 | 2012 | 5
PACW | Chiloquin Solar, LLC | 61631 | CHILO |  |  | Solar Photovoltaic | 9.9 | OR | Klamath | 42.6107 | -121.8612 | 2018 | 1
PACW | Chopin Wind LLC | 59076 | WT1 |  |  | Onshore Wind Turbine | 10 | OR | Umatilla | 45.88 | -118.4633 | 2016 | 10
PACW | Clearwater 1 | 3020 | 1 |  |  | Conventional Hydroelectric | 15 | OR | Douglas | 43.2512 | -122.3379 | 1953 | 6
PACW | Clearwater 2 | 3021 | 1 |  |  | Conventional Hydroelectric | 26 | OR | Douglas | 43.2669 | -122.4098 | 1953 | 11
PACW | Co-Gen II LLC | 50993 | GEN1 |  |  | Wood/Wood Waste Biomass | 7.5 | OR | Douglas | 42.9611 | -123.3591 | 1987 | 10
PACW | Combine Hills I | 56195 | 001 |  |  | Onshore Wind Turbine | 43 | OR | Umatilla | 45.943 | -118.591 | 2003 | 12
PACW | Copco 1 | 294 | 1 |  |  | Conventional Hydroelectric | 10 | CA | Siskiyou | 41.9789 | -122.3353 | 1918 | 1
PACW | Copco 1 | 294 | 2 |  |  | Conventional Hydroelectric | 10 | CA | Siskiyou | 41.9789 | -122.3353 | 1918 | 11
PACW | Copper Dam Plant | 10323 | TURGO |  |  | Conventional Hydroelectric | 2.6 | OR | Hood River | 45.6652 | -121.5238 | 2015 | 9
PACW | Cowiche | 50423 | 983 |  |  | Conventional Hydroelectric | 1.7 | WA | Yakima | 46.6926 | -120.7372 | 1987 | 3
PACW | Dillard Complex | 50396 | GEN1 |  |  | Wood/Wood Waste Biomass | 5 | OR | Douglas | 43.0895 | -123.4156 | 1955 | 1
PACW | Dillard Complex | 50396 | GEN2 |  |  | Wood/Wood Waste Biomass | 5 | OR | Douglas | 43.0895 | -123.4156 | 1955 | 1
PACW | Dillard Complex | 50396 | GEN3 |  |  | Wood/Wood Waste Biomass | 7 | OR | Douglas | 43.0895 | -123.4156 | 1955 | 1
PACW | Dillard Complex | 50396 | GEN4 |  |  | Wood/Wood Waste Biomass | 11.5 | OR | Douglas | 43.0895 | -123.4156 | 1955 | 1
PACW | Dillard Complex | 50396 | GEN5 |  |  | Wood/Wood Waste Biomass | 11.5 | OR | Douglas | 43.0895 | -123.4156 | 1955 | 1
PACW | Dillard Complex | 50396 | GEN6 |  |  | Wood/Wood Waste Biomass | 11.5 | OR | Douglas | 43.0895 | -123.4156 | 1955 | 1
PACW | Dorena Hydro-Electric Facility | 59357 | FRNCS |  |  | Conventional Hydroelectric | 1.4 | OR | Lane | 43.7867 | -122.9581 | 2014 | 6
PACW | Dorena Hydro-Electric Facility | 59357 | KAPLN |  |  | Conventional Hydroelectric | 6.1 | OR | Lane | 43.7867 | -122.9581 | 2014 | 6
PACW | Douglas County Forest Products | 61761 | GEN-1 |  |  | Wood/Wood Waste Biomass | 6.3 | OR | Douglas | 43.2898 | -123.3616 | 2006 | 12
PACW | Dry Creek LFG to Energy Project | 56461 | DC1 |  |  | Landfill Gas | 1.6 | OR | Jackson | 42.3844 | -122.7718 | 2007 | 7
PACW | Dry Creek LFG to Energy Project | 56461 | DC2 |  |  | Landfill Gas | 1.6 | OR | Jackson | 42.3844 | -122.7718 | 2007 | 7
PACW | Eagle Point | 3024 | 1 |  |  | Conventional Hydroelectric | 2.8 | OR | Jackson | 42.5146 | -122.7571 | 1957 | 11
PACW | Eagle Point Solar | 61560 | PGRD4 |  |  | Solar Photovoltaic | 9.9 | OR | Jackson | 42.4008 | -122.8292 | 2017 | 12
PACW | East Side | 3025 | 1 |  |  | Conventional Hydroelectric | 3.2 | OR | Klamath | 42.2248 | -121.7955 | 1924 | 8
PACW | Elbe Solar Center | 61497 | ELBE |  |  | Solar Photovoltaic | 10 | OR | Jefferson | 44.618 | -121.205 | 2018 | 8
PACW | Evergreen BioPower LLC | 56781 | 1 |  |  | Wood/Wood Waste Biomass | 21 | OR | Linn | 44.7708 | -122.612 | 2007 | 9
PACW | Fall Creek | 296 | 1 |  |  | Conventional Hydroelectric | 0.5 | CA | Siskiyou | 41.9856 | -122.3605 | 1903 | 9
PACW | Fall Creek | 296 | 2 |  |  | Conventional Hydroelectric | 0.4 | CA | Siskiyou | 41.9856 | -122.3605 | 1907 | 8
PACW | Fall Creek | 296 | 3 |  |  | Conventional Hydroelectric | 1.2 | CA | Siskiyou | 41.9856 | -122.3605 | 1910 | 1
PACW | Falls Creek | 52187 | GE-1 |  |  | Conventional Hydroelectric | 4.1 | OR | Linn | 44.3968 | -122.3502 | 1984 | 12
PACW | Fish Creek | 3026 | 1 |  |  | Conventional Hydroelectric | 11 | OR | Douglas | 43.2742 | -122.449 | 1952 | 6
PACW | Foothill Sanitary Landfill - Solar Array | 65089 | 05452 |  |  | Solar Photovoltaic | 3.6 | CA | San Joaquin | 38.0424 | -120.9338 | 2021 | 1
PACW | Four Corners Windfarm LLC | 56969 | 1 |  |  | Onshore Wind Turbine | 8 | OR | Umatilla | 45.7286 | -119.4181 | 2009 | 6
PACW | Four Mile Canyon Windfarm LLC | 56970 | 1 |  |  | Onshore Wind Turbine | 10 | OR | Morrow | 45.6447 | -119.4533 | 2009 | 6
PACW | Galesville Project | 50938 | GV1 |  |  | Conventional Hydroelectric | 0.8 | OR | Douglas | 42.8489 | -123.1778 | 1987 | 2
PACW | Galesville Project | 50938 | GV2 |  |  | Conventional Hydroelectric | 0.8 | OR | Douglas | 42.8489 | -123.1778 | 1987 | 2
PACW | Garrett Solar | 63301 | 1888 |  |  | Solar Photovoltaic | 10 | OR | Lake | 42.16 | -120.4 | 2019 | 12
PACW | Hermiston Generating Plant | 54761 | GEN1 |  |  | Natural Gas Fired Combined Cycle | 106.1 | OR | Umatilla | 45.8042 | -119.37 | 1996 | 6
PACW | Hermiston Generating Plant | 54761 | GEN2 |  |  | Natural Gas Fired Combined Cycle | 204.5 | OR | Umatilla | 45.8042 | -119.37 | 1996 | 6
PACW | Hermiston Generating Plant | 54761 | GEN3 |  |  | Natural Gas Fired Combined Cycle | 106.1 | OR | Umatilla | 45.8042 | -119.37 | 1996 | 6
PACW | Hermiston Generating Plant | 54761 | GEN4 |  |  | Natural Gas Fired Combined Cycle | 204.5 | OR | Umatilla | 45.8042 | -119.37 | 1996 | 6
PACW | Iron Gate | 297 | 1 |  |  | Conventional Hydroelectric | 18 | CA | Siskiyou | 41.933 | -122.4368 | 1962 | 2
PACW | John C Boyle | 3028 | 1 |  |  | Conventional Hydroelectric | 50.3 | OR | Klamath | 42.0936 | -122.0703 | 1958 | 10
PACW | John C Boyle | 3028 | 2 |  |  | Conventional Hydroelectric | 48.4 | OR | Klamath | 42.0936 | -122.0703 | 1958 | 10
PACW | Juniper Ridge Hydroelectric Project | 57437 | 21-01 |  |  | Conventional Hydroelectric | 5 | OR | Deschutes | 44.1427 | -121.2697 | 2010 | 10
PACW | Klamath Falls Solar 2 CSG | 61553 | 1 |  |  | Solar Photovoltaic | 2.9 | OR | Klamath | 42.183 | -121.764 | 2017 | 12
PACW | Lacomb Irrigation District | 52155 | GEN1 |  |  | Conventional Hydroelectric | 1 | OR | Linn | 44.5975 | -122.6854 | 1986 | 12
PACW | Lemolo 1 | 3029 | 1 |  |  | Conventional Hydroelectric | 32 | OR | Douglas | 43.3558 | -122.2494 | 1955 | 7
PACW | Lemolo 2 | 6421 | 1 |  |  | Conventional Hydroelectric | 43.7 | OR | Douglas | 43.2806 | -122.4025 | 1956 | 11
PACW | Linkville Solar (CSG) | 65749 | LS22 |  |  | Solar Photovoltaic | 2.8 | OR | Klamath | 42.2077 | -121.8146 | 2024 | 5
PACW | Lost Creek | 6174 | 1 |  |  | Conventional Hydroelectric | 24.5 | OR | Jackson | 42.6717 | -122.6772 | 1977 | 9
PACW | Lost Creek | 6174 | 2 |  |  | Conventional Hydroelectric | 24.5 | OR | Jackson | 42.6717 | -122.6772 | 1977 | 12
PACW | Marengo Wind Plant | 56466 | 1 |  |  | Onshore Wind Turbine | 156 | WA | Columbia | 46.3747 | -117.7772 | 2007 | 8
PACW | Marengo Wind Plant | 56466 | 2 |  |  | Onshore Wind Turbine | 78 | WA | Columbia | 46.3747 | -117.7772 | 2008 | 1
PACW | Medford Operation | 56193 | 1 |  |  | Wood/Wood Waste Biomass | 3.5 | OR | Jackson | 42.3555 | -122.9046 | 1956 | 6
PACW | Medford Operation | 56193 | 2 |  |  | Wood/Wood Waste Biomass | 5 | OR | Jackson | 42.3555 | -122.9046 | 1965 | 1
PACW | Merwin | 3847 | 1 |  |  | Conventional Hydroelectric | 45 | WA | Cowlitz | 45.9567 | -122.5544 | 1932 | 1
PACW | Merwin | 3847 | 2 |  |  | Conventional Hydroelectric | 45 | WA | Cowlitz | 45.9567 | -122.5544 | 1949 | 12
PACW | Merwin | 3847 | 3 |  |  | Conventional Hydroelectric | 45 | WA | Cowlitz | 45.9567 | -122.5544 | 1958 | 9
PACW | Merwin | 3847 | House |  |  | Conventional Hydroelectric | 1 | WA | Cowlitz | 45.9567 | -122.5544 | 1931 | 7
PACW | Millican Solar Energy LLC | 63050 | GEN1 |  |  | Solar Photovoltaic | 70 | OR | Crook | 44.1541 | -120.5341 | 2021 | 3
PACW | NorWest Energy 2, LLC | 60548 | PV1 |  |  | Solar Photovoltaic | 9.9 | OR | Deschutes | 44.068 | -121.2284 | 2016 | 12
PACW | NorWest Energy 4, LLC | 62268 | NWE4 |  |  | Solar Photovoltaic | 5.6 | OR | Klamath | 42.695 | -121.614 | 2019 | 1
PACW | NorWest Energy 9 LLC | 62241 | NWE9 |  |  | Solar Photovoltaic | 6 | OR | Umatilla | 45.917 | -119.343 | 2018 | 9
PACW | OR Solar 2, LLC | 61200 | ORSR2 |  |  | Solar Photovoltaic | 10 | OR | Jackson | 42.5421 | -122.7813 | 2020 | 10
PACW | OR Solar 3, LLC | 61201 | ORSR3 |  |  | Solar Photovoltaic | 10 | OR | Klamath | 42.0223 | -121.4189 | 2017 | 12
PACW | OR Solar 5, LLC | 61423 | PV1 |  |  | Solar Photovoltaic | 8 | OR | Klamath | 42.0303 | -121.6116 | 2018 | 1
PACW | OR Solar 6, LLC | 61430 | PV6 |  |  | Solar Photovoltaic | 10 | OR | Lake | 42.209 | -120.3678 | 2017 | 12
PACW | OR Solar 8, LLC | 61424 | PV1 |  |  | Solar Photovoltaic | 10 | OR | Klamath | 42.2389 | -121.5858 | 2018 | 3
PACW | OSLH, LLC | 60976 | PV1 |  |  | Solar Photovoltaic | 9.9 | OR | Deschutes | 44.061 | -121.228 | 2016 | 12
PACW | Old Mill Solar | 59374 | OMSLR |  |  | Solar Photovoltaic | 5 | OR | Klamath | 42.2033 | -121.0464 | 2015 | 12
PACW | Opal Springs Hydro | 54251 | 1 |  |  | Conventional Hydroelectric | 4.3 | OR | Jefferson | 44.49 | -121.2988 | 1985 | 1
PACW | Orchard Avenue 1 | 50421 | 201 |  |  | Conventional Hydroelectric | 0.8 | WA | Yakima | 46.5964 | -120.6775 | 1987 | 3
PACW | Orchard Avenue 1 | 50421 | 301 |  |  | Conventional Hydroelectric | 0.8 | WA | Yakima | 46.5964 | -120.6775 | 1987 | 3
PACW | Orchard Windfarm 1, LLC | 62935 | OCHW |  |  | Onshore Wind Turbine | 10 | OR | Morrow | 45.38 | -119.3332 | 2020 | 12
PACW | Orchard Windfarm 4, LLC | 64053 | OCHW4 |  |  | Onshore Wind Turbine | 10 | OR | Morrow | 45.38 | -119.3332 | 2020 | 12
PACW | Oregon Convention Center | 60112 | PV1 |  |  | Solar Photovoltaic | 1.4 | OR | Multnomah | 45.5285 | -122.6632 | 2016 | 7
PACW | Oregon Trail Windfarm LLC | 56971 | 1 |  |  | Onshore Wind Turbine | 9.9 | OR | Umatilla | 45.7122 | -119.4044 | 2009 | 6
PACW | Oregon University System OIT Klamath Fal | 58961 | PV |  |  | Solar Photovoltaic | 1.7 | OR | Klamath | 42.2542 | -121.785 | 2014 | 1
PACW | Oregon University System Rabbit Field | 59790 | PV1 |  |  | Solar Photovoltaic | 1.2 | OR | Benton | 44.5735 | -123.3169 | 2014 | 3
PACW | Pacific Canyon Windfarm LLC | 56972 | 1 |  |  | Onshore Wind Turbine | 8.3 | OR | Morrow | 45.6542 | -119.4869 | 2009 | 6
PACW | Paisley Geothermal Generating Plant | 59382 | SVEP1 |  |  | Geothermal | 3.7 | OR | Lake | 42.6958 | -120.5578 | 2015 | 10
PACW | Peters Drive Plant | 10324 | GEN3 |  |  | Conventional Hydroelectric | 1.8 | OR | Hood River | 45.6676 | -121.5485 | 1987 | 11
PACW | Prineville Solar Energy LLC | 63049 | GEN1 |  |  | Solar Photovoltaic | 40 | OR | Crook | 44.1633 | -120.5241 | 2021 | 2
PACW | Prospect 1 | 3032 | 1 |  |  | Conventional Hydroelectric | 3.8 | OR | Jackson | 42.7307 | -122.5151 | 1912 | 1
PACW | Prospect 2 | 3033 | 1 |  |  | Conventional Hydroelectric | 16 | OR | Jackson | 42.7312 | -122.514 | 1928 | 1
PACW | Prospect 2 | 3033 | 2 |  |  | Conventional Hydroelectric | 16 | OR | Jackson | 42.7312 | -122.514 | 1928 | 2
PACW | Prospect 3 | 3034 | 1 |  |  | Conventional Hydroelectric | 7.2 | OR | Jackson | 42.7306 | -122.4185 | 1932 | 4
PACW | Prospect 4 | 3035 | 1 |  |  | Conventional Hydroelectric | 1 | OR | Jackson | 42.7331 | -122.5151 | 1944 | 11
PACW | Roseburg Forest Products Biomass | 56469 | 1 |  |  | Wood/Wood Waste Biomass | 13.4 | CA | Siskiyou | 41.4356 | -122.3769 | 2010 | 12
PACW | Roseburg LFG | 57911 | 1 |  |  | Landfill Gas | 1.6 | OR | Douglas | 43.1861 | -123.3803 | 2011 | 12
PACW | Sand Ranch Windfarm LLC | 56973 | 1 |  |  | Onshore Wind Turbine | 9.9 | OR | Morrow | 45.6447 | -119.4767 | 2009 | 6
PACW | Schumann Wind Farm | 65737 | SCH |  |  | Onshore Wind Turbine | 8 | OR | Umatilla | 45.9068 | -118.4973 | 2022 | 11
PACW | Short Mountain | 7413 | 1 |  |  | Landfill Gas | 0.8 | OR | Lane | 43.9621 | -122.9974 | 1992 | 2
PACW | Short Mountain | 7413 | 2 |  |  | Landfill Gas | 0.8 | OR | Lane | 43.9621 | -122.9974 | 1992 | 2
PACW | Short Mountain | 7413 | 3 |  |  | Landfill Gas | 0.8 | OR | Lane | 43.9621 | -122.9974 | 1993 | 11
PACW | Short Mountain | 7413 | 4 |  |  | Landfill Gas | 0.8 | OR | Lane | 43.9621 | -122.9974 | 1993 | 11
PACW | Siphon Power Project | 50980 | GEN1 |  |  | Conventional Hydroelectric | 2.7 | OR | Deschutes | 44.033 | -121.3297 | 1989 | 8
PACW | Siphon Power Project | 50980 | GEN2 |  |  | Conventional Hydroelectric | 2.7 | OR | Deschutes | 44.033 | -121.3297 | 1989 | 8
PACW | Skysol | 66942 | SKY01 |  |  | Solar Photovoltaic | 61.2 | OR | Klamath | 42.0478 | -121.4921 | 2023 | 12
PACW | Slate Creek | 50961 | GEN1 |  |  | Conventional Hydroelectric | 4.2 | CA | Shasta | 40.9769 | -122.4563 | 1990 | 5
PACW | Slide Creek | 3036 | 1 |  |  | Conventional Hydroelectric | 18 | OR | Douglas | 43.2939 | -122.4728 | 1951 | 7
PACW | Soda Springs | 3037 | 1 |  |  | Conventional Hydroelectric | 11 | OR | Douglas | 43.3061 | -122.5014 | 1952 | 3
PACW | Solar Star Oregon II | 61048 | PV1 |  |  | Solar Photovoltaic | 56.3 | OR | Crook | 44.1843 | -120.918 | 2017 | 10
PACW | Sprague Hydro | 10737 | GEN1 |  |  | Conventional Hydroelectric | 1.2 | OR | Klamath | 42.5014 | -120.9894 | 1989 | 10
PACW | Swift 1 | 3850 | HY11 |  |  | Conventional Hydroelectric | 80 | WA | Skamania | 46.0608 | -122.2017 | 1958 | 12
PACW | Swift 1 | 3850 | HY12 |  |  | Conventional Hydroelectric | 80 | WA | Skamania | 46.0608 | -122.2017 | 1958 | 12
PACW | Swift 1 | 3850 | HY13 |  |  | Conventional Hydroelectric | 80 | WA | Skamania | 46.0608 | -122.2017 | 1958 | 12
PACW | Swift 2 | 6265 | 21 |  |  | Conventional Hydroelectric | 36 | WA | Cowlitz | 46.0594 | -122.2594 | 1959 | 1
PACW | Swift 2 | 6265 | 22 |  |  | Conventional Hydroelectric | 36 | WA | Cowlitz | 46.0594 | -122.2594 | 1958 | 12
PACW | Threemile Canyon | 56933 | 1 |  |  | Onshore Wind Turbine | 9.9 | OR | Morrow | 45.6758 | -119.9375 | 2009 | 7
PACW | Threemile Digester | 58382 | GEN1 |  |  | Natural Gas Internal Combustion Engine | 1.6 | OR | Morrow | 45.71 | -119.9011 | 2012 | 12
PACW | Threemile Digester | 58382 | GEN2 |  |  | Natural Gas Internal Combustion Engine | 1.6 | OR | Morrow | 45.71 | -119.9011 | 2012 | 12
PACW | Threemile Digester | 58382 | GEN3 |  |  | Natural Gas Internal Combustion Engine | 1.6 | OR | Morrow | 45.71 | -119.9011 | 2012 | 12
PACW | Tieton Dam Hydro Electric Project | 57496 | UNIT1 |  |  | Conventional Hydroelectric | 6.9 | WA | Yakima | 46.658 | -121.1287 | 2006 | 9
PACW | Tieton Dam Hydro Electric Project | 57496 | UNIT2 |  |  | Conventional Hydroelectric | 6.9 | WA | Yakima | 46.658 | -121.1287 | 2006 | 9
PACW | Toketee Falls | 3040 | 1 |  |  | Conventional Hydroelectric | 14.2 | OR | Douglas | 43.2727 | -122.4475 | 1950 | 2
PACW | Toketee Falls | 3040 | 2 |  |  | Conventional Hydroelectric | 14.2 | OR | Douglas | 43.2727 | -122.4475 | 1949 | 12
PACW | Toketee Falls | 3040 | 3 |  |  | Conventional Hydroelectric | 14.2 | OR | Douglas | 43.2727 | -122.4475 | 1950 | 3
PACW | Tumbleweed Solar, LLC | 61580 | TUMBL |  |  | Solar Photovoltaic | 9.9 | OR | Deschutes | 44.1926 | -121.2331 | 2017 | 12
PACW | Vansycle II Wind Energy Center | 58324 | SIE23 |  |  | Onshore Wind Turbine | 102.3 | OR | Umatilla | 45.8992 | -118.5914 | 2009 | 12
PACW | Wagon Trail LLC | 56974 | 1 |  |  | Onshore Wind Turbine | 3.3 | OR | Morrow | 45.6531 | -119.4625 | 2009 | 6
PACW | Wallowa Falls | 3041 | 1 |  |  | Conventional Hydroelectric | 1.1 | OR | Wallowa | 45.2667 | -117.2127 | 1921 | 7
PACW | Ward Butte Windfarm LLC | 56975 | 1 |  |  | Onshore Wind Turbine | 6.6 | OR | Umatilla | 45.6967 | -119.4097 | 2009 | 6
PACW | Warm Springs Power Enterprises | 54721 | 0001 |  |  | Conventional Hydroelectric | 19.6 | OR | Jefferson | 44.7242 | -121.2477 | 1982 | 6
PACW | Woodline Solar | 61559 | PGRD5 |  |  | Solar Photovoltaic | 8 | OR | Klamath | 42.2364 | -121.5777 | 2017 | 12
PACW | Yale | 3852 | 1 |  |  | Conventional Hydroelectric | 67 | WA | Cowlitz | 45.9628 | -122.3355 | 1953 | 9
PACW | Yale | 3852 | 2 |  |  | Conventional Hydroelectric | 67 | WA | Cowlitz | 45.9628 | -122.3355 | 1953 | 11
PGE | Auburn Solar LLC (CSG) | 66378 | PV1 |  |  | Solar Photovoltaic | 2.9 | OR | Clackamas | 45.3927 | -122.3427 | 2024 | 3
PGE | Baldock Solar Highway | 57882 | BSH1 |  |  | Solar Photovoltaic | 1.4 | OR | Clackamas | 45.2694 | -122.7717 | 2012 | 1
PGE | Ballston Solar LLC | 62170 | BSPV1 |  |  | Solar Photovoltaic | 2.2 | OR | Yamhill | 45.077 | -123.395 | 2018 | 12
PGE | Beaver | 8073 | 1 |  |  | Natural Gas Fired Combined Cycle | 68.3 | OR | Columbia | 46.1724 | -123.1739 | 1974 | 8
PGE | Beaver | 8073 | 2 |  |  | Natural Gas Fired Combined Cycle | 68.3 | OR | Columbia | 46.1724 | -123.1739 | 1974 | 8
PGE | Beaver | 8073 | 3 |  |  | Natural Gas Fired Combined Cycle | 68.3 | OR | Columbia | 46.1724 | -123.1739 | 1974 | 8
PGE | Beaver | 8073 | 4 |  |  | Natural Gas Fired Combined Cycle | 68.3 | OR | Columbia | 46.1724 | -123.1739 | 1974 | 8
PGE | Beaver | 8073 | 5 |  |  | Natural Gas Fired Combined Cycle | 68.3 | OR | Columbia | 46.1724 | -123.1739 | 1974 | 8
PGE | Beaver | 8073 | 6 |  |  | Natural Gas Fired Combined Cycle | 68.3 | OR | Columbia | 46.1724 | -123.1739 | 1974 | 8
PGE | Beaver | 8073 | 7 |  |  | Natural Gas Fired Combined Cycle | 176.4 | OR | Columbia | 46.1724 | -123.1739 | 1977 | 11
PGE | Beaver | 8073 | 8 |  |  | Natural Gas Fired Combustion Turbine | 24.5 | OR | Columbia | 46.1724 | -123.1739 | 2001 | 8
PGE | Bellevue Solar Project | 57372 | INV-1 |  |  | Solar Photovoltaic | 1.6 | OR | Yamhill | 45.1122 | -123.2347 | 2011 | 10
PGE | Belvedere Solar |  |  | 0 | TBD | Solar Photovoltaic | [7 empty] | 2.9 | OR | Marion
PGE | Bighorn Solar | 63467 | PGR16 |  |  | Solar Photovoltaic | 2.2 | OR | Marion | 44.9657 | -122.9542 | 2020 | 12
PGE | Biglow Canyon Wind Farm | 56485 | 1 |  |  | Onshore Wind Turbine | 125.4 | OR | Sherman | 45.6537 | -120.6034 | 2007 | 12
PGE | Biglow Canyon Wind Farm | 56485 | 2 |  |  | Onshore Wind Turbine | 163.3 | OR | Sherman | 45.6537 | -120.6034 | 2009 | 9
PGE | Biglow Canyon Wind Farm | 56485 | 3 |  |  | Onshore Wind Turbine | 161 | OR | Sherman | 45.6537 | -120.6034 | 2010 | 8
PGE | Boring Solar LLC | 62169 | BSPV2 |  |  | Solar Photovoltaic | 2.2 | OR | Clackamas | 45.431 | -122.285 | 2019 | 4
PGE | Brightwood Solar, LLC | 64830 | OS |  |  | Solar Photovoltaic | 10 | OR | Clackamas | 45.3849 | -122.0844 | 2021 | 12
PGE | BristolSolar | 64009 | BS |  |  | Solar Photovoltaic | 3 | OR | Marion | 45.15 | -122.79 | 2021 | 1
PGE | Brush Creek Solar | 63464 | PGR19 |  |  | Solar Photovoltaic | 2.2 | OR | Marion | 44.9842 | -122.8131 | 2020 | 5
PGE | Butler Solar, LLC | 63694 | 13501 |  |  | Solar Photovoltaic | 4 | OR | Yamhill | 45.1018 | -123.4101 | 2021 | 1
PGE | Carnes Creek Solar (CSG) | 65745 | CAC22 |  |  | Solar Photovoltaic | 2.5 | OR | Marion | 45.0752 | -122.9277 | 2022 | 12
PGE | Carty Generating Station | 58503 | GEN1 |  |  | Natural Gas Fired Combined Cycle | 300 | OR | Morrow | 45.6986 | -119.8131 | 2016 | 7
PGE | Carty Generating Station | 58503 | GEN2 |  |  | Natural Gas Fired Combined Cycle | 200 | OR | Morrow | 45.6986 | -119.8131 | 2016 | 7
PGE | Case Creek Solar | 63207 | CCPV1 |  |  | Solar Photovoltaic | 2.2 | OR | Marion | 45.172 | -122.912 | 2019 | 10
PGE | Clayfield Solar LLC |  |  | 0 | TBD | Solar Photovoltaic | [7 empty] | 2.5 | OR | Clackamas
PGE | Coffee Creek BESS | 67698 | CCRK1 |  |  | Batteries | 17 | OR | Washington | 45.3417 | -122.7815 | 2024 | 12
PGE | Colton Solar | 61831 | PGRC2 |  |  | Solar Photovoltaic | 2.2 | OR | Clackamas | 45.17 | -122.473 | 2017 | 12
PGE | Constable BESS | 67712 | CSTB1 |  |  | Batteries | 75 | OR | Washington | 45.559 | -122.9437 | 2024 | 12
PGE | Cork Solar |  |  | 0 | TBD | Solar Photovoltaic | [7 empty] | 1.4 | OR | Clackamas
PGE | Cosper Creek Solar (CSG) | 65746 | CC22 |  |  | Solar Photovoltaic | 2.5 | OR | Polk | 45.058 | -123.499 | 2022 | 12
PGE | Covanta Marion Inc | 50630 | GEN1 |  |  | Municipal Solid Waste | 13.1 | OR | MARION | 45.0485 | -122.9628 | 1986 | 8
PGE | Coyote Springs | 7350 | 1 |  |  | Natural Gas Fired Combined Cycle | 208 | OR | Morrow | 45.848 | -119.6739 | 1995 | 11
PGE | Coyote Springs | 7350 | 2 |  |  | Natural Gas Fired Combined Cycle | 88 | OR | Morrow | 45.848 | -119.6739 | 1995 | 11
PGE | Day Hill Solar, LLC | 63957 | 221 |  |  | Solar Photovoltaic | 2.3 | OR | Clackamas | 45.2687 | -122.3294 | 2020 | 10
PGE | Dayton Cutoff Solar | 61827 | PGRC3 |  |  | Solar Photovoltaic | 2.2 | OR | Yamhill | 45.17 | -123.135 | 2017 | 12
PGE | Dover Solar |  |  | 0 | TBD | Solar Photovoltaic | [7 empty] | 1.9 | OR | Clackamas
PGE | Drift Creek Solar | 63466 | PGR18 |  |  | Solar Photovoltaic | 2.2 | OR | Marion | 44.9706 | -122.8035 | 2020 | 5
PGE | Dunn Road Solar | 63642 | W9736 |  |  | Solar Photovoltaic | 1.8 | OR | Clackamas | 45.431 | -122.286 | 2021 | 3
PGE | Durham AWTF | 60263 | GEN1 |  |  | Other Waste Biomass | 0.8 | OR | Washington | 45.4005 | -122.7658 | 2015 | 4
PGE | Durham AWTF | 60263 | GEN2 |  |  | Other Waste Biomass | 0.8 | OR | Washington | 45.4005 | -122.7658 | 2015 | 4
PGE | Duus Solar, LLC | 63330 | ORDUS |  |  | Solar Photovoltaic | 10 | OR | Clackamas | 45.318 | -122.331 | 2020 | 2
PGE | Faraday | 3045 | 6 |  |  | Conventional Hydroelectric | 19.2 | OR | Clackamas | 45.268 | -122.3201 | 1958 | 9
PGE | Faraday | 3045 | 7 |  |  | Conventional Hydroelectric | 9 | OR | Clackamas | 45.268 | -122.3201 | 2023 | 1
PGE | Faraday | 3045 | 8 |  |  | Conventional Hydroelectric | 9 | OR | Clackamas | 45.268 | -122.3201 | 2023 | 1
PGE | Firwood Solar, LLC | 63331 | ORFWD |  |  | Solar Photovoltaic | 10 | OR | Clackamas | 45.35 | -122.25 | 2020 | 2
PGE | Fruitland Creek Solar (CSG) | 65747 | FC22 |  |  | Solar Photovoltaic | 1.8 | OR | Marion | 44.9301 | -122.9375 | 2022 | 12
PGE | Grand Ronde Solar | 61835 | PGRC4 |  |  | Solar Photovoltaic | 2.2 | OR | Polk | 45.054 | -123.61 | 2017 | 12
PGE | GreenparkSolar | 64033 | GS |  |  | Solar Photovoltaic | 1.3 | OR | Marion | 44.8794 | -122.9375 | 2020 | 11
PGE | Gun Club Solar LLC |  |  | 0 | TBD | Solar Photovoltaic | [7 empty] | 2.5 | OR | Yamhill
PGE | Interstate Solar | 61832 | PGRC5 |  |  | Solar Photovoltaic | 2.2 | OR | Marion | 45.129 | -122.899 | 2017 | 12
PGE | Kaiser Creek Solar (CSG) | 65748 | KC22 |  |  | Solar Photovoltaic | 2 | OR | Clackamas | 45.143 | -122.609 | 2022 | 12
PGE | Kale Patch Solar | 63208 | KPPV1 |  |  | Solar Photovoltaic | 2.2 | OR | Marion | 45.083 | -122.904 | 2019 | 10
PGE | Labish Solar LLC | 62171 | LSPV2 |  |  | Solar Photovoltaic | 2.2 | OR | Marion | 45.023 | -122.922 | 2018 | 12
PGE | Marquam Creek Solar LLC |  |  | 0 | TBD | Solar Photovoltaic | [7 empty] | 1.9 | OR | Clackamas
PGE | MilfordSolar OR | 64008 | MS |  |  | Solar Photovoltaic | 3 | OR | Washington | 45.57 | -123.05 | 2021 | 1
PGE | Mill Creek Solar (OR) | 61338 | PGRC1 |  |  | Solar Photovoltaic | 2.2 | OR | Yamhill | 45.1696 | -123.1363 | 2017 | 12
PGE | Minke Solar | 63465 | PGR20 |  |  | Solar Photovoltaic | 2.2 | OR | Clackamas | 45.1723 | -122.6227 | 2020 | 12
PGE | Mt Hope Solar | 63663 | W0053 |  |  | Solar Photovoltaic | 2.5 | OR | Clackamas | 45.1279 | -122.6138 | 2021 | 3
PGE | NSE Astoria - Skyward | 66368 | SKYW |  |  | Solar Photovoltaic | 2.5 | OR | Clackamas | 45.4186 | -122.2779 | 2021 | 11
PGE | North Fork | 3047 | 1 |  |  | Conventional Hydroelectric | 19.2 | OR | Clackamas | 45.2433 | -122.2799 | 1958 | 12
PGE | North Fork | 3047 | 2 |  |  | Conventional Hydroelectric | 21.6 | OR | Clackamas | 45.2433 | -122.2799 | 1958 | 11
PGE | O'Neill Creek Solar | 63235 | OCPV1 |  |  | Solar Photovoltaic | 2.2 | OR | Washington | 45.472 | -123.129 | 2019 | 11
PGE | Oak Grove | 6505 | 1 |  |  | Conventional Hydroelectric | 25.5 | OR | Clackamas | 45.122 | -122.0699 | 1924 | 8
PGE | Oak Grove | 6505 | 2 |  |  | Conventional Hydroelectric | 25.5 | OR | Clackamas | 45.122 | -122.0699 | 1931 | 3
PGE | PHP 1 | 4213 | 1 |  |  | Conventional Hydroelectric | 23.7 | OR | Multnomah | 45.4817 | -122.0832 | 1982 | 2
PGE | PHP 2 | 4214 | 2 |  |  | Conventional Hydroelectric | 11.8 | OR | Clackamas | 45.449 | -122.1513 | 1982 | 2
PGE | Palmer Creek Solar, LLC | 63956 | 223 |  |  | Solar Photovoltaic | 2.3 | OR | Yamhill | 45.1848 | -123.1017 | 2020 | 11
PGE | Pelton | 3048 | 1 |  |  | Conventional Hydroelectric | 45 | OR | Jefferson | 44.6944 | -121.2314 | 1957 | 12
PGE | Pelton | 3048 | 2 |  |  | Conventional Hydroelectric | 32.4 | OR | Jefferson | 44.6944 | -121.2314 | 1958 | 3
PGE | Pelton | 3048 | 3 |  |  | Conventional Hydroelectric | 32.4 | OR | Jefferson | 44.6944 | -121.2314 | 1958 | 4
PGE | Pika Solar | 63462 | PGR17 |  |  | Solar Photovoltaic | 2.2 | OR | Marion | 45.0892 | -122.7705 | 2020 | 12
PGE | Port Westward | 56227 | 1 |  |  | Natural Gas Fired Combined Cycle | 312 | OR | Columbia | 46.1789 | -123.172 | 2007 | 6
PGE | Port Westward | 56227 | 2 |  |  | Natural Gas Fired Combined Cycle | 171 | OR | Columbia | 46.1789 | -123.172 | 2007 | 6
PGE | Port Westward Unit 2 | 58266 | 1 |  |  | Natural Gas Internal Combustion Engine | 18.8 | OR | Columbia | 46.1789 | -123.1719 | 2014 | 12
PGE | Port Westward Unit 2 | 58266 | 10 |  |  | Natural Gas Internal Combustion Engine | 18.8 | OR | Columbia | 46.1789 | -123.1719 | 2014 | 12
PGE | Port Westward Unit 2 | 58266 | 11 |  |  | Natural Gas Internal Combustion Engine | 18.8 | OR | Columbia | 46.1789 | -123.1719 | 2014 | 12
PGE | Port Westward Unit 2 | 58266 | 12 |  |  | Natural Gas Internal Combustion Engine | 18.8 | OR | Columbia | 46.1789 | -123.1719 | 2014 | 12
PGE | Port Westward Unit 2 | 58266 | 2 |  |  | Natural Gas Internal Combustion Engine | 18.8 | OR | Columbia | 46.1789 | -123.1719 | 2014 | 12
PGE | Port Westward Unit 2 | 58266 | 3 |  |  | Natural Gas Internal Combustion Engine | 18.8 | OR | Columbia | 46.1789 | -123.1719 | 2014 | 12
PGE | Port Westward Unit 2 | 58266 | 4 |  |  | Natural Gas Internal Combustion Engine | 18.8 | OR | Columbia | 46.1789 | -123.1719 | 2014 | 12
PGE | Port Westward Unit 2 | 58266 | 5 |  |  | Natural Gas Internal Combustion Engine | 18.8 | OR | Columbia | 46.1789 | -123.1719 | 2014 | 12
PGE | Port Westward Unit 2 | 58266 | 6 |  |  | Natural Gas Internal Combustion Engine | 18.8 | OR | Columbia | 46.1789 | -123.1719 | 2014 | 12
PGE | Port Westward Unit 2 | 58266 | 7 |  |  | Natural Gas Internal Combustion Engine | 18.8 | OR | Columbia | 46.1789 | -123.1719 | 2014 | 12
PGE | Port Westward Unit 2 | 58266 | 8 |  |  | Natural Gas Internal Combustion Engine | 18.8 | OR | Columbia | 46.1789 | -123.1719 | 2014 | 12
PGE | Port Westward Unit 2 | 58266 | 9 |  |  | Natural Gas Internal Combustion Engine | 18.8 | OR | Columbia | 46.1789 | -123.1719 | 2015 | 1
PGE | Rafael Solar | 63206 | RSPV1 |  |  | Solar Photovoltaic | 2.2 | OR | Marion | 44.8598 | -123.0079 | 2019 | 10
PGE | Red Prairie Solar | 65228 | RP21 |  |  | Solar Photovoltaic | 2.2 | OR | Yamhill | 45.0874 | -123.4174 | 2021 | 8
PGE | River Mill | 3049 | 1 |  |  | Conventional Hydroelectric | 3.3 | OR | Clackamas | 45.3 | -122.35 | 1911 | 11
PGE | River Mill | 3049 | 2 |  |  | Conventional Hydroelectric | 3.3 | OR | Clackamas | 45.3 | -122.35 | 1911 | 12
PGE | River Mill | 3049 | 3 |  |  | Conventional Hydroelectric | 3.3 | OR | Clackamas | 45.3 | -122.35 | 1912 | 1
PGE | River Mill | 3049 | 4 |  |  | Conventional Hydroelectric | 3.9 | OR | Clackamas | 45.3 | -122.35 | 1927 | 12
PGE | River Mill | 3049 | 5 |  |  | Conventional Hydroelectric | 5 | OR | Clackamas | 45.3 | -122.35 | 1952 | 5
PGE | River Valley Solar | 63665 | W0054 |  |  | Solar Photovoltaic | 1.9 | OR | Marion | 45.128 | -122.828 | 2022 | 4
PGE | Round Butte | 3050 | 1 |  |  | Conventional Hydroelectric | 112.5 | OR | Jefferson | 44.6058 | -121.2773 | 1964 | 8
PGE | Round Butte | 3050 | 2 |  |  | Conventional Hydroelectric | 130 | OR | Jefferson | 44.6058 | -121.2773 | 1964 | 11
PGE | Round Butte | 3050 | 3 |  |  | Conventional Hydroelectric | 130 | OR | Jefferson | 44.6058 | -121.2773 | 1964 | 10
PGE | SSD Clackamas 1, LLC | 63961 | 1 |  |  | Solar Photovoltaic | 4 | OR | Clackamas | 45.42 | -122.333 | 2020 | 12
PGE | SSD Clackamas 4, LLC | 63962 | 1 |  |  | Solar Photovoltaic | 2 | OR | Clackamas | 45.102 | -122.662 | 2020 | 12
PGE | SSD Clackamas 7, LLC | 63963 | 1 |  |  | Solar Photovoltaic | 2 | OR | Clackamas | 45.182 | -122.591 | 2020 | 12
PGE | SSD Marion 1, LLC | 63964 | 1 |  |  | Solar Photovoltaic | 2 | OR | Marion | 45.1395 | -122.9045 | 2020 | 12
PGE | SSD Marion 3, LLC | 63958 | 1 |  |  | Solar Photovoltaic | 2 | OR | Marion | 44.985 | -122.938 | 2020 | 12
PGE | SSD Marion 5, LLC | 63959 | 1 |  |  | Solar Photovoltaic | 2 | OR | Marion | 45.116 | -122.7938 | 2020 | 12
PGE | SSD Marion 6, LLC | 63960 | 1 |  |  | Solar Photovoltaic | 2 | OR | Marion | 45.254 | -122.806 | 2020 | 12
PGE | Salem Smart Power Center | 60441 | SSPC |  |  | Batteries | 5 | OR | Marion | 44.922 | -123.0183 | 2013 | 8
PGE | Sandy River Solar (CSG) | 65750 | SR22 |  |  | Solar Photovoltaic | 1.9 | OR | Clackamas | 45.4311 | -122.2952 | 2022 | 12
PGE | Sesqui-C Solar (CSG) | 65751 | SC22 |  |  | Solar Photovoltaic | 2.5 | OR | Yamhill | 45.3254 | -123.1769 | 2022 | 12
PGE | Sheep Solar | 61830 | PGRC8 |  |  | Solar Photovoltaic | 2.2 | OR | Marion | 44.826 | -122.949 | 2017 | 12
PGE | Sheridan Solar LLC (CSG) | 66354 | PV1 |  |  | Solar Photovoltaic | 3 | OR | Yamhill | 45.1019 | -123.4092 | 2024 | 3
PGE | Silverton Solar | 61829 | PGRC7 |  |  | Solar Photovoltaic | 2.2 | OR | Marion | 45.014 | -122.807 | 2017 | 12
PGE | Skyward Solar |  |  | 0 | TBD | Solar Photovoltaic | [7 empty] | 2.5 | OR | Clackamas
PGE | St Louis Solar | 63456 | W9319 |  |  | Solar Photovoltaic | 2.2 | OR | Marion | 45.1199 | -122.9361 | 2020 | 3
PGE | Steel Bridge Solar, LLC | 60057 | STEEL |  |  | Solar Photovoltaic | 2.3 | OR | Polk | 45.068 | -123.47 | 2016 | 2
PGE | Stone Creek | 7508 | 1 |  |  | Conventional Hydroelectric | 12 | OR | Clackamas | 45.0811 | -121.8866 | 1994 | 1
PGE | Sullivan | 3053 | 1 |  |  | Conventional Hydroelectric | 1.2 | OR | Clackamas | 45.354 | -122.619 | 1952 | 12
PGE | Sullivan | 3053 | 10 |  |  | Conventional Hydroelectric | 1.2 | OR | Clackamas | 45.354 | -122.619 | 1952 | 12
PGE | Sullivan | 3053 | 11 |  |  | Conventional Hydroelectric | 1.2 | OR | Clackamas | 45.354 | -122.619 | 1952 | 12
PGE | Sullivan | 3053 | 12 |  |  | Conventional Hydroelectric | 1.2 | OR | Clackamas | 45.354 | -122.619 | 1952 | 12
PGE | Sullivan | 3053 | 13 |  |  | Conventional Hydroelectric | 1.2 | OR | Clackamas | 45.354 | -122.619 | 1952 | 12
PGE | Sullivan | 3053 | 2 |  |  | Conventional Hydroelectric | 1.2 | OR | Clackamas | 45.354 | -122.619 | 1952 | 12
PGE | Sullivan | 3053 | 3 |  |  | Conventional Hydroelectric | 1.2 | OR | Clackamas | 45.354 | -122.619 | 1952 | 12
PGE | Sullivan | 3053 | 4 |  |  | Conventional Hydroelectric | 1.2 | OR | Clackamas | 45.354 | -122.619 | 1952 | 12
PGE | Sullivan | 3053 | 5 |  |  | Conventional Hydroelectric | 1.2 | OR | Clackamas | 45.354 | -122.619 | 1952 | 12
PGE | Sullivan | 3053 | 6 |  |  | Conventional Hydroelectric | 1.2 | OR | Clackamas | 45.354 | -122.619 | 1952 | 12
PGE | Sullivan | 3053 | 7 |  |  | Conventional Hydroelectric | 1.2 | OR | Clackamas | 45.354 | -122.619 | 1952 | 12
PGE | Sullivan | 3053 | 8 |  |  | Conventional Hydroelectric | 1.2 | OR | Clackamas | 45.354 | -122.619 | 1952 | 12
PGE | Sullivan | 3053 | 9 |  |  | Conventional Hydroelectric | 1 | OR | Clackamas | 45.354 | -122.619 | 1924 | 5
PGE | SulusSolar17 | 63908 | SS17 |  |  | Solar Photovoltaic | 3.1 | OR | Clackamas | 45.3489 | -122.4335 | 2020 | 6
PGE | SulusSolar22 | 64022 | SS22 |  |  | Solar Photovoltaic | 3 | OR | Marion | 44.97 | -122.78 | 2021 | 2
PGE | SulusSolar25 | 64034 | SS25 |  |  | Solar Photovoltaic | 2.2 | OR | Marion | 45.27 | -122.82 | 2020 | 10
PGE | SulusSolar28 | 64007 | SS28 |  |  | Solar Photovoltaic | 3 | OR | Yamhill | 45.1 | -123.52 | 2020 | 10
PGE | SulusSolar29 | 64048 | SS29 |  |  | Solar Photovoltaic | 2.6 | OR | Clackamas | 45.46 | -122.29 | 2020 | 12
PGE | SulusSolar33 | 64006 | SS33 |  |  | Solar Photovoltaic | 3 | OR | Yamhill | 45.08 | -123.4 | 2021 | 1
PGE | SulusSolar35 | 63969 | SS35 |  |  | Solar Photovoltaic | 3 | OR | Clackamas | 45.1406 | -122.6497 | 2020 | 7
PGE | Sundial (Troutdale) BESS | 67869 | BTD |  |  | Batteries | 200 | OR | Multnomah | 45.5598 | -122.4201 | 2024 | 12
PGE | Thomas Creek Solar | 63443 | W9318 |  |  | Solar Photovoltaic | 2.2 | OR | Clackamas | 45.1314 | -122.6195 | 2019 | 11
PGE | Tickle Creek Solar | 63442 | W9317 |  |  | Solar Photovoltaic | 1.9 | OR | Clackamas | 45.375 | -122.265 | 2019 | 12
PGE | Timothy Lake Powerhouse | 60868 | 1 |  |  | Conventional Hydroelectric | 1.2 | OR | Clackamas | 45.3705 | -121.7565 | 2018 | 12
PGE | Tucannon River Wind Farm | 58571 | 1 |  |  | Onshore Wind Turbine | 266.8 | WA | Columbia | 46.4211 | -118.0269 | 2014 | 12
PGE | Valley Creek Solar | 61828 | PGRC6 |  |  | Solar Photovoltaic | 2.2 | OR | Polk | 45.033 | -123.094 | 2017 | 12
PGE | WLWPCF Cogeneration Facility | 64663 | EG075 |  |  | Other Waste Biomass | 1.2 | OR | Marion | 45.0081 | -123.0529 | 2020 | 6
PGE | Wallace Solar LLC (CSG) | 66355 | PV1 |  |  | Solar Photovoltaic | 3 | OR | Polk | 45.0282 | -123.0969 | 2024 | 12
PGE | Williams Acres Solar | 63664 | W0055 |  |  | Solar Photovoltaic | 2.5 | OR | Marion | 45.137 | -122.799 | 2021 | 4
PGE | Yamhill Solar LLC | 57652 | 1 |  |  | Solar Photovoltaic | 1 | OR | Yamhill | 45.1089 | -123.2786 | 2011 | 10
PGE | Zena Solar LLC |  |  | 0 | TBD | Solar Photovoltaic | [7 empty] | 2.5 | OR | Polk
PJM | 10 Finderne Avenue Solar, LLC | 64023 | 246 |  |  | Solar Photovoltaic | 2.3 | NJ | Somerset | 40.5581 | -74.5759 | 2017 | 11
PJM | 101 Carnegie Center Solar, LLC | 64025 | 297 |  |  | Solar Photovoltaic | 1.2 | NJ | Mercer | 40.3231 | -74.6451 | 2020 | 11
PJM | 12 Applegate Solar LLC | 59371 | PV1 |  |  | Solar Photovoltaic | 1.5 | NJ | Mercer | 40.2003 | -74.5761 | 2012 | 4
PJM | 145 Talmadge Solar | 57458 | 1 |  |  | Solar Photovoltaic | 3.8 | NJ | Middlesex | 40.5358 | -74.3913 | 2011 | 4
PJM | 180 Raritan Solar | 58187 | 1 |  |  | Solar Photovoltaic | 1.9 | NJ | Middlesex | 40.5161 | -74.34 | 2012 | 6
PJM | 24 Applegate Solar LLC | 59365 | PV1 |  |  | Solar Photovoltaic | 2.6 | NJ | Mercer | 40.2058 | -74.5797 | 2014 | 6
PJM | 350 Clark Solar, NG, LLC | 61224 | 5400 |  |  | Solar Photovoltaic | 1.8 | NJ | Morris | 40.8942 | -74.7302 | 2011 | 4
PJM | 4 Applegate Solar LLC | 59370 | PV1 |  |  | Solar Photovoltaic | 1.4 | NJ | Mercer | 40.1964 | -74.5836 | 2012 | 4
PJM | 435A Bergen Avenue | 63366 | 1 |  |  | Solar Photovoltaic | 1.4 | NJ | Hudson | 40.7519 | -74.1313 | 2019 | 7
PJM | 46 Meadowlands Parkway | 62325 | 1 |  |  | Solar Photovoltaic | 1.5 | NJ | Hudson | 40.7898 | -74.0715 | 2018 | 9
PJM | 500 Virginia Solar | 57640 | 1 |  |  | Solar Photovoltaic | 1 | PA | Montgomery | 40.1392 | -75.1917 | 2011 | 7
PJM | 510 Carnegie Center | 64194 | 313 |  |  | Solar Photovoltaic | 1.4 | NJ | Mercer | 40.3147 | -74.6555 | 2019 | 11
PJM | 510 REPP One | 57363 | 1 |  |  | Solar Photovoltaic | 1.3 | NC | Northampton | 36.4972 | -77.6058 | 2014 | 9
PJM | 5601 Westside CDG | 65289 | 1 |  |  | Solar Photovoltaic | 1.5 | NJ | Hudson | 40.7796 | -74.0418 | 2021 | 11
PJM | 601 Doremus CDG | 65280 | 1 |  |  | Solar Photovoltaic | 1.5 | NJ | Essex | 40.732 | -74.1205 | 2021 | 8
PJM | 6685 Santa Barbara Ct | 64343 | SBAR |  |  | Solar Photovoltaic | 1 | MD | Howard | 39.1896 | -76.743 | 2020 | 12
PJM | 701 Carnegie Center | 64195 | 313 |  |  | Solar Photovoltaic | 1.1 | NJ | Mercer | 40.3236 | -74.6499 | 2019 | 11
PJM | 7185 13th Pl. NW | 63970 | 10020 |  |  | Solar Photovoltaic | 0.9 | DC | District of Columbia | 38.9772 | -77.0314 | 2019 | 12
PJM | 7448 Candlewood Road | 64502 | 1 |  |  | Solar Photovoltaic | 1.5 | MD | Anne Arundel | 39.16 | -76.7 | 2020 | 4
PJM | 77 Metro Way | 62326 | 1 |  |  | Solar Photovoltaic | 1 | NJ | Hudson | 40.7705 | -74.0722 | 2018 | 9
PJM | 9521 US 14 SOLAR 1, LLC | 67622 | 11110 |  |  | Solar Photovoltaic | 2 | IL | McHenry | 42.4663 | -88.6004 | 2024 | 12
PJM | AC Criminal Courts Complex SPE2, LLC | 58798 | ACCCC |  |  | Solar Photovoltaic | 1.3 | NJ | Atlantic | 39.4375 | -74.6906 | 2012 | 12
PJM | AC Power | 63260 | ACP |  |  | Solar Photovoltaic | 1.3 | NJ | Burlington | 40.0498 | -74.9352 | 2019 | 7
PJM | ACCC Mays Landing | 60802 | PV1 |  |  | Solar Photovoltaic | 1.4 | NJ | Atlantic | 39.4606 | -74.6809 | 2013 | 11
PJM | ACCP NJ 1 | 63198 | ACCP1 |  |  | Solar Photovoltaic | 1.2 | NJ | Sussex | 40.9263 | -74.6751 | 2020 | 9
PJM | ACM - Midtown Thermal | 63483 | T60-1 |  |  | Natural Gas Fired Combustion Turbine | 5.5 | NJ | Atlantic | 39.3598 | -74.4342 | 2012 | 1
PJM | ACUA | 61923 | VACUA |  |  | Batteries | 1 | NJ | Atlantic | 39.382 | -74.4451 | 2018 | 6
PJM | ADP Parsippany NJ | 66796 | P5324 |  |  | Solar Photovoltaic | 1.5 | NJ | Morris | 40.8575 | -74.4126 | 2023 | 12
PJM | AES Bend Solar I, LLC | 67719 | BEND1 |  |  | Solar Photovoltaic | 2 | IL | Winnebago | 42.3364 | -89.0829 | 2025 | 9
PJM | AES Bend Solar II, LLC | 67718 | BEND2 |  |  | Solar Photovoltaic | 1.9 | IL | Winnebago | 42.3379 | -89.0826 | 2025 | 9
PJM | AES Griggs Solar, LLC | 64328 | GRIG |  |  | Solar Photovoltaic | 2 | IL | Kankakee | 41.1913 | -87.6665 | 2020 | 12
PJM | AES Warrior Run Cogeneration Facility | 10678 | GEN1 |  |  | Conventional Steam Coal | 229 | MD | Allegany | 39.5952 | -78.7453 | 1999 | 8
PJM | AES Warrior Run Energy Storage Project | 59949 | BESS1 |  |  | Batteries | 11 | MD | Allegany | 39.5931 | -78.7453 | 2015 | 12
PJM | AEUG Union Solar, LLC | 64660 | AUS |  |  | Solar Photovoltaic | 325 | OH | Union | 40.4375 | -83.4835 | 2024 | 11
PJM | AGT001 Centerville Fuel Cell | 63700 | AGT01 |  |  | Other Natural Gas | 1.3 | DE | New Castle | 39.7579 | -75.6221 | 2019 | 3
PJM | AMP Napoleon Solar Facility | 58082 | NSF1 |  |  | Solar Photovoltaic | 3.5 | OH | Henry | 41.4067 | -84.1108 | 2012 | 9
PJM | AOC, Capitol Power Plant | 63347 | CTG1 |  |  | Natural Gas Fired Combustion Turbine | 7.5 | DC | District of Columbia | 38.8827 | -77.0074 | 2018 | 8
PJM | APG Combined Heat and Power Plant | 61282 | GEN1 |  |  | Natural Gas Fired Combustion Turbine | 7.9 | MD | Harford | 39.3975 | -76.2991 | 2016 | 12
PJM | APG New Chesapeake | 62629 | 10115 |  |  | Solar Photovoltaic | 2.3 | MD | Harford | 39.4937 | -76.1467 | 2018 | 10
PJM | APG Old Bayside | 62628 | 10115 |  |  | Solar Photovoltaic | 1.7 | MD | Harford | 39.499 | -76.1461 | 2018 | 10
PJM | AT&T Middletown | 65194 | ATT39 |  |  | Other Natural Gas | 2 | NJ | Monmouth | 40.3979 | -74.1348 | 2015 | 7
PJM | Absegami | 65622 | ABSGI |  |  | Solar Photovoltaic | 2.1 | NJ | Atlantic | 39.48 | -74.516 | 2021 | 5
PJM | Adams Ave MS and HS | 60772 | PVHS |  |  | Solar Photovoltaic | 1.8 | NJ | Atlantic | 39.4114 | -74.5309 | 2012 | 3
PJM | Adams Ave MS and HS | 60772 | PVMS |  |  | Solar Photovoltaic | 1.3 | NJ | Atlantic | 39.4114 | -74.5309 | 2011 | 7
PJM | Adams Solar LLC PA | 66634 | ENX20 |  |  | Solar Photovoltaic | 80 | PA | Adams | 39.8796 | -77.1972 | 2023 | 12
PJM | Adkins Energy LLC | 58136 | S5MW |  |  | Natural Gas Fired Combustion Turbine | 5 | IL | Stephenson | 42.3622 | -89.8036 | 2002 | 8
PJM | Adkins Energy LLC | 58136 | ST2MW |  |  | Natural Gas Steam Turbine | 1.8 | IL | Stephenson | 42.3622 | -89.8036 | 2019 | 3
PJM | Aero Haven Solar | 63195 | ACP3 |  |  | Solar Photovoltaic | 2.6 | NJ | Burlington | 39.8197 | -74.8947 | 2023 | 4
PJM | Aero Solar Facility | 65027 | PV1 |  |  | Solar Photovoltaic | 2 | KY | Boone | 39.0313 | -84.6598 | 2023 | 3
PJM | Ahern Community Solar I, LLC | 65758 | AHERN |  |  | Solar Photovoltaic | 2 | IL | Grundy | 41.185 | -88.231 | 2023 | 5
PJM | Ahoskie | 59795 | FLS1 |  |  | Solar Photovoltaic | 5 | NC | Hertford | 36.3064 | -76.9931 | 2018 | 1
PJM | Akron WRF | 58980 | 2G-1 |  |  | Other Waste Biomass | 0.6 | OH | Summit | 41.1533 | -81.5689 | 2014 | 5
PJM | Akron WRF | 58980 | 2G-2 |  |  | Other Waste Biomass | 0.6 | OH | Summit | 41.1533 | -81.5689 | 2014 | 5
PJM | Akron WRF | 58980 | 2G-3 |  |  | Other Waste Biomass | 0.6 | OH | Summit | 41.1533 | -81.5689 | 2014 | 5
PJM | Albemarle Beach Solar | 64169 | BEACH |  |  | Solar Photovoltaic | 130.2 | NC | Washington | 35.9282 | -76.6205 | 2020 | 12
PJM | Albertsons at Melrose Park | 65005 | PV1 |  |  | Solar Photovoltaic | 1.9 | IL | Cook | 41.9169 | -87.8562 | 2021 | 10
PJM | Alethea I | 58519 | 1 |  |  | Solar Photovoltaic | 2.8 | NJ | Burlington | 40.0006 | -74.735 | 2011 | 11
PJM | All World Solar Facility | 67760 | AWM |  |  | Solar Photovoltaic | 1.5 | IL | Winnebago | 42.462 | -88.9988 | 2023 | 11
PJM | Allegheny Energy Units 3 4 & 5 | 55710 | UNT3 |  |  | Natural Gas Fired Combined Cycle | 184 | PA | Allegheny | 40.5453 | -79.7686 | 2003 | 7
PJM | Allegheny Energy Units 3 4 & 5 | 55710 | UNT4 |  |  | Natural Gas Fired Combined Cycle | 184 | PA | Allegheny | 40.5453 | -79.7686 | 2003 | 7
PJM | Allegheny Energy Units 3 4 & 5 | 55710 | UNT5 |  |  | Natural Gas Fired Combined Cycle | 188 | PA | Allegheny | 40.5453 | -79.7686 | 2003 | 7
PJM | Allegheny Hydro No 8 | 50897 | GEN1 |  |  | Conventional Hydroelectric | 6.8 | PA | Armstrong | 40.8966 | -79.479 | 1990 | 12
PJM | Allegheny Hydro No 8 | 50897 | GEN2 |  |  | Conventional Hydroelectric | 6.8 | PA | Armstrong | 40.8966 | -79.479 | 1990 | 12
PJM | Allegheny Hydro No 9 | 50898 | GEN1 |  |  | Conventional Hydroelectric | 8.9 | PA | Armstrong | 40.956 | -79.5507 | 1990 | 12
PJM | Allegheny Hydro No 9 | 50898 | GEN2 |  |  | Conventional Hydroelectric | 8.9 | PA | Armstrong | 40.956 | -79.5507 | 1990 | 12
PJM | Allegheny No 6 Hydro Station | 50894 | GEN1 |  |  | Conventional Hydroelectric | 4.6 | PA | Armstrong | 40.7164 | -79.5772 | 1988 | 11
PJM | Allegheny No 6 Hydro Station | 50894 | GEN2 |  |  | Conventional Hydroelectric | 4.6 | PA | Armstrong | 40.7164 | -79.5772 | 1988 | 11
PJM | Allegheny No. 5 Hydro Station | 50893 | GEN1 |  |  | Conventional Hydroelectric | 4.6 | PA | Armstrong | 40.6829 | -79.6653 | 1988 | 10
PJM | Allegheny No. 5 Hydro Station | 50893 | GEN2 |  |  | Conventional Hydroelectric | 4.6 | PA | Armstrong | 40.6829 | -79.6653 | 1988 | 10
PJM | Allegheny Ridge Wind Farm | 56451 | 1 |  |  | Onshore Wind Turbine | 80 | PA | Cambria | 40.3839 | -78.5794 | 2007 | 6
PJM | Allenwood | 57581 | 1 |  |  | Landfill Gas | 1.6 | PA | Lycoming | 41.1511 | -76.9178 | 2012 | 10
PJM | Allenwood | 57581 | 2 |  |  | Landfill Gas | 1.6 | PA | Lycoming | 41.1511 | -76.9178 | 2012 | 10
PJM | Allied Beverages Elizabeth | 63353 | ABE |  |  | Solar Photovoltaic | 3.2 | NJ | Union | 40.6657 | -74.1752 | 2018 | 6
PJM | Alpaca | 58813 | 1 |  |  | Natural Gas Internal Combustion Engine | 7 | PA | Bradford | 41.6631 | -76.8056 | 2017 | 4
PJM | Alpaca | 58813 | 2 |  |  | Natural Gas Internal Combustion Engine | 7 | PA | Bradford | 41.6631 | -76.8056 | 2017 | 4
PJM | Alpaca | 58813 | 3 |  |  | Natural Gas Internal Combustion Engine | 7 | PA | Bradford | 41.6631 | -76.8056 | 2017 | 4
PJM | Alpha Ridge LFG | 58252 | JEN1 |  |  | Landfill Gas | 1 | MD | Howard | 39.305 | -76.9019 | 2012 | 7
PJM | Alpha Value Solar | 62054 | AVS01 |  |  | Solar Photovoltaic | 5 | NC | Perquimans | 36.1574 | -76.4896 | 2019 | 12
PJM | Alta Farms II Wind Project, LLC | 64088 | WT2 |  |  | Onshore Wind Turbine | 200.5 | IL | DeWitt | 40.1972 | -89.0677 | 2023 | 5
PJM | Altavista Power Station | 10773 | 1 |  |  | Wood/Wood Waste Biomass | 71.1 | VA | Campbell | 37.1187 | -79.2736 | 1992 | 2
PJM | Altavista Solar | 64019 | ATLA |  |  | Solar Photovoltaic | 80 | VA | Campbell | 37.1482 | -79.3475 | 2021 | 6
PJM | Altice - Parsippany | 65213 | ATC03 |  |  | Other Natural Gas | 2 | NJ | Morris | 40.8451 | -74.4282 | 2021 | 7
PJM | Alton Post Office Solar | 66837 | ALPT1 |  |  | Solar Photovoltaic | 75 | VA | Halifax | 36.5689 | -79.0329 | 2024 | 12
PJM | Amazon | 58357 | WR |  |  | Solar Photovoltaic | 4.2 | NJ | Middlesex | 40.5664 | -74.2214 | 2011 | 12
PJM | Amazon MDW6 Solar Project | 64610 | MDW6 |  |  | Solar Photovoltaic | 1.9 | IL | Will | 41.6721 | -88.1155 | 2020 | 12
PJM | Amazon Maryland DCA1 | 62876 | DCA1 |  |  | Solar Photovoltaic | 1.3 | MD | Baltimore | 39.2226 | -76.469 | 2019 | 6
PJM | Amelia | 56681 | 1 |  |  | Landfill Gas | 0.3 | VA | Amelia | 37.3097 | -78.0589 | 2001 | 8
PJM | Amelia | 56681 | 10 |  |  | Landfill Gas | 0.3 | VA | Amelia | 37.3097 | -78.0589 | 2001 | 8
PJM | Amelia | 56681 | 11 |  |  | Landfill Gas | 0.3 | VA | Amelia | 37.3097 | -78.0589 | 2001 | 8
PJM | Amelia | 56681 | 12 |  |  | Landfill Gas | 0.3 | VA | Amelia | 37.3097 | -78.0589 | 2001 | 8
PJM | Amelia | 56681 | 13 |  |  | Landfill Gas | 0.3 | VA | Amelia | 37.3097 | -78.0589 | 2001 | 8
PJM | Amelia | 56681 | 14 |  |  | Landfill Gas | 0.3 | VA | Amelia | 37.3097 | -78.0589 | 2001 | 8
PJM | Amelia | 56681 | 15 |  |  | Landfill Gas | 0.3 | VA | Amelia | 37.3097 | -78.0589 | 2001 | 8
PJM | Amelia | 56681 | 16 |  |  | Landfill Gas | 0.3 | VA | Amelia | 37.3097 | -78.0589 | 2001 | 8
PJM | Amelia | 56681 | 17 |  |  | Landfill Gas | 0.3 | VA | Amelia | 37.3097 | -78.0589 | 2001 | 8
PJM | Amelia | 56681 | 18 |  |  | Landfill Gas | 0.3 | VA | Amelia | 37.3097 | -78.0589 | 2001 | 8
PJM | Amelia | 56681 | 19 |  |  | Landfill Gas | 0.3 | VA | Amelia | 37.3097 | -78.0589 | 2001 | 8
PJM | Amelia | 56681 | 2 |  |  | Landfill Gas | 0.3 | VA | Amelia | 37.3097 | -78.0589 | 2001 | 8
PJM | Amelia | 56681 | 20 |  |  | Landfill Gas | 0.3 | VA | Amelia | 37.3097 | -78.0589 | 2001 | 8
PJM | Amelia | 56681 | 21 |  |  | Landfill Gas | 0.3 | VA | Amelia | 37.3097 | -78.0589 | 2001 | 8
PJM | Amelia | 56681 | 22 |  |  | Landfill Gas | 0.3 | VA | Amelia | 37.3097 | -78.0589 | 2001 | 8
PJM | Amelia | 56681 | 23 |  |  | Landfill Gas | 0.3 | VA | Amelia | 37.3097 | -78.0589 | 2001 | 8
PJM | Amelia | 56681 | 24 |  |  | Landfill Gas | 0.3 | VA | Amelia | 37.3097 | -78.0589 | 2001 | 8
PJM | Amelia | 56681 | 25 |  |  | Landfill Gas | 0.3 | VA | Amelia | 37.3097 | -78.0589 | 2001 | 8
PJM | Amelia | 56681 | 26 |  |  | Landfill Gas | 0.3 | VA | Amelia | 37.3097 | -78.0589 | 2001 | 8
PJM | Amelia | 56681 | 27 |  |  | Landfill Gas | 0.3 | VA | Amelia | 37.3097 | -78.0589 | 2001 | 8
PJM | Amelia | 56681 | 28 |  |  | Landfill Gas | 0.3 | VA | Amelia | 37.3097 | -78.0589 | 2001 | 8
PJM | Amelia | 56681 | 29 |  |  | Landfill Gas | 0.3 | VA | Amelia | 37.3097 | -78.0589 | 2001 | 8
PJM | Amelia | 56681 | 3 |  |  | Landfill Gas | 0.3 | VA | Amelia | 37.3097 | -78.0589 | 2001 | 8
PJM | Amelia | 56681 | 30 |  |  | Landfill Gas | 0.3 | VA | Amelia | 37.3097 | -78.0589 | 2001 | 8
PJM | Amelia | 56681 | 31 |  |  | Landfill Gas | 0.3 | VA | Amelia | 37.3097 | -78.0589 | 2001 | 8
PJM | Amelia | 56681 | 32 |  |  | Landfill Gas | 0.3 | VA | Amelia | 37.3097 | -78.0589 | 2001 | 8
PJM | Amelia | 56681 | 33 |  |  | Landfill Gas | 0.3 | VA | Amelia | 37.3097 | -78.0589 | 2001 | 8
PJM | Amelia | 56681 | 34 |  |  | Landfill Gas | 0.3 | VA | Amelia | 37.3097 | -78.0589 | 2001 | 8
PJM | Amelia | 56681 | 35 |  |  | Landfill Gas | 0.3 | VA | Amelia | 37.3097 | -78.0589 | 2001 | 8
PJM | Amelia | 56681 | 36 |  |  | Landfill Gas | 0.3 | VA | Amelia | 37.3097 | -78.0589 | 2001 | 8
PJM | Amelia | 56681 | 37 |  |  | Landfill Gas | 0.3 | VA | Amelia | 37.3097 | -78.0589 | 2001 | 8
PJM | Amelia | 56681 | 38 |  |  | Landfill Gas | 0.3 | VA | Amelia | 37.3097 | -78.0589 | 2001 | 8
PJM | Amelia | 56681 | 39 |  |  | Landfill Gas | 0.3 | VA | Amelia | 37.3097 | -78.0589 | 2001 | 8
PJM | Amelia | 56681 | 4 |  |  | Landfill Gas | 0.3 | VA | Amelia | 37.3097 | -78.0589 | 2001 | 8
PJM | Amelia | 56681 | 40 |  |  | Landfill Gas | 0.3 | VA | Amelia | 37.3097 | -78.0589 | 2001 | 8
PJM | Amelia | 56681 | 41 |  |  | Landfill Gas | 0.3 | VA | Amelia | 37.3097 | -78.0589 | 2001 | 8
PJM | Amelia | 56681 | 42 |  |  | Landfill Gas | 0.3 | VA | Amelia | 37.3097 | -78.0589 | 2001 | 8
PJM | Amelia | 56681 | 43 |  |  | Landfill Gas | 0.3 | VA | Amelia | 37.3097 | -78.0589 | 2001 | 8
PJM | Amelia | 56681 | 44 |  |  | Landfill Gas | 0.3 | VA | Amelia | 37.3097 | -78.0589 | 2001 | 8
PJM | Amelia | 56681 | 45 |  |  | Landfill Gas | 0.3 | VA | Amelia | 37.3097 | -78.0589 | 2001 | 8
PJM | Amelia | 56681 | 46 |  |  | Landfill Gas | 0.3 | VA | Amelia | 37.3097 | -78.0589 | 2001 | 8
PJM | Amelia | 56681 | 47 |  |  | Landfill Gas | 0.3 | VA | Amelia | 37.3097 | -78.0589 | 2001 | 8
PJM | Amelia | 56681 | 48 |  |  | Landfill Gas | 0.3 | VA | Amelia | 37.3097 | -78.0589 | 2001 | 8
PJM | Amelia | 56681 | 5 |  |  | Landfill Gas | 0.3 | VA | Amelia | 37.3097 | -78.0589 | 2001 | 8
PJM | Amelia | 56681 | 6 |  |  | Landfill Gas | 0.3 | VA | Amelia | 37.3097 | -78.0589 | 2001 | 8
PJM | Amelia | 56681 | 7 |  |  | Landfill Gas | 0.3 | VA | Amelia | 37.3097 | -78.0589 | 2001 | 8
PJM | Amelia | 56681 | 8 |  |  | Landfill Gas | 0.3 | VA | Amelia | 37.3097 | -78.0589 | 2001 | 8
PJM | Amelia | 56681 | 9 |  |  | Landfill Gas | 0.3 | VA | Amelia | 37.3097 | -78.0589 | 2001 | 8
PJM | Ameresco Delaware Central | 56430 | 1C |  |  | Landfill Gas | 1 | DE | Kent | 39.0339 | -75.7233 | 2006 | 12
PJM | Ameresco Delaware Central | 56430 | 2C |  |  | Landfill Gas | 1 | DE | Kent | 39.0339 | -75.7233 | 2006 | 12
PJM | Ameresco Delaware Central | 56430 | 3C |  |  | Landfill Gas | 1 | DE | Kent | 39.0339 | -75.7233 | 2006 | 12
PJM | Ameresco Delaware Central | 56430 | 4C |  |  | Landfill Gas | 1 | DE | Kent | 39.0339 | -75.7233 | 2014 | 3
PJM | Ameresco Delaware Central | 56430 | 5C |  |  | Landfill Gas | 1 | DE | Kent | 39.0339 | -75.7233 | 2014 | 3
PJM | Ameresco Delaware South | 56429 | 1 |  |  | Landfill Gas | 1 | DE | Sussex | 38.5992 | -75.4342 | 2006 | 12
PJM | Ameresco Delaware South | 56429 | 2 |  |  | Landfill Gas | 1 | DE | Sussex | 38.5992 | -75.4342 | 2006 | 12
PJM | Ameresco Delaware South | 56429 | 3 |  |  | Landfill Gas | 1 | DE | Sussex | 38.5992 | -75.4342 | 2006 | 12
PJM | Ameresco Delaware South | 56429 | 4 |  |  | Landfill Gas | 1 | DE | Sussex | 38.5992 | -75.4342 | 2006 | 12
PJM | Ameresco Delaware South | 56429 | 5 |  |  | Landfill Gas | 1 | DE | Sussex | 38.5992 | -75.4342 | 2010 | 5
PJM | Ameresco Stafford | 56894 | 1 |  |  | Landfill Gas | 1.1 | VA | Stafford | 38.3842 | -77.4131 | 2009 | 5
PJM | Ameresco Stafford | 56894 | 2 |  |  | Landfill Gas | 1.1 | VA | Stafford | 38.3842 | -77.4131 | 2009 | 5
PJM | American Goldfinch SCS ACY2 NJ, LLC | 64360 | 30001 |  |  | Solar Photovoltaic | 3.9 | NJ | Burlington | 40.0856 | -74.8409 | 2020 | 9
PJM | American Legion PV 1 | 59516 | AMLEG |  |  | Solar Photovoltaic | 16 | NC | Halifax | 36.4183 | -77.6558 | 2017 | 12
PJM | Amherst Solar Facility (VA) | 67225 | 1 |  |  | Solar Photovoltaic | 4.9 | VA | Amherst | 37.5536 | -79.0173 | 2023 | 10
PJM | Anadarko | 2945 | 10 |  |  | Petroleum Liquids | 1.2 | OH | Monroe | 39.757 | -81.1155 | 1983 | 1
PJM | Anadarko | 2945 | 11 |  |  | Petroleum Liquids | 1.2 | OH | Monroe | 39.757 | -81.1155 | 1983 | 1
PJM | Anadarko | 2945 | 6 |  |  | Petroleum Liquids | 0.6 | OH | Monroe | 39.757 | -81.1155 | 1949 | 1
PJM | Anadarko | 2945 | 7 |  |  | Petroleum Liquids | 1.2 | OH | Monroe | 39.757 | -81.1155 | 1957 | 1
PJM | Anadarko | 2945 | 8 |  |  | Petroleum Liquids | 1.5 | OH | Monroe | 39.757 | -81.1155 | 1965 | 1
PJM | Anadarko | 2945 | 9 |  |  | Petroleum Liquids | 2.1 | OH | Monroe | 39.757 | -81.1155 | 1971 | 1
PJM | Anderson | 7336 | ACT1 |  |  | Natural Gas Fired Combustion Turbine | 41.4 | IN | Madison | 40.0529 | -85.7389 | 1992 | 6
PJM | Anderson | 7336 | ACT2 |  |  | Natural Gas Fired Combustion Turbine | 41.4 | IN | Madison | 40.0529 | -85.7389 | 1992 | 6
PJM | Anderson | 7336 | ACT3 |  |  | Natural Gas Fired Combustion Turbine | 85.9 | IN | Madison | 40.0529 | -85.7389 | 2004 | 6
PJM | Anderson 3 | 64244 | SAND3 |  |  | Solar Photovoltaic | 8.7 | IN | Madison | 40.0817 | -85.642 | 2021 | 12
PJM | Anderson 4 | 64248 | SAND4 |  |  | Solar Photovoltaic | 7.8 | IN | Madison | 40.0827 | -85.6361 | 2021 | 8
PJM | Anderson 5 | 64245 | SAND5 |  |  | Solar Photovoltaic | 3 | IN | Madison | 40.0859 | -85.6322 | 2021 | 8
PJM | Anderson 6 | 64249 | SAND6 |  |  | Solar Photovoltaic | 6.8 | IN | Madison | 40.0851 | -85.7467 | 2022 | 6
PJM | Andover Energy Storage Project | 65952 | AD1 |  |  | Batteries | 20 | NJ | Sussex | 40.9808 | -74.7609 | 2023 | 6
PJM | Annapolis Solar Park, LLC | 60681 | ASP12 |  |  | Solar Photovoltaic | 12 | MD | Anne Arundel | 38.9921 | -76.5738 | 2018 | 8
PJM | Anne Arundel County Public Schools | 62407 | X0001 |  |  | Solar Photovoltaic | 1 | MD | Anne Arundel | 39.1373 | -76.498 | 2017 | 10
PJM | Anthony Wayne Solar #1 | 59489 | AWS1 |  |  | Solar Photovoltaic | 1.7 | OH | Lucas | 41.6272 | -83.5747 | 2014 | 6
PJM | Apple Grove Solar, LLC | 65224 | ENX15 |  |  | Solar Photovoltaic | 18.6 | VA | Louisa | 37.9195 | -77.862 | 2023 | 12
PJM | Aqua Ingrams Mill | 57280 | 1 |  |  | Solar Photovoltaic | 1 | PA | Chester | 39.9647 | -75.6578 | 2009 | 12
PJM | Archbald Power Station | 50279 | GEN1 |  |  | Natural Gas Steam Turbine | 23.2 | PA | Lackawanna | 41.485 | -75.5406 | 1988 | 9
PJM | Archbald Power Station | 50279 | GEN5 |  |  | Landfill Gas | 4.6 | PA | Lackawanna | 41.485 | -75.5406 | 2010 | 2
PJM | Archbald Power Station | 50279 | GEN6 |  |  | Landfill Gas | 4.6 | PA | Lackawanna | 41.485 | -75.5406 | 2010 | 2
PJM | Archbald Power Station | 50279 | Gen2 |  |  | Natural Gas Fired Combustion Turbine | 60.5 | PA | Lackawanna | 41.485 | -75.5406 | 2001 | 5
PJM | Archdiocese of Baltimore J | 60662 | PV1 |  |  | Solar Photovoltaic | 2 | MD | Harford | 39.445 | -76.217 | 2015 | 12
PJM | Archdiocese of Baltimore L | 60663 | PV1 |  |  | Solar Photovoltaic | 2 | MD | Harford | 39.445 | -76.217 | 2015 | 12
PJM | Arche Energy Project, LLC | 65402 | ARCHE |  |  | Solar Photovoltaic | 107 | OH | Fulton | 41.6721 | -84.3065 | 2024 | 1
PJM | Argonne National Laboratory CHP | 60742 | CHP |  |  | Natural Gas Fired Combustion Turbine | 6.3 | IL | DuPage | 41.7165 | -87.9706 | 2016 | 5
PJM | Armenia Mountain Wind Farm | 57044 | 1 |  |  | Onshore Wind Turbine | 100.5 | PA | Tioga | 41.7619 | -76.8553 | 2009 | 12
PJM | Armstrong | 55347 | 1 |  |  | Natural Gas Fired Combustion Turbine | 172 | PA | Armstrong | 40.638 | -79.3517 | 2002 | 5
PJM | Armstrong | 55347 | 2 |  |  | Natural Gas Fired Combustion Turbine | 172 | PA | Armstrong | 40.638 | -79.3517 | 2002 | 5
PJM | Armstrong | 55347 | 3 |  |  | Natural Gas Fired Combustion Turbine | 172 | PA | Armstrong | 40.638 | -79.3517 | 2002 | 5
PJM | Armstrong | 55347 | 4 |  |  | Natural Gas Fired Combustion Turbine | 172 | PA | Armstrong | 40.638 | -79.3517 | 2002 | 5
PJM | Ashtabula | 55990 | 1 |  |  | Natural Gas Fired Combined Cycle | 4.9 | OH | Ashtabula | 41.89 | -80.7612 | 2001 | 2
PJM | Ashtabula | 55990 | 2 |  |  | Natural Gas Fired Combined Cycle | 4.9 | OH | Ashtabula | 41.89 | -80.7612 | 2001 | 2
PJM | Ashtabula | 55990 | 3 |  |  | Natural Gas Fired Combined Cycle | 4.9 | OH | Ashtabula | 41.89 | -80.7612 | 2001 | 2
PJM | Ashtabula | 55990 | 4 |  |  | Natural Gas Fired Combined Cycle | 4.9 | OH | Ashtabula | 41.89 | -80.7612 | 2001 | 2
PJM | Ashtabula | 55990 | 5 |  |  | Natural Gas Fired Combined Cycle | 4.9 | OH | Ashtabula | 41.89 | -80.7612 | 2001 | 2
PJM | Ashtabula | 55990 | 6 |  |  | Natural Gas Fired Combined Cycle | 0.8 | OH | Ashtabula | 41.89 | -80.7612 | 2001 | 2
PJM | Ashtabula | 55990 | 7 |  |  | Natural Gas Fired Combined Cycle | 0.8 | OH | Ashtabula | 41.89 | -80.7612 | 2001 | 2
PJM | AstraZeneca Newark Solar | 67572 | PV-A |  |  | Solar Photovoltaic | 1.6 | DE | New Castle | 39.6485 | -75.7061 | 2024 | 1
PJM | AstraZeneca Newark Solar | 67572 | PV-B |  |  | Solar Photovoltaic | 1.6 | DE | New Castle | 39.6485 | -75.7061 | 2024 | 1
PJM | Atlantic City Convention Center | 56900 | 1 |  |  | Solar Photovoltaic | 0.5 | NJ | Atlantic | 39.3639 | -74.4408 | 2008 | 12
PJM | Atlantic City Convention Center | 56900 | 2 |  |  | Solar Photovoltaic | 0.5 | NJ | Atlantic | 39.3639 | -74.4408 | 2008 | 12
PJM | Atlantic City Convention Center | 56900 | 3 |  |  | Solar Photovoltaic | 0.5 | NJ | Atlantic | 39.3639 | -74.4408 | 2008 | 12
PJM | Atlantic City Convention Center | 56900 | 4 |  |  | Solar Photovoltaic | 0.5 | NJ | Atlantic | 39.3639 | -74.4408 | 2008 | 12
PJM | Atlantic Coast Freezers Solar Facility | 58360 | ACF |  |  | Solar Photovoltaic | 2 | NJ | Cumberland | 39.5199 | -75.029 | 2012 | 4
PJM | Auburn Renewables LLC | 67163 | AUBRN |  |  | Solar Photovoltaic | 11 | IN | Dekalb | 41.343 | -85.092 | 2022 | 9
PJM | Auglaize Hydro | 7657 | 1 |  |  | Conventional Hydroelectric | 0.7 | OH | Defiance | 41.2372 | -84.3998 | 1986 | 12
PJM | Auglaize Hydro | 7657 | 2A |  |  | Conventional Hydroelectric | 0.9 | OH | Defiance | 41.2372 | -84.3998 | 2004 | 7
PJM | Auglaize Hydro | 7657 | 3A |  |  | Conventional Hydroelectric | 0.9 | OH | Defiance | 41.2372 | -84.3998 | 2004 | 6
PJM | Auglaize Hydro | 7657 | 4 |  |  | Conventional Hydroelectric | 0.5 | OH | Defiance | 41.2372 | -84.3998 | 1987 | 1
PJM | Auglaize Hydro | 7657 | 5 |  |  | Conventional Hydroelectric | 0.5 | OH | Defiance | 41.2372 | -84.3998 | 1988 | 6
PJM | Auglaize Hydro | 7657 | 6 |  |  | Conventional Hydroelectric | 0.1 | OH | Defiance | 41.2372 | -84.3998 | 2004 | 6
PJM | Augusta CSG, LLC | 67529 | AUGUS |  |  | Solar Photovoltaic | 2.9 | VA | Augusta | 38.1002 | -78.9647 | 2024 | 4
PJM | Augusta Solar Farm | 62906 | AUGSF |  |  | Solar Photovoltaic | 2.9 | NJ | Sussex | 41.1 | -74.731 | 2016 | 5
PJM | Aulander Holloman Solar, LLC | 62340 | HOLLO |  |  | Solar Photovoltaic | 80 | NC | Hertford | 36.2912 | -77.0666 | 2018 | 12
PJM | Aulander Hwy 42 Solar, LLC | 63332 | NCAUL |  |  | Solar Photovoltaic | 5 | NC | Hertford | 36.2486 | -77.0852 | 2016 | 12
PJM | Aurora | 55279 | CTG1 |  |  | Natural Gas Fired Combustion Turbine | 180.8 | IL | DuPage | 41.8151 | -88.2265 | 2002 | 6
PJM | Aurora | 55279 | CTG10 |  |  | Natural Gas Fired Combustion Turbine | 60.5 | IL | DuPage | 41.8151 | -88.2265 | 2001 | 6
PJM | Aurora | 55279 | CTG2 |  |  | Natural Gas Fired Combustion Turbine | 180.8 | IL | DuPage | 41.8151 | -88.2265 | 2001 | 6
PJM | Aurora | 55279 | CTG3 |  |  | Natural Gas Fired Combustion Turbine | 180.8 | IL | DuPage | 41.8151 | -88.2265 | 2001 | 6
PJM | Aurora | 55279 | CTG4 |  |  | Natural Gas Fired Combustion Turbine | 180.8 | IL | DuPage | 41.8151 | -88.2265 | 2001 | 5
PJM | Aurora | 55279 | CTG5 |  |  | Natural Gas Fired Combustion Turbine | 60.5 | IL | DuPage | 41.8151 | -88.2265 | 2001 | 5
PJM | Aurora | 55279 | CTG6 |  |  | Natural Gas Fired Combustion Turbine | 60.5 | IL | DuPage | 41.8151 | -88.2265 | 2001 | 5
PJM | Aurora | 55279 | CTG7 |  |  | Natural Gas Fired Combustion Turbine | 60.5 | IL | DuPage | 41.8151 | -88.2265 | 2001 | 6
PJM | Aurora | 55279 | CTG8 |  |  | Natural Gas Fired Combustion Turbine | 60.5 | IL | DuPage | 41.8151 | -88.2265 | 2001 | 5
PJM | Aurora | 55279 | CTG9 |  |  | Natural Gas Fired Combustion Turbine | 60.5 | IL | DuPage | 41.8151 | -88.2265 | 2001 | 6
PJM | Axiall Natrium Plant | 50491 | GEN4 |  |  | Natural Gas Steam Turbine | 7.5 | WV | Marshall | 39.7475 | -80.8547 | 1943 | 1
PJM | Axiall Natrium Plant | 50491 | GEN6 |  |  | Natural Gas Steam Turbine | 26 | WV | Marshall | 39.7475 | -80.8547 | 1954 | 1
PJM | Axiall Natrium Plant | 50491 | GEN7 |  |  | Natural Gas Steam Turbine | 82 | WV | Marshall | 39.7475 | -80.8547 | 1966 | 1
PJM | BBB Corporate Headquarters | 58093 | HQNJ |  |  | Solar Photovoltaic | 1 | NJ | Union | 40.6972 | -74.305 | 2010 | 6
PJM | BEMS East Solar (CSG) | 66802 | BEMSE |  |  | Solar Photovoltaic | 4 | NJ | Burlington | 39.8937 | -74.698 | 2023 | 11
PJM | BEMS West Solar CSG | 66803 | BEMSW |  |  | Solar Photovoltaic | 4 | NJ | Burlington | 39.892 | -74.695 | 2023 | 10
PJM | BJ's Wholesale Club Inc Dist Center | 60227 | PV1 |  |  | Solar Photovoltaic | 1.4 | NJ | Burlington | 40.0985 | -74.8259 | 2016 | 10
PJM | BNB Camden Solar | 61893 | BNBHQ |  |  | Solar Photovoltaic | 2.2 | NJ | Camden | 39.939 | -75.108 | 2017 | 12
PJM | BNB Camden Solar | 61893 | BNBSO |  |  | Solar Photovoltaic | 1.5 | NJ | Camden | 39.939 | -75.108 | 2017 | 12
PJM | BTC2 Solar (CSG) | 63072 | 18 |  |  | Solar Photovoltaic | 2 | MD | Baltimore | 39.4181 | -76.3977 | 2019 | 7
PJM | Back River Waste Water Treatment | 59026 | CHP 1 |  |  | Other Waste Biomass | 1.1 | MD | Baltimore City | 39.2997 | -76.4942 | 2009 | 1
PJM | Back River Waste Water Treatment | 59026 | CHP 2 |  |  | Other Waste Biomass | 1.1 | MD | Baltimore City | 39.2997 | -76.4942 | 2009 | 1
PJM | Back River Waste Water Treatment | 59026 | SOLAR |  |  | Solar Photovoltaic | 0.8 | MD | Baltimore City | 39.2997 | -76.4942 | 2012 | 3
PJM | Baker PV 1 | 59517 | BAKE1 |  |  | Solar Photovoltaic | 5 | NC | Hertford | 36.2703 | -77.0603 | 2016 | 12
PJM | Baker Point | 61519 | GEN1 |  |  | Solar Photovoltaic | 9 | MD | Frederick | 39.5703 | -77.3634 | 2016 | 10
PJM | Baltimore City B | 60664 | PV1 |  |  | Solar Photovoltaic | 2 | MD | Harford | 39.436 | -76.22 | 2015 | 12
PJM | Baltimore City D | 60665 | PV1 |  |  | Solar Photovoltaic | 2 | MD | Harford | 39.436 | -76.22 | 2015 | 12
PJM | Baltimore City F | 60666 | PV1 |  |  | Solar Photovoltaic | 2 | MD | Harford | 39.436 | -76.22 | 2015 | 12
PJM | Baltimore City G | 60667 | PV1 |  |  | Solar Photovoltaic | 2 | MD | Harford | 39.436 | -76.22 | 2015 | 12
PJM | Barnhill Road Solar, LLC | 60782 | 1 |  |  | Solar Photovoltaic | 3.1 | NC | Pasquotank | 36.2692 | -76.2995 | 2016 | 12
PJM | Barrette Outdoor Living, Inc. | 63298 | BARRE |  |  | Solar Photovoltaic | 1.9 | NJ | Atlantic | 39.4877 | -74.6003 | 2019 | 4
PJM | Bartonsville Energy Facility, LLC | 66133 | BTS |  |  | Solar Photovoltaic | 130 | VA | Frederick | 39.0887 | -78.2399 | 2024 | 12
PJM | Bath County | 6167 | 1 |  |  | Hydroelectric Pumped Storage | 477 | VA | Bath | 38.2089 | -79.8 | 1985 | 12
PJM | Bath County | 6167 | 2 |  |  | Hydroelectric Pumped Storage | 477 | VA | Bath | 38.2089 | -79.8 | 1985 | 12
PJM | Bath County | 6167 | 3 |  |  | Hydroelectric Pumped Storage | 477 | VA | Bath | 38.2089 | -79.8 | 1985 | 12
PJM | Bath County | 6167 | 4 |  |  | Hydroelectric Pumped Storage | 477 | VA | Bath | 38.2089 | -79.8 | 1985 | 12
PJM | Bath County | 6167 | 5 |  |  | Hydroelectric Pumped Storage | 477 | VA | Bath | 38.2089 | -79.8 | 1985 | 12
PJM | Bath County | 6167 | 6 |  |  | Hydroelectric Pumped Storage | 477 | VA | Bath | 38.2089 | -79.8 | 1985 | 12
PJM | Battleboro Farm | 60369 | BFPV |  |  | Solar Photovoltaic | 5.2 | NC | Nash | 36.0586 | -77.7608 | 2016 | 5
PJM | Bavarian LFGTE | 56277 | 1 |  |  | Landfill Gas | 0.8 | KY | Boone | 38.8608 | -84.6556 | 2003 | 9
PJM | Bavarian LFGTE | 56277 | 2 |  |  | Landfill Gas | 0.8 | KY | Boone | 38.8608 | -84.6556 | 2003 | 9
PJM | Bavarian LFGTE | 56277 | 3 |  |  | Landfill Gas | 0.8 | KY | Boone | 38.8608 | -84.6556 | 2003 | 9
PJM | Bavarian LFGTE | 56277 | 4 |  |  | Landfill Gas | 0.8 | KY | Boone | 38.8608 | -84.6556 | 2003 | 9
PJM | Bavarian LFGTE | 56277 | 5 |  |  | Landfill Gas | 1.6 | KY | Boone | 38.8608 | -84.6556 | 2016 | 10
PJM | Bay Avenue CDG | 67121 | BAYCS |  |  | Solar Photovoltaic | 3 | NJ | Union | 40.6798 | -74.1655 | 2023 | 12
PJM | Bay View Backup Power Facility | 58269 | G1 |  |  | Petroleum Liquids | 2 | OH | Lucas | 41.6883 | -83.4847 | 2007 | 1
PJM | Bay View Backup Power Facility | 58269 | G2 |  |  | Natural Gas Internal Combustion Engine | 2 | OH | Lucas | 41.6883 | -83.4847 | 2007 | 1
PJM | Bay View Backup Power Facility | 58269 | G3 |  |  | Natural Gas Internal Combustion Engine | 2 | OH | Lucas | 41.6883 | -83.4847 | 2007 | 1
PJM | Bay View Backup Power Facility | 58269 | G4 |  |  | Natural Gas Internal Combustion Engine | 2 | OH | Lucas | 41.6883 | -83.4847 | 2007 | 1
PJM | Bay View Backup Power Facility | 58269 | G5 |  |  | Natural Gas Internal Combustion Engine | 2 | OH | Lucas | 41.6883 | -83.4847 | 2007 | 1
PJM | Bay View Backup Power Facility | 58269 | G6 |  |  | Natural Gas Internal Combustion Engine | 2 | OH | Lucas | 41.6883 | -83.4847 | 2007 | 1
PJM | Bay View Cogeneration Facility | 58263 | GTG |  |  | Landfill Gas | 5.5 | OH | Lucas | 41.6883 | -83.4847 | 2010 | 1
PJM | Bay View Cogeneration Facility | 58263 | STG |  |  | Landfill Gas | 6.5 | OH | Lucas | 41.6883 | -83.4847 | 2011 | 2
PJM | Bayer - Whippany, NJ | 66798 | P5316 |  |  | Solar Photovoltaic | 1.7 | NJ | Morris | 40.8188 | -74.4158 | 2023 | 12
PJM | Bayonne MUA- Leitner-Poma Wind Turbine | 59797 | WT1 |  |  | Onshore Wind Turbine | 1.5 | NJ | Hudson | 40.6528 | -74.1178 | 2012 | 7
PJM | Bayview | 3782 | BAYV |  |  | Petroleum Liquids | 2 | VA | Northampton | 37.2717 | -75.9682 | 1963 | 10
PJM | Bayview | 3782 | BYV2 |  |  | Petroleum Liquids | 2 | VA | Northampton | 37.2717 | -75.9682 | 1963 | 10
PJM | Bayview | 3782 | BYV3 |  |  | Petroleum Liquids | 2 | VA | Northampton | 37.2717 | -75.9682 | 1963 | 10
PJM | Bayview | 3782 | BYV4 |  |  | Petroleum Liquids | 2 | VA | Northampton | 37.2717 | -75.9682 | 1963 | 10
PJM | Bayview | 3782 | BYV5 |  |  | Petroleum Liquids | 2 | VA | Northampton | 37.2717 | -75.9682 | 1963 | 10
PJM | Bayview | 3782 | BYV6 |  |  | Petroleum Liquids | 2 | VA | Northampton | 37.2717 | -75.9682 | 1963 | 10
PJM | Bayville Central Facility | 54569 | COG1 |  |  | Other Waste Biomass | 0.3 | NJ | Ocean | 39.9094 | -74.178 | 1988 | 9
PJM | Bayville Central Facility | 54569 | COG2 |  |  | Other Waste Biomass | 0.3 | NJ | Ocean | 39.9094 | -74.178 | 1988 | 9
PJM | Bayville Central Facility | 54569 | COG3 |  |  | Other Waste Biomass | 0.3 | NJ | Ocean | 39.9094 | -74.178 | 1988 | 9
PJM | Bayville Central Facility | 54569 | COG4 |  |  | Petroleum Liquids | 1.5 | NJ | Ocean | 39.9094 | -74.178 | 2002 | 5
PJM | Bayville Central Facility | 54569 | COG5 |  |  | Petroleum Liquids | 1.5 | NJ | Ocean | 39.9094 | -74.178 | 2002 | 5
PJM | Bayville Central Facility | 54569 | COG6 |  |  | Petroleum Liquids | 1.5 | NJ | Ocean | 39.9094 | -74.178 | 2002 | 5
PJM | Bayville Central Facility | 54569 | COG7 |  |  | Petroleum Liquids | 1.5 | NJ | Ocean | 39.9094 | -74.178 | 2002 | 5
PJM | Bayville Central Facility | 54569 | CPV1 |  |  | Solar Photovoltaic | 0.2 | NJ | Ocean | 39.9094 | -74.178 | 2007 | 5
PJM | Bayway Refinery | 56294 | FGX |  |  | All Other | 11.2 | NJ | Union | 40.6376 | -74.2212 | 1967 | 12
PJM | Bd of Educ of Queen Anne's Cnty, Cnty HS | 62074 | PV1 |  |  | Solar Photovoltaic | 1.7 | MD | Queen Annes | 39.036 | -76.0543 | 2019 | 7
PJM | Bear Garden | 56807 | 1A |  |  | Natural Gas Fired Combined Cycle | 145 | VA | Buckingham | 37.6956 | -78.2853 | 2011 | 5
PJM | Bear Garden | 56807 | 1B |  |  | Natural Gas Fired Combined Cycle | 152 | VA | Buckingham | 37.6956 | -78.2853 | 2011 | 5
PJM | Bear Garden | 56807 | 1C |  |  | Natural Gas Fired Combined Cycle | 262 | VA | Buckingham | 37.6956 | -78.2853 | 2011 | 5
PJM | Bear One | 67404 | SC |  |  | Solar Photovoltaic | 2 | MD | Washington | 39.7028 | -78.0826 | 2023 | 11
PJM | Beaver Dam (PA) | 58811 | GEN1 |  |  | Natural Gas Internal Combustion Engine | 4.4 | PA | Bradford | 41.6114 | -76.8431 | 2016 | 6
PJM | Beaver Dam (PA) | 58811 | GEN2 |  |  | Natural Gas Internal Combustion Engine | 4.4 | PA | Bradford | 41.6114 | -76.8431 | 2016 | 6
PJM | Beaver Dam (PA) | 58811 | GEN3 |  |  | Natural Gas Internal Combustion Engine | 4.4 | PA | Bradford | 41.6114 | -76.8431 | 2016 | 6
PJM | Beaver Dam (PA) | 58811 | GEN4 |  |  | Natural Gas Internal Combustion Engine | 4.4 | PA | Bradford | 41.6114 | -76.8431 | 2016 | 6
PJM | Beaver Dam (PA) | 58811 | GEN5 |  |  | Natural Gas Internal Combustion Engine | 4.4 | PA | Bradford | 41.6114 | -76.8431 | 2016 | 6
PJM | Beaver Run | 60805 | BRUN1 |  |  | Solar Photovoltaic | 7.4 | NJ | Sussex | 41.153 | -74.6381 | 2015 | 9
PJM | Beaver Solar LLC | 59546 | PV1 |  |  | Solar Photovoltaic | 1.3 | PA | Beaver | 40.6914 | -80.3239 | 2012 | 12
PJM | Beaver Valley | 6040 | 1 |  |  | Nuclear | 923.4 | PA | Beaver | 40.6219 | -80.4336 | 1976 | 9
PJM | Beaver Valley | 6040 | 2 |  |  | Nuclear | 923.4 | PA | Beaver | 40.6219 | -80.4336 | 1987 | 11
PJM | Beaver Valley Patterson Dam | 10546 | GEN1 |  |  | Conventional Hydroelectric | 0.4 | PA | Beaver | 40.7441 | -80.3178 | 1982 | 9
PJM | Beaver Valley Patterson Dam | 10546 | GEN2 |  |  | Conventional Hydroelectric | 0.4 | PA | Beaver | 40.7441 | -80.3178 | 1982 | 9
PJM | Beaver Valley Patterson Dam | 10546 | GEN3 |  |  | Conventional Hydroelectric | 0.4 | PA | Beaver | 40.7441 | -80.3178 | 1982 | 9
PJM | Bed Bath & Beyond DC Port Reading NJ | 58096 | PTNJ |  |  | Solar Photovoltaic | 1.8 | NJ | Middlesex | 40.5683 | -74.2425 | 2011 | 12
PJM | Bedford Solar (Dominion) | 65323 | BEDF |  |  | Solar Photovoltaic | 70 | VA | Chesapeake City | 36.7 | -76.1647 | 2021 | 11
PJM | Bedford Solar (Oppidum) | 61126 | 12346 |  |  | Solar Photovoltaic | 3 | VA | Bedford | 37.335 | -79.481 | 2017 | 12
PJM | Beech Ridge Energy LLC | 57151 | GEN1 |  |  | Onshore Wind Turbine | 100.5 | WV | Greenbrier | 38.0878 | -80.4925 | 2010 | 1
PJM | Beech Ridge Energy Storage | 60390 | BRES |  |  | Batteries | 31.5 | WV | Greenbrier | 38.0878 | -80.4925 | 2015 | 10
PJM | Beech Ridge II Wind Energy Center | 62482 | GEN1 |  |  | Onshore Wind Turbine | 56.2 | WV | Greenbrier | 38.1122 | -80.6131 | 2020 | 5
PJM | Beech Road (CSG) | 67405 | SC |  |  | Solar Photovoltaic | 3 | MD | Prince Geroges | 38.8229 | -76.9347 | 2024 | 8
PJM | Beecher Gas Recovery | 56419 | B1 |  |  | Landfill Gas | 1.1 | IL | Will | 41.3811 | -87.6375 | 2006 | 6
PJM | Beecher Gas Recovery | 56419 | B2 |  |  | Landfill Gas | 1.1 | IL | Will | 41.3811 | -87.6375 | 2006 | 6
PJM | Beecher Gas Recovery | 56419 | B3 |  |  | Landfill Gas | 1.1 | IL | Will | 41.3811 | -87.6375 | 2008 | 10
PJM | Belle Haven Diesel Generation Facility | 60234 | BDG10 |  |  | Petroleum Liquids | 2 | VA | Accomack | 37.5486 | -75.7908 | 2002 | 11
PJM | Belle Haven Diesel Generation Facility | 60234 | BDG9 |  |  | Petroleum Liquids | 2 | VA | Accomack | 37.5486 | -75.7908 | 2002 | 11
PJM | Belleville Dam | 7594 | 1 |  |  | Conventional Hydroelectric | 21 | WV | Wood | 39.1192 | -81.7375 | 1999 | 6
PJM | Belleville Dam | 7594 | 2 |  |  | Conventional Hydroelectric | 21 | WV | Wood | 39.1192 | -81.7375 | 1999 | 6
PJM | Bellflower Solar 1 | 65031 | INBF1 |  |  | Solar Photovoltaic | 152.5 | IN | Henry | 39.7867 | -85.4164 | 2023 | 2
PJM | Ben Moreell Solar Farm | 63786 | BMSF |  |  | Solar Photovoltaic | 20 | NJ | Monmouth | 40.28 | -74.1 | 2020 | 1
PJM | Benjamin Moore & Co. Solar | 57733 | PV1 |  |  | Solar Photovoltaic | 1.4 | NJ | Morris | 40.8256 | -74.7147 | 2010 | 12
PJM | Benning Road | 65133 | BENRD |  |  | Solar Photovoltaic | 0.8 | DC | District of Columbia | 38.8983 | -76.9556 | 2021 | 10
PJM | Benthall Bridge PV 1 | 59515 | BENT1 |  |  | Solar Photovoltaic | 5 | NC | Hertford | 36.42 | -77.1003 | 2016 | 12
PJM | Bergen Generating Station | 2398 | 1101 |  |  | Natural Gas Fired Combined Cycle | 112.5 | NJ | Bergen | 40.8375 | -74.0244 | 1995 | 6
PJM | Bergen Generating Station | 2398 | 1201 |  |  | Natural Gas Fired Combined Cycle | 112.5 | NJ | Bergen | 40.8375 | -74.0244 | 1995 | 6
PJM | Bergen Generating Station | 2398 | 1301 |  |  | Natural Gas Fired Combined Cycle | 112.5 | NJ | Bergen | 40.8375 | -74.0244 | 1995 | 6
PJM | Bergen Generating Station | 2398 | 1401 |  |  | Natural Gas Fired Combined Cycle | 112.5 | NJ | Bergen | 40.8375 | -74.0244 | 1995 | 6
PJM | Bergen Generating Station | 2398 | 1501 |  |  | Natural Gas Fired Combined Cycle | 325.2 | NJ | Bergen | 40.8375 | -74.0244 | 1959 | 5
PJM | Bergen Generating Station | 2398 | 2101 |  |  | Natural Gas Fired Combined Cycle | 183.6 | NJ | Bergen | 40.8375 | -74.0244 | 2002 | 6
PJM | Bergen Generating Station | 2398 | 2201 |  |  | Natural Gas Fired Combined Cycle | 183.6 | NJ | Bergen | 40.8375 | -74.0244 | 2002 | 6
PJM | Bergen Generating Station | 2398 | 2301 |  |  | Natural Gas Fired Combined Cycle | 258.4 | NJ | Bergen | 40.8375 | -74.0244 | 2002 | 6
PJM | Bergenmand Solar Partners, LLC Mahwah | 63200 | SA1 |  |  | Solar Photovoltaic | 0.5 | NJ | Bergen | 41.0791 | -74.15 | 2012 | 8
PJM | Bergenmand Solar Partners, LLC Mahwah | 63200 | SA2 |  |  | Solar Photovoltaic | 0.5 | NJ | Bergen | 41.0791 | -74.15 | 2012 | 8
PJM | Berlin | 6565 | 1A |  |  | Petroleum Liquids | 1.1 | MD | Worcester | 38.3278 | -75.2172 | 1961 | 6
PJM | Berlin | 6565 | 5A |  |  | Petroleum Liquids | 2.5 | MD | Worcester | 38.3278 | -75.2172 | 1989 | 12
PJM | Berlin | 6565 | 8A |  |  | Natural Gas Internal Combustion Engine | 2 | MD | Worcester | 38.3278 | -75.2172 | 2020 | 9
PJM | Bernards Solar | 60437 | BERNS |  |  | Solar Photovoltaic | 2.9 | NJ | Somerset | 40.7027 | -74.5816 | 2016 | 9
PJM | Berrien Springs | 1753 | 10 |  |  | Conventional Hydroelectric | 0.6 | MI | Berrien | 41.9439 | -86.3289 | 1996 | 11
PJM | Berrien Springs | 1753 | 11 |  |  | Conventional Hydroelectric | 0.6 | MI | Berrien | 41.9439 | -86.3289 | 1996 | 11
PJM | Berrien Springs | 1753 | 12 |  |  | Conventional Hydroelectric | 0.6 | MI | Berrien | 41.9439 | -86.3289 | 1996 | 11
PJM | Berrien Springs | 1753 | 1A |  |  | Conventional Hydroelectric | 0.6 | MI | Berrien | 41.9439 | -86.3289 | 1996 | 1
PJM | Berrien Springs | 1753 | 2A |  |  | Conventional Hydroelectric | 0.6 | MI | Berrien | 41.9439 | -86.3289 | 1996 | 1
PJM | Berrien Springs | 1753 | 3A |  |  | Conventional Hydroelectric | 0.6 | MI | Berrien | 41.9439 | -86.3289 | 1996 | 1
PJM | Berrien Springs | 1753 | 4A |  |  | Conventional Hydroelectric | 0.6 | MI | Berrien | 41.9439 | -86.3289 | 1996 | 1
PJM | Berrien Springs | 1753 | 5 |  |  | Conventional Hydroelectric | 0.6 | MI | Berrien | 41.9439 | -86.3289 | 1996 | 1
PJM | Berrien Springs | 1753 | 6 |  |  | Conventional Hydroelectric | 0.6 | MI | Berrien | 41.9439 | -86.3289 | 1996 | 1
PJM | Berrien Springs | 1753 | 7 |  |  | Conventional Hydroelectric | 0.6 | MI | Berrien | 41.9439 | -86.3289 | 1996 | 11
PJM | Berrien Springs | 1753 | 8 |  |  | Conventional Hydroelectric | 0.6 | MI | Berrien | 41.9439 | -86.3289 | 1996 | 11
PJM | Berrien Springs | 1753 | 9 |  |  | Conventional Hydroelectric | 0.6 | MI | Berrien | 41.9439 | -86.3289 | 1996 | 11
PJM | Berry Plastics Solar | 59097 | PV1 |  |  | Solar Photovoltaic | 9.8 | NJ | Warren | 40.6983 | -75.1519 | 2013 | 12
PJM | Bethel Price Solar, LLC | 58843 | 1 |  |  | Solar Photovoltaic | 5 | NC | Pitt | 35.7947 | -77.3811 | 2014 | 12
PJM | Bethel Solar | 59173 | 5MWPV |  |  | Solar Photovoltaic | 5 | NC | Pitt | 35.7943 | -77.3845 | 2015 | 12
PJM | Bethlehem Power Plant | 55690 | CTG1 |  |  | Natural Gas Fired Combined Cycle | 127 | PA | Northampton | 40.6175 | -75.3147 | 2002 | 12
PJM | Bethlehem Power Plant | 55690 | CTG2 |  |  | Natural Gas Fired Combined Cycle | 127 | PA | Northampton | 40.6175 | -75.3147 | 2002 | 12
PJM | Bethlehem Power Plant | 55690 | CTG3 |  |  | Natural Gas Fired Combined Cycle | 127 | PA | Northampton | 40.6175 | -75.3147 | 2002 | 12
PJM | Bethlehem Power Plant | 55690 | CTG5 |  |  | Natural Gas Fired Combined Cycle | 127 | PA | Northampton | 40.6175 | -75.3147 | 2003 | 1
PJM | Bethlehem Power Plant | 55690 | CTG6 |  |  | Natural Gas Fired Combined Cycle | 127 | PA | Northampton | 40.6175 | -75.3147 | 2003 | 2
PJM | Bethlehem Power Plant | 55690 | CTG7 |  |  | Natural Gas Fired Combined Cycle | 127 | PA | Northampton | 40.6175 | -75.3147 | 2003 | 4
PJM | Bethlehem Power Plant | 55690 | STG4 |  |  | Natural Gas Fired Combined Cycle | 195.5 | PA | Northampton | 40.6175 | -75.3147 | 2003 | 5
PJM | Bethlehem Power Plant | 55690 | STG8 |  |  | Natural Gas Fired Combined Cycle | 195.5 | PA | Northampton | 40.6175 | -75.3147 | 2003 | 12
PJM | Big Level Wind | 60551 | BLW01 |  |  | Onshore Wind Turbine | 90 | PA | Potter | 41.8693 | -77.6659 | 2019 | 12
PJM | Big Plain Solar, LLC | 64635 | GEN01 |  |  | Solar Photovoltaic | 196 | OH | Madison | 39.8557 | -83.3284 | 2023 | 9
PJM | Big Sandy | 1353 | 1 |  |  | Natural Gas Steam Turbine | 280.5 | KY | Lawrence | 38.1707 | -82.6176 | 1963 | 1
PJM | Big Sandy Peaker Plant | 55284 | BSG1 |  |  | Natural Gas Fired Combustion Turbine | 58.9 | WV | Wayne | 38.3441 | -82.5938 | 2001 | 7
PJM | Big Sandy Peaker Plant | 55284 | BSG2 |  |  | Natural Gas Fired Combustion Turbine | 58.9 | WV | Wayne | 38.3441 | -82.5938 | 2001 | 7
PJM | Big Sandy Peaker Plant | 55284 | BSG3 |  |  | Natural Gas Fired Combustion Turbine | 58.9 | WV | Wayne | 38.3441 | -82.5938 | 2001 | 7
PJM | Big Sandy Peaker Plant | 55284 | BSG4 |  |  | Natural Gas Fired Combustion Turbine | 58.9 | WV | Wayne | 38.3441 | -82.5938 | 2001 | 7
PJM | Big Sandy Peaker Plant | 55284 | BSG5 |  |  | Natural Gas Fired Combustion Turbine | 58.9 | WV | Wayne | 38.3441 | -82.5938 | 2001 | 7
PJM | Big Sandy Peaker Plant | 55284 | BSG6 |  |  | Natural Gas Fired Combustion Turbine | 58.9 | WV | Wayne | 38.3441 | -82.5938 | 2001 | 8
PJM | Big Sky Wind LLC | 57135 | 1 |  |  | Onshore Wind Turbine | 239.4 | IL | Bureau | 41.5992 | -89.4561 | 2011 | 2
PJM | Big Spring Solar (CSG) | 66868 | BIGSP |  |  | Solar Photovoltaic | 2 | MD | Washington | 39.6301 | -77.9099 | 2024 | 11
PJM | Birdsboro Power | 61035 | GEN1 |  |  | Natural Gas Fired Combined Cycle | 525 | PA | Berks | 40.2685 | -75.7997 | 2019 | 5
PJM | Bishop Hill Energy LLC | 57463 | 1 |  |  | Onshore Wind Turbine | 200 | IL | Henry | 41.2153 | -90.1208 | 2012 | 6
PJM | Bitter Ridge Wind Farm, LLC | 63666 | BIT |  |  | Onshore Wind Turbine | 130 | IN | Jay | 40.3605 | -85.1131 | 2020 | 9
PJM | Black Rock Wind | 64433 | BRW |  |  | Onshore Wind Turbine | 115 | WV | Mineral | 39.3668 | -79.1083 | 2022 | 2
PJM | BlackRock-Matrix | 57727 | BLAR |  |  | Solar Photovoltaic | 2.5 | NJ | Middlesex | 40.3622 | -74.4797 | 2012 | 3
PJM | Blackstone Wind Farm II LLC | 57113 | GEN 1 |  |  | Onshore Wind Turbine | 200 | IL | Livingston | 41.1406 | -88.53 | 2010 | 8
PJM | Blackstone Wind Farm LLC | 57110 | GEN 1 |  |  | Onshore Wind Turbine | 106 | IL | Livingston | 41.1508 | -88.6233 | 2009 | 10
PJM | Blake Solar Plant | 66276 | US620 |  |  | Solar Photovoltaic | 96 | WV | Jefferson | 39.2636 | -77.8334 | 2024 | 3
PJM | Blakely (PA) RTO BTM | 66445 | PB 2 |  |  | Petroleum Liquids | 2.7 | PA | Lackawanna | 41.476 | -75.6006 | 2022 | 12
PJM | Blakely (PA) RTO BTM | 66445 | PB1 |  |  | Petroleum Liquids | 2.7 | PA | Lackawanna | 41.476 | -75.6006 | 2022 | 12
PJM | Blooming Grove Wind Energy Center | 63988 | GEN1 |  |  | Onshore Wind Turbine | 250 | IL | Livingston | 40.6611 | -88.3951 | 2020 | 12
PJM | Blossburg | 3120 | 1 |  |  | Natural Gas Fired Combustion Turbine | 24 | PA | Tioga | 41.7065 | -77.0818 | 1971 | 5
PJM | Blue Creek Wind Project | 57449 | 1 |  |  | Onshore Wind Turbine | 302 | OH | Van Wert | 40.9315 | -84.5618 | 2011 | 12
PJM | Blue Harvest Solar Park | 66249 | GEN01 |  |  | Solar Photovoltaic | 49.9 | OH | Putnam | 41.0917 | -84.2744 | 2023 | 12
PJM | Blue Hen Solar | 65791 | BHEN1 |  |  | Solar Photovoltaic | 1.5 | DE | Kent | 39.1857 | -75.6854 | 2022 | 5
PJM | Blue Ridge Generating | 59392 | GEN1 |  |  | Landfill Gas | 1.6 | KY | Estill | 37.7411 | -83.9889 | 2013 | 11
PJM | Blue Ridge Landfill | 57466 | GEN1 |  |  | Landfill Gas | 1.6 | PA | Franklin | 39.9619 | -77.5611 | 2013 | 1
PJM | Blue Ridge Landfill | 57466 | GEN2 |  |  | Landfill Gas | 1.6 | PA | Franklin | 39.9619 | -77.5611 | 2013 | 1
PJM | Blue Ridge Landfill | 57466 | GEN3 |  |  | Landfill Gas | 1.6 | PA | Franklin | 39.9619 | -77.5611 | 2013 | 1
PJM | Blue Ridge Landfill | 57466 | GEN4 |  |  | Landfill Gas | 1.6 | PA | Franklin | 39.9619 | -77.5611 | 2013 | 1
PJM | Blue Star | 62332 | BLUES |  |  | Solar Photovoltaic | 7.5 | MD | Kent | 39.35 | -75.85 | 2020 | 3
PJM | Bluefin Origination 1 | 63323 | SIMBA |  |  | Solar Photovoltaic | 2 | MD | Prince Georges | 38.7317 | -76.8284 | 2019 | 11
PJM | Bluegrass Solar | 63910 | BGS |  |  | Solar Photovoltaic | 79.6 | MD | Queen Annes | 39.1788 | -75.9609 | 2022 | 10
PJM | Bluestone Solar | 62950 | BLUE1 |  |  | Solar Photovoltaic | 49.9 | VA | Mecklenburg | 36.8115 | -78.4839 | 2021 | 5
PJM | Bluff Point Wind Facility | 61303 | BLUFF |  |  | Onshore Wind Turbine | 119.7 | IN | Jay | 40.319 | -84.9769 | 2017 | 12
PJM | Bomber CSG | 65281 | BOMB |  |  | Solar Photovoltaic | 6 | MD | Carroll | 39.599 | -76.8526 | 2021 | 12
PJM | Bookers Mill Solar | 66314 | BMSO |  |  | Solar Photovoltaic | 127 | VA | Richmond | 37.86 | -76.56 | 2024 | 12
PJM | Bordentown Solar | 60734 | PV1 |  |  | Solar Photovoltaic | 6.8 | NJ | Burlington | 40.0389 | -74.7766 | 2015 | 12
PJM | Bourbonnais | 67569 | PV1 |  |  | Solar Photovoltaic | 1.7 | IL | Kankakee | 41.207 | -87.925 | 2024 | 5
PJM | Bowie State Solar | 61915 | SO285 |  |  | Solar Photovoltaic | 1.3 | MD | Prince Georges | 39.0191 | -76.7595 | 2018 | 3
PJM | Bowling Green Energy Storage Project | 65951 | BG1 |  |  | Batteries | 12 | OH | Wood | 41.3826 | -83.6112 | 2023 | 5
PJM | Bowling Green Generating Station | 55262 | CT1 |  |  | Natural Gas Fired Combustion Turbine | 33 | OH | Wood | 41.3974 | -83.6412 | 2000 | 6
PJM | Bowling Green Generating Station | 55262 | CT2 |  |  | Natural Gas Fired Combustion Turbine | 16.5 | OH | Wood | 41.3974 | -83.6412 | 2000 | 6
PJM | Bowling Green Peaking | 7783 | 1 |  |  | Natural Gas Fired Combustion Turbine | 32 | OH | Wood | 41.3884 | -83.6402 | 2000 | 6
PJM | Bowling Green Wind | 56226 | 1 |  |  | Onshore Wind Turbine | 1.8 | OH | Wood | 41.3786 | -83.7383 | 2004 | 12
PJM | Bowling Green Wind | 56226 | 2 |  |  | Onshore Wind Turbine | 1.8 | OH | Wood | 41.3786 | -83.7383 | 2003 | 11
PJM | Bowling Green Wind | 56226 | 3 |  |  | Onshore Wind Turbine | 1.8 | OH | Wood | 41.3786 | -83.7383 | 2003 | 11
PJM | Bowling Green Wind | 56226 | 4 |  |  | Onshore Wind Turbine | 1.8 | OH | Wood | 41.3786 | -83.7383 | 2004 | 11
PJM | Boyd Soccerplex | 67458 | LHAPV |  |  | Solar Photovoltaic | 1 | MD | Montgomery | 39.1528 | -77.3114 | 2023 | 4
PJM | Bradley PV1 | 59154 | BRAD1 |  |  | Solar Photovoltaic | 5 | NC | Hertford | 36.2606 | -77.0764 | 2015 | 12
PJM | Braidwood Generation Station | 6022 | 1 |  |  | Nuclear | 1224.9 | IL | Will | 41.2435 | -88.2286 | 1988 | 7
PJM | Braidwood Generation Station | 6022 | 2 |  |  | Nuclear | 1224.9 | IL | Will | 41.2435 | -88.2286 | 1988 | 10
PJM | Brandon Shores | 602 | 1 |  |  | Conventional Steam Coal | 685.1 | MD | Anne Arundel | 39.1821 | -76.5372 | 1984 | 5
PJM | Brandon Shores | 602 | 2 |  |  | Conventional Steam Coal | 685.1 | MD | Anne Arundel | 39.1821 | -76.5372 | 1991 | 5
PJM | Brandywine Power Facility | 54832 | 1 |  |  | Natural Gas Fired Combined Cycle | 98.7 | MD | Prince Georges | 38.6681 | -76.8678 | 1996 | 10
PJM | Brandywine Power Facility | 54832 | 2 |  |  | Natural Gas Fired Combined Cycle | 98.7 | MD | Prince Georges | 38.6681 | -76.8678 | 1996 | 8
PJM | Brandywine Power Facility | 54832 | 3 |  |  | Natural Gas Fired Combined Cycle | 91.4 | MD | Prince Georges | 38.6681 | -76.8678 | 1996 | 9
PJM | Brasfield | 10155 | 1 |  |  | Conventional Hydroelectric | 2.9 | VA | Chesterfield | 37.2208 | -77.5245 | 1993 | 9
PJM | Brickyard Solar | 60733 | PV1 |  |  | Solar Photovoltaic | 1.5 | NJ | Monmouth | 40.1894 | -74.1545 | 2015 | 6
PJM | Bridgeport Disposal Solar Farm | 59166 | BRIDG |  |  | Solar Photovoltaic | 1.2 | NJ | Gloucester | 39.7875 | -75.3508 | 2011 | 4
PJM | Briel Solar Farm | 65022 | BMS |  |  | Solar Photovoltaic | 20 | VA | Henrico | 37.5236 | -77.2636 | 2021 | 8
PJM | Bright Stalk Wind Farm I | 57623 | GEN1 |  |  | Onshore Wind Turbine | 205.2 | IL | McLean | 40.7012 | -88.7011 | 2019 | 12
PJM | Bristol Myers Squibb Lawrenceville | 58947 | DG101 |  |  | Petroleum Liquids | 1.2 | NJ | Mercer | 40.3247 | -74.7078 | 1991 | 1
PJM | Bristol Myers Squibb Lawrenceville | 58947 | TG101 |  |  | Natural Gas Fired Combustion Turbine | 4.3 | NJ | Mercer | 40.3247 | -74.7078 | 1995 | 4
PJM | Bristol Myers Squibb Lawrenceville | 58947 | TG102 |  |  | Natural Gas Fired Combustion Turbine | 5.6 | NJ | Mercer | 40.3247 | -74.7078 | 2021 | 6
PJM | Bristol Myers Squibb New Brunswick | 54829 | GEN1 |  |  | Natural Gas Fired Combustion Turbine | 9.5 | NJ | Middlesex | 40.4757 | -74.4462 | 1992 | 7
PJM | Bristol Myers Squibb New Brunswick | 54829 | GEN2 |  |  | Natural Gas Steam Turbine | 1 | NJ | Middlesex | 40.4757 | -74.4462 | 1999 | 8
PJM | Brookdale CC BTM at Lincroft | 66776 | PV1 |  |  | Solar Photovoltaic | 3.7 | NJ | Monmouth | 40.3261 | -74.1309 | 2022 | 12
PJM | Brookside Newark | 58110 | BRK |  |  | Other Natural Gas | 2.6 | DE | New Castle | 39.6689 | -75.7161 | 2012 | 6
PJM | Brookville Smart Bus Depot Microgrid | 65945 | BESS |  |  | Batteries | 1.5 | MD | Montgomery | 38.999 | -77.058 | 2022 | 11
PJM | Brookville Smart Bus Depot Microgrid | 65945 | GEN2 |  |  | Natural Gas Internal Combustion Engine | 0.6 | MD | Montgomery | 38.999 | -77.058 | 2024 | 9
PJM | Brookville Smart Bus Depot Microgrid | 65945 | GEN3 |  |  | Natural Gas Internal Combustion Engine | 0.6 | MD | Montgomery | 38.999 | -77.058 | 2024 | 9
PJM | Brookville Smart Bus Depot Microgrid | 65945 | GENS |  |  | Natural Gas Internal Combustion Engine | 0.6 | MD | Montgomery | 38.999 | -77.058 | 2023 | 3
PJM | Brookville Smart Bus Depot Microgrid | 65945 | PV |  |  | Solar Photovoltaic | 1.7 | MD | Montgomery | 38.999 | -77.058 | 2022 | 10
PJM | Broshco Fabricated Products | 59373 | 1 |  |  | Natural Gas Fired Combustion Turbine | 1.2 | OH | Richland | 40.7761 | -82.5686 | 2001 | 9
PJM | Broshco Fabricated Products | 59373 | 2 |  |  | Natural Gas Fired Combustion Turbine | 1.2 | OH | Richland | 40.7761 | -82.5686 | 2001 | 9
PJM | Broshco Fabricated Products | 59373 | 3 |  |  | Natural Gas Fired Combustion Turbine | 1.2 | OH | Richland | 40.7761 | -82.5686 | 2001 | 9
PJM | Broshco Fabricated Products | 59373 | 4 |  |  | Natural Gas Fired Combustion Turbine | 1.1 | OH | Richland | 40.7761 | -82.5686 | 2005 | 7
PJM | Brown County LFGTE Power Station | 61145 | GM01 |  |  | Landfill Gas | 1.6 | OH | Brown | 38.895 | -83.903 | 2017 | 6
PJM | Brown County LFGTE Power Station | 61145 | GM02 |  |  | Landfill Gas | 1.6 | OH | Brown | 38.895 | -83.903 | 2017 | 6
PJM | Brown County LFGTE Power Station | 61145 | GM03 |  |  | Landfill Gas | 1.6 | OH | Brown | 38.895 | -83.903 | 2017 | 6
PJM | Brown Station Road Plant I | 50060 | 3972 |  |  | Landfill Gas | 0.9 | MD | Prince Georges | 38.8249 | -76.7731 | 1987 | 10
PJM | Brown Station Road Plant I | 50060 | 9314 |  |  | Landfill Gas | 0.9 | MD | Prince Georges | 38.8249 | -76.7731 | 1987 | 10
PJM | Brown Station Road Plant I | 50060 | 9340 |  |  | Landfill Gas | 0.9 | MD | Prince Georges | 38.8249 | -76.7731 | 1987 | 10
PJM | Brown Station Road Plant II | 55964 | 1 |  |  | Landfill Gas | 1 | MD | Prince Georges | 38.8476 | -76.7859 | 2003 | 12
PJM | Brown Station Road Plant II | 55964 | 2 |  |  | Landfill Gas | 1 | MD | Prince Georges | 38.8476 | -76.7859 | 2003 | 12
PJM | Brown Station Road Plant II | 55964 | 3 |  |  | Landfill Gas | 1 | MD | Prince Georges | 38.8476 | -76.7859 | 2003 | 12
PJM | Brown Station Road Plant II | 55964 | 4 |  |  | Landfill Gas | 1 | MD | Prince Georges | 38.8476 | -76.7859 | 2003 | 12
PJM | Bruce A Henry Solar Farm | 58473 | BHSF |  |  | Solar Photovoltaic | 4 | DE | Sussex | 38.664 | -75.4005 | 2013 | 8
PJM | Brunner Island | 3140 | 1 |  |  | Natural Gas Steam Turbine | 363.3 | PA | York | 40.0961 | -76.6962 | 1961 | 5
PJM | Brunner Island | 3140 | 2 |  |  | Natural Gas Steam Turbine | 405 | PA | York | 40.0961 | -76.6962 | 1965 | 9
PJM | Brunner Island | 3140 | 3 |  |  | Natural Gas Steam Turbine | 847.8 | PA | York | 40.0961 | -76.6962 | 1969 | 6
PJM | Brunot Island | 3096 | 1A |  |  | Petroleum Liquids | 25.5 | PA | Allegheny | 40.4649 | -80.0438 | 1972 | 3
PJM | Brunot Island | 3096 | 2A |  |  | Natural Gas Fired Combined Cycle | 65.3 | PA | Allegheny | 40.4649 | -80.0438 | 1973 | 6
PJM | Brunot Island | 3096 | 2B |  |  | Natural Gas Fired Combined Cycle | 65.3 | PA | Allegheny | 40.4649 | -80.0438 | 1973 | 6
PJM | Brunot Island | 3096 | 3 |  |  | Natural Gas Fired Combined Cycle | 65.3 | PA | Allegheny | 40.4649 | -80.0438 | 1973 | 6
PJM | Brunot Island | 3096 | ST4 |  |  | Natural Gas Fired Combined Cycle | 144 | PA | Allegheny | 40.4649 | -80.0438 | 1974 | 7
PJM | Brunswick County Power Station | 58260 | CT01 |  |  | Natural Gas Fired Combined Cycle | 297.5 | VA | Brunswick | 36.765 | -77.7139 | 2016 | 4
PJM | Brunswick County Power Station | 58260 | CT02 |  |  | Natural Gas Fired Combined Cycle | 297.5 | VA | Brunswick | 36.765 | -77.7139 | 2016 | 4
PJM | Brunswick County Power Station | 58260 | CT03 |  |  | Natural Gas Fired Combined Cycle | 297.5 | VA | Brunswick | 36.765 | -77.7139 | 2016 | 4
PJM | Brunswick County Power Station | 58260 | ST01 |  |  | Natural Gas Fired Combined Cycle | 579.7 | VA | Brunswick | 36.765 | -77.7139 | 2016 | 4
PJM | Brunswick Landfill Gas | 56682 | 10 |  |  | Landfill Gas | 0.3 | VA | Brunswick | 36.7639 | -77.8108 | 2007 | 10
PJM | Brunswick Landfill Gas | 56682 | 11 |  |  | Landfill Gas | 0.3 | VA | Brunswick | 36.7639 | -77.8108 | 2007 | 10
PJM | Brunswick Landfill Gas | 56682 | 12 |  |  | Landfill Gas | 0.3 | VA | Brunswick | 36.7639 | -77.8108 | 2007 | 10
PJM | Brunswick Landfill Gas | 56682 | 13 |  |  | Landfill Gas | 0.3 | VA | Brunswick | 36.7639 | -77.8108 | 2007 | 10
PJM | Brunswick Landfill Gas | 56682 | 14 |  |  | Landfill Gas | 0.3 | VA | Brunswick | 36.7639 | -77.8108 | 2007 | 10
PJM | Brunswick Landfill Gas | 56682 | 15 |  |  | Landfill Gas | 0.3 | VA | Brunswick | 36.7639 | -77.8108 | 2007 | 10
PJM | Brunswick Landfill Gas | 56682 | 16 |  |  | Landfill Gas | 0.3 | VA | Brunswick | 36.7639 | -77.8108 | 2007 | 10
PJM | Brunswick Landfill Gas | 56682 | 17 |  |  | Landfill Gas | 0.3 | VA | Brunswick | 36.7639 | -77.8108 | 2007 | 10
PJM | Brunswick Landfill Gas | 56682 | 18 |  |  | Landfill Gas | 0.3 | VA | Brunswick | 36.7639 | -77.8108 | 2007 | 10
PJM | Brunswick Landfill Gas | 56682 | 19 |  |  | Landfill Gas | 0.3 | VA | Brunswick | 36.7639 | -77.8108 | 2007 | 10
PJM | Brunswick Landfill Gas | 56682 | 2 |  |  | Landfill Gas | 0.3 | VA | Brunswick | 36.7639 | -77.8108 | 2007 | 10
PJM | Brunswick Landfill Gas | 56682 | 20 |  |  | Landfill Gas | 0.3 | VA | Brunswick | 36.7639 | -77.8108 | 2007 | 10
PJM | Brunswick Landfill Gas | 56682 | 21 |  |  | Landfill Gas | 0.3 | VA | Brunswick | 36.7639 | -77.8108 | 2007 | 10
PJM | Brunswick Landfill Gas | 56682 | 22 |  |  | Landfill Gas | 0.3 | VA | Brunswick | 36.7639 | -77.8108 | 2007 | 10
PJM | Brunswick Landfill Gas | 56682 | 23 |  |  | Landfill Gas | 0.3 | VA | Brunswick | 36.7639 | -77.8108 | 2007 | 10
PJM | Brunswick Landfill Gas | 56682 | 24 |  |  | Landfill Gas | 0.3 | VA | Brunswick | 36.7639 | -77.8108 | 2007 | 10
PJM | Brunswick Landfill Gas | 56682 | 25 |  |  | Landfill Gas | 0.3 | VA | Brunswick | 36.7639 | -77.8108 | 2007 | 10
PJM | Brunswick Landfill Gas | 56682 | 26 |  |  | Landfill Gas | 0.3 | VA | Brunswick | 36.7639 | -77.8108 | 2007 | 10
PJM | Brunswick Landfill Gas | 56682 | 27 |  |  | Landfill Gas | 0.3 | VA | Brunswick | 36.7639 | -77.8108 | 2007 | 10
PJM | Brunswick Landfill Gas | 56682 | 28 |  |  | Landfill Gas | 0.3 | VA | Brunswick | 36.7639 | -77.8108 | 2007 | 10
PJM | Brunswick Landfill Gas | 56682 | 29 |  |  | Landfill Gas | 0.3 | VA | Brunswick | 36.7639 | -77.8108 | 2007 | 10
PJM | Brunswick Landfill Gas | 56682 | 3 |  |  | Landfill Gas | 0.3 | VA | Brunswick | 36.7639 | -77.8108 | 2007 | 10
PJM | Brunswick Landfill Gas | 56682 | 30 |  |  | Landfill Gas | 0.3 | VA | Brunswick | 36.7639 | -77.8108 | 2007 | 10
PJM | Brunswick Landfill Gas | 56682 | 31 |  |  | Landfill Gas | 0.3 | VA | Brunswick | 36.7639 | -77.8108 | 2007 | 10
PJM | Brunswick Landfill Gas | 56682 | 32 |  |  | Landfill Gas | 0.3 | VA | Brunswick | 36.7639 | -77.8108 | 2007 | 10
PJM | Brunswick Landfill Gas | 56682 | 33 |  |  | Landfill Gas | 0.3 | VA | Brunswick | 36.7639 | -77.8108 | 2007 | 10
PJM | Brunswick Landfill Gas | 56682 | 34 |  |  | Landfill Gas | 0.3 | VA | Brunswick | 36.7639 | -77.8108 | 2007 | 10
PJM | Brunswick Landfill Gas | 56682 | 35 |  |  | Landfill Gas | 0.3 | VA | Brunswick | 36.7639 | -77.8108 | 2007 | 10
PJM | Brunswick Landfill Gas | 56682 | 36 |  |  | Landfill Gas | 0.3 | VA | Brunswick | 36.7639 | -77.8108 | 2007 | 10
PJM | Brunswick Landfill Gas | 56682 | 4 |  |  | Landfill Gas | 0.3 | VA | Brunswick | 36.7639 | -77.8108 | 2007 | 10
PJM | Brunswick Landfill Gas | 56682 | 5 |  |  | Landfill Gas | 0.3 | VA | Brunswick | 36.7639 | -77.8108 | 2007 | 10
PJM | Brunswick Landfill Gas | 56682 | 6 |  |  | Landfill Gas | 0.3 | VA | Brunswick | 36.7639 | -77.8108 | 2007 | 10
PJM | Brunswick Landfill Gas | 56682 | 7 |  |  | Landfill Gas | 0.3 | VA | Brunswick | 36.7639 | -77.8108 | 2007 | 10
PJM | Brunswick Landfill Gas | 56682 | 8 |  |  | Landfill Gas | 0.3 | VA | Brunswick | 36.7639 | -77.8108 | 2007 | 10
PJM | Brunswick Landfill Gas | 56682 | 9 |  |  | Landfill Gas | 0.3 | VA | Brunswick | 36.7639 | -77.8108 | 2007 | 10
PJM | Bryan (OH) | 2903 | 1 |  |  | Natural Gas Fired Combustion Turbine | 15.8 | OH | Williams | 41.4718 | -84.5431 | 1970 | 7
PJM | Bryan (OH) | 2903 | 2 |  |  | Natural Gas Fired Combustion Turbine | 16 | OH | Williams | 41.4718 | -84.5431 | 1988 | 7
PJM | Bryan (OH) | 2903 | 5 |  |  | Petroleum Liquids | 2.5 | OH | Williams | 41.4718 | -84.5431 | 1948 | 5
PJM | Bryan (OH) | 2903 | 6 |  |  | Natural Gas Fired Combustion Turbine | 5 | OH | Williams | 41.4718 | -84.5431 | 1963 | 7
PJM | Bryan Peaking | 7779 | 1 |  |  | Petroleum Liquids | 1.8 | OH | Williams | 41.4609 | -84.527 | 1999 | 7
PJM | Bryan Peaking | 7779 | 2 |  |  | Petroleum Liquids | 1.8 | OH | Williams | 41.4609 | -84.527 | 1999 | 7
PJM | Bryan Peaking | 7779 | 3 |  |  | Petroleum Liquids | 1.8 | OH | Williams | 41.4609 | -84.527 | 1999 | 7
PJM | Bryan Peaking | 7779 | 4 |  |  | Petroleum Liquids | 1.8 | OH | Williams | 41.4609 | -84.527 | 1999 | 7
PJM | Bryan Peaking | 7779 | 5 |  |  | Petroleum Liquids | 1.8 | OH | Williams | 41.4609 | -84.527 | 1999 | 7
PJM | Bryan Peaking | 7779 | 6 |  |  | Petroleum Liquids | 1.8 | OH | Williams | 41.4609 | -84.527 | 1999 | 7
PJM | Bryan Solar Field | 58381 | 1 |  |  | Solar Photovoltaic | 2.1 | OH | Williams | 41.4764 | -84.5861 | 2012 | 2
PJM | Buchanan (MI) | 1754 | 1 |  |  | Conventional Hydroelectric | 0.4 | MI | Berrien | 41.8396 | -86.3511 | 1919 | 1
PJM | Buchanan (MI) | 1754 | 10 |  |  | Conventional Hydroelectric | 0.5 | MI | Berrien | 41.8396 | -86.3511 | 1927 | 1
PJM | Buchanan (MI) | 1754 | 2 |  |  | Conventional Hydroelectric | 0.4 | MI | Berrien | 41.8396 | -86.3511 | 1919 | 1
PJM | Buchanan (MI) | 1754 | 3 |  |  | Conventional Hydroelectric | 0.4 | MI | Berrien | 41.8396 | -86.3511 | 1919 | 1
PJM | Buchanan (MI) | 1754 | 4 |  |  | Conventional Hydroelectric | 0.4 | MI | Berrien | 41.8396 | -86.3511 | 1919 | 1
PJM | Buchanan (MI) | 1754 | 5 |  |  | Conventional Hydroelectric | 0.4 | MI | Berrien | 41.8396 | -86.3511 | 1919 | 1
PJM | Buchanan (MI) | 1754 | 6 |  |  | Conventional Hydroelectric | 0.4 | MI | Berrien | 41.8396 | -86.3511 | 1919 | 1
PJM | Buchanan (MI) | 1754 | 7 |  |  | Conventional Hydroelectric | 0.5 | MI | Berrien | 41.8396 | -86.3511 | 1927 | 1
PJM | Buchanan (MI) | 1754 | 8 |  |  | Conventional Hydroelectric | 0.5 | MI | Berrien | 41.8396 | -86.3511 | 1927 | 1
PJM | Buchanan (MI) | 1754 | 9 |  |  | Conventional Hydroelectric | 0.5 | MI | Berrien | 41.8396 | -86.3511 | 1927 | 1
PJM | Buchanan Generation LLC | 55738 | 1 |  |  | Natural Gas Fired Combustion Turbine | 44 | VA | Buchanan | 37.1753 | -81.9614 | 2002 | 6
PJM | Buchanan Generation LLC | 55738 | 2 |  |  | Natural Gas Fired Combustion Turbine | 44 | VA | Buchanan | 37.1753 | -81.9614 | 2002 | 6
PJM | Buck Hydro | 3772 | 1 |  |  | Conventional Hydroelectric | 2.8 | VA | Carroll | 36.8082 | -80.9387 | 1912 | 1
PJM | Buck Hydro | 3772 | 2 |  |  | Conventional Hydroelectric | 2.8 | VA | Carroll | 36.8082 | -80.9387 | 1912 | 1
PJM | Buck Hydro | 3772 | 3 |  |  | Conventional Hydroelectric | 2.8 | VA | Carroll | 36.8082 | -80.9387 | 1912 | 1
PJM | Buckeye Power Inc. | 67084 | P4389 |  |  | Solar Photovoltaic | 2 | OH | Hancock | 41.0605 | -83.5544 | 2022 | 7
PJM | Buckeye Solar | 69028 | BUCKE |  |  | Solar Photovoltaic | 100 | OH | Pickaway | 39.6 | -83.156 | 2025 | 1
PJM | Buckingham Solar LLC | 60917 | PV1 |  |  | Solar Photovoltaic | 19.8 | VA | Buckingham | 37.5029 | -78.3792 | 2017 | 11
PJM | Bucknell University | 54333 | G001 |  |  | Natural Gas Fired Combined Cycle | 4.7 | PA | Union | 40.955 | -76.8788 | 1998 | 6
PJM | Bucknell University | 54333 | G502 |  |  | Natural Gas Fired Combined Cycle | 1.2 | PA | Union | 40.955 | -76.8788 | 1991 | 10
PJM | Bulldog Solar One, LLC | 64647 | QAB |  |  | Solar Photovoltaic | 2 | MD | Prince Georges | 38.9152 | -76.6972 | 2020 | 11
PJM | Bunge North America East LLC | 50316 | 3516 |  |  | Natural Gas Steam Turbine | 2 | IN | Adams | 40.8465 | -84.9333 | 1950 | 12
PJM | Burlington Coat Factory Solar | 62712 | BCF |  |  | Solar Photovoltaic | 2.6 | NJ | Burlington | 40.0928 | -74.8077 | 2018 | 12
PJM | Burns Solar One LLC | 64606 | 64606 |  |  | Solar Photovoltaic | 2 | MD | Baltimore | 39.4765 | -76.8545 | 2020 | 12
PJM | Buxton | 2783 | 1A |  |  | Petroleum Liquids | 3 | NC | Dare | 35.2672 | -75.5347 | 1991 | 4
PJM | Buxton | 2783 | 2A |  |  | Petroleum Liquids | 3 | NC | Dare | 35.2672 | -75.5347 | 1991 | 4
PJM | Buxton | 2783 | 3A |  |  | Petroleum Liquids | 3 | NC | Dare | 35.2672 | -75.5347 | 1991 | 4
PJM | Buxton | 2783 | 4A |  |  | Petroleum Liquids | 3 | NC | Dare | 35.2672 | -75.5347 | 1991 | 4
PJM | Buxton | 2783 | 5A |  |  | Petroleum Liquids | 3 | NC | Dare | 35.2672 | -75.5347 | 1991 | 4
PJM | Byllesby 2 | 3773 | 1 |  |  | Conventional Hydroelectric | 5.4 | VA | Carroll | 36.7858 | -80.9333 | 1912 | 1
PJM | Byllesby 2 | 3773 | 2 |  |  | Conventional Hydroelectric | 5.4 | VA | Carroll | 36.7858 | -80.9333 | 1912 | 1
PJM | Byllesby 2 | 3773 | 3 |  |  | Conventional Hydroelectric | 5.4 | VA | Carroll | 36.7858 | -80.9333 | 1912 | 1
PJM | Byllesby 2 | 3773 | 4 |  |  | Conventional Hydroelectric | 5.4 | VA | Carroll | 36.7858 | -80.9333 | 1912 | 1
PJM | Byron Generating Station | 6023 | 1 |  |  | Nuclear | 1224.9 | IL | Ogle | 42.0742 | -89.2819 | 1985 | 9
PJM | Byron Generating Station | 6023 | 2 |  |  | Nuclear | 1224.9 | IL | Ogle | 42.0742 | -89.2819 | 1987 | 8
PJM | C&B Graham Energy, LLC | 67060 | PV1 |  |  | Solar Photovoltaic | 7 | IN | Hendricks | 39.8197 | -86.4585 | 2023 | 8
PJM | CASD Solar | 57668 | CASDE |  |  | Solar Photovoltaic | 0.9 | PA | Cumberland | 40.2142 | -77.2061 | 2010 | 10
PJM | CASD Solar | 57668 | CASDW |  |  | Solar Photovoltaic | 0.4 | PA | Cumberland | 40.2142 | -77.2061 | 2010 | 10
PJM | CCBC-Catonsville | 60036 | PV1 |  |  | Solar Photovoltaic | 1.6 | MD | Howard | 39.2525 | -76.735 | 2015 | 9
PJM | CCG Marketing | 62616 | CCGWC |  |  | Solar Photovoltaic | 1.5 | NJ | Essex | 40.8593 | -74.303 | 2018 | 7
PJM | CCMUA | 59248 | CCMUA |  |  | Solar Photovoltaic | 1.5 | NJ | Camden | 39.9231 | -75.1275 | 2012 | 6
PJM | CCUA Solar | 63971 | CCUA |  |  | Solar Photovoltaic | 1.5 | NJ | Cumberland | 39.4153 | -75.2357 | 2021 | 7
PJM | CED Beecher Sun Solar | 63823 | BS1 |  |  | Solar Photovoltaic | 2 | IL | Will | 41.3271 | -87.6105 | 2021 | 5
PJM | CED Hilltop Solar | 63824 | HS1 |  |  | Solar Photovoltaic | 2 | IL | Winnebago | 42.3391 | -89.198 | 2021 | 5
PJM | CED Spring Creek Solar | 63948 | CS1 |  |  | Solar Photovoltaic | 2 | IL | Kankakee | 41.1082 | -87.7261 | 2021 | 4
PJM | CES Cherry Hill Solar | 60201 | CHNJ |  |  | Solar Photovoltaic | 1.2 | NJ | Camden | 39.9419 | -75.0262 | 2016 | 2
PJM | CES VMT Solar | 60029 | VMMD |  |  | Solar Photovoltaic | 1.1 | MD | Washington | 39.6809 | -77.7271 | 2015 | 7
PJM | CHP Plant | 67265 | CTG-1 |  |  | Natural Gas Fired Combustion Turbine | 5.7 | DC | District of Columbia | 38.9203 | -77.021 | 2025 | 9
PJM | CID Gas Recovery | 50573 | GEN2 |  |  | Landfill Gas | 3 | IL | Cook | 41.6588 | -87.5777 | 1989 | 3
PJM | CIP II/AR Bridgewater Holdings - NJCOE | 10122 | 02 |  |  | Natural Gas Fired Combustion Turbine | 5 | NJ | Somerset | 40.624 | -74.634 | 2002 | 11
PJM | CL-Viaduct LLC | 64709 | GSF01 |  |  | Solar Photovoltaic | 20 | PA | Clearfield | 41.0502 | -78.6519 | 2023 | 3
PJM | CNE at Cambridge MD | 59842 | PV1 |  |  | Solar Photovoltaic | 3.2 | MD | Dorchester | 38.5158 | -76.0192 | 2015 | 4
PJM | CPG - Duke 5300A Holabird | 66536 | 5003A |  |  | Solar Photovoltaic | 1.5 | MD | Baltimore City | 39.2707 | -76.5505 | 2022 | 12
PJM | CPG - Duke 5300B Holabird | 66537 | 5003B |  |  | Solar Photovoltaic | 1.5 | MD | Baltimore City | 39.2707 | -76.5513 | 2022 | 12
PJM | CPG - Duke 5900 Holabird | 66538 | 5900 |  |  | Solar Photovoltaic | 1.5 | MD | Baltimore City | 39.2731 | -76.546 | 2022 | 12
PJM | CPG - Duke 6000 Holabird | 66539 | 6000 |  |  | Solar Photovoltaic | 1.5 | MD | Baltimore City | 39.2733 | -76.5444 | 2022 | 12
PJM | CPV Fairview Energy Center | 60589 | GEN1 |  |  | Natural Gas Fired Combined Cycle | 372 | PA | Cambria | 40.412 | -78.855 | 2019 | 12
PJM | CPV Fairview Energy Center | 60589 | GEN2 |  |  | Natural Gas Fired Combined Cycle | 372 | PA | Cambria | 40.412 | -78.855 | 2019 | 12
PJM | CPV Fairview Energy Center | 60589 | GEN3 |  |  | Natural Gas Fired Combined Cycle | 453 | PA | Cambria | 40.412 | -78.855 | 2019 | 12
PJM | CPV Maple Hill Solar | 65332 | MH1 |  |  | Solar Photovoltaic | 100 | PA | Cambria | 40.3502 | -78.646 | 2023 | 11
PJM | CPV St Charles Energy Center | 56846 | GTG1 |  |  | Natural Gas Fired Combined Cycle | 223.6 | MD | Charles | 38.5686 | -76.8919 | 2017 | 2
PJM | CPV St Charles Energy Center | 56846 | GTG2 |  |  | Natural Gas Fired Combined Cycle | 223.6 | MD | Charles | 38.5686 | -76.8919 | 2017 | 2
PJM | CPV St Charles Energy Center | 56846 | STGEN |  |  | Natural Gas Fired Combined Cycle | 328.1 | MD | Charles | 38.5686 | -76.8919 | 2017 | 2
PJM | CPV Three Rivers Energy Center | 63931 | GEN1 |  |  | Natural Gas Fired Combined Cycle | 650 | IL | Grundy | 41.3722 | -88.2844 | 2023 | 6
PJM | CPV Three Rivers Energy Center | 63931 | GEN2 |  |  | Natural Gas Fired Combined Cycle | 650 | IL | Grundy | 41.3722 | -88.2844 | 2023 | 6
PJM | CSG Mt. Morris 2, LLC | 64467 | MTMO |  |  | Solar Photovoltaic | 2 | IL | Ogle | 42.0657 | -89.4331 | 2021 | 4
PJM | CSL Behring LLC | 54790 | GEN1 |  |  | Natural Gas Fired Combustion Turbine | 4.2 | IL | Kankakee | 41.1603 | -87.8542 | 1993 | 5
PJM | CU Solar Plant | 58386 | CU |  |  | Solar Photovoltaic | 1.8 | OH | Greene | 39.7419 | -83.8169 | 2013 | 4
PJM | CUA West Campus - North (CSG) | 67709 | CUAWN |  |  | Solar Photovoltaic | 3 | DC | District of Columbia | 38.9353 | -77.0025 | 2024 | 6
PJM | CUA West Campus - South (CSG) | 67707 | CUAWS |  |  | Solar Photovoltaic | 2.8 | DC | District of Columbia | 38.9353 | -77.0025 | 2024 | 6
PJM | Caden Energix Axton LLC | 66635 | ENX20 |  |  | Solar Photovoltaic | 66 | VA | Henry | 36.6679 | -79.755 | 2023 | 12
PJM | Caden Energix Endless Caverns, LLC | 65219 | ENX16 |  |  | Solar Photovoltaic | 31.4 | VA | Rockingham | 38.6136 | -78.6771 | 2023 | 12
PJM | Caden Energix Hickory LLC | 63084 | ENX02 |  |  | Solar Photovoltaic | 20 | VA | Chesapeake City | 36.6241 | -76.1943 | 2020 | 8
PJM | Caden Energix Hickory LLC | 63084 | ENX03 |  |  | Solar Photovoltaic | 12 | VA | Chesapeake City | 36.6241 | -76.1943 | 2020 | 9
PJM | Caden Energix Pamplin LLC | 63083 | ENX04 |  |  | Solar Photovoltaic | 15.7 | VA | Appomattox | 37.3294 | -78.7659 | 2020 | 7
PJM | Caden Energix Rives Road LLC | 63087 | ENX01 |  |  | Solar Photovoltaic | 19.7 | VA | Prince George | 37.1778 | -77.3376 | 2020 | 5
PJM | Caden Energix Wytheville LLC | 65314 | ENX19 |  |  | Solar Photovoltaic | 20 | VA | Wythe | 36.9643 | -81.0499 | 2022 | 6
PJM | Caesar's Atlantic City - POI 1 (Colosseu | 66813 | P5377 |  |  | Solar Photovoltaic | 1.4 | NJ | Atlantic | 39.3557 | -74.4355 | 2025 | 4
PJM | Caldwell Wastewater Treatment Plant Hybr | 62027 | BAT1 |  |  | Batteries | 1 | NJ | Essex | 40.8386 | -74.3125 | 2016 | 12
PJM | Caldwell Wastewater Treatment Plant Hybr | 62027 | PV1 |  |  | Solar Photovoltaic | 0.7 | NJ | Essex | 40.8386 | -74.3125 | 2016 | 12
PJM | Calpine Vineland Solar LLC | 57081 | CVS1 |  |  | Solar Photovoltaic | 2.3 | NJ | Cumberland | 39.4636 | -75.0667 | 2009 | 8
PJM | Calpine Vineland Solar LLC | 57081 | CVS2 |  |  | Solar Photovoltaic | 1.8 | NJ | Cumberland | 39.4636 | -75.0667 | 2009 | 12
PJM | Calumet Energy Team LLC | 55296 | CT11 |  |  | Natural Gas Fired Combustion Turbine | 156.4 | IL | Cook | 41.6835 | -87.5563 | 2002 | 6
PJM | Calumet Energy Team LLC | 55296 | CT12 |  |  | Natural Gas Fired Combustion Turbine | 156.4 | IL | Cook | 41.6835 | -87.5563 | 2002 | 6
PJM | Calvert Cliffs Nuclear Power Plant | 6011 | 1 |  |  | Nuclear | 918 | MD | Calvert | 38.4344 | -76.4417 | 1975 | 5
PJM | Calvert Cliffs Nuclear Power Plant | 6011 | 2 |  |  | Nuclear | 932.4 | MD | Calvert | 38.4344 | -76.4417 | 1977 | 4
PJM | Cambria Wind LLC | 57139 | 1 |  |  | Onshore Wind Turbine | 62.5 | PA | Cambria | 40.3042 | -78.6908 | 2009 | 8
PJM | Camden Dam Solar, LLC | 62330 | CMDND |  |  | Solar Photovoltaic | 5 | NC | Camden | 36.3118 | -76.1258 | 2019 | 8
PJM | Camden Plant Holding LLC | 10751 | GEN1 |  |  | Natural Gas Fired Combined Cycle | 95.2 | NJ | Camden | 39.9175 | -75.1192 | 1993 | 3
PJM | Camden Plant Holding LLC | 10751 | GEN2 |  |  | Natural Gas Fired Combined Cycle | 77.7 | NJ | Camden | 39.9175 | -75.1192 | 1993 | 3
PJM | Camden Resource Recovery Facility | 10435 | TGA |  |  | Municipal Solid Waste | 17.5 | NJ | Camden | 39.9092 | -75.1169 | 1991 | 3
PJM | Camden Resource Recovery Facility | 10435 | TGB |  |  | Municipal Solid Waste | 17.5 | NJ | Camden | 39.9092 | -75.1169 | 1991 | 3
PJM | Camden Solar LLC | 64535 | KOV4A |  |  | Solar Photovoltaic | 20 | NC | Camden | 36.3079 | -76.1445 | 2021 | 11
PJM | Camp Grove Wind Farm | 56640 | 1 |  |  | Onshore Wind Turbine | 150 | IL | STARK | 41.0906 | -89.6398 | 2007 | 12
PJM | Campus Drive Solar | 63334 | CAMPS |  |  | Solar Photovoltaic | 3.7 | NJ | Burlington | 40.0562 | -74.8809 | 2020 | 5
PJM | Canal Road Solar | 66089 | CANAL |  |  | Solar Photovoltaic | 4 | NJ | Somerset | 40.535 | -74.563 | 2023 | 6
PJM | Cannonball Solar (CSG) | 66867 | CBALL |  |  | Solar Photovoltaic | 2 | MD | Frederick | 39.5463 | -77.4164 | 2024 | 6
PJM | Canoe Brook Solar | 65705 | CANOE |  |  | Solar Photovoltaic | 6.3 | NJ | Essex | 40.7452 | -74.3438 | 2023 | 1
PJM | Capon Bridge Solar LLC | 67694 | CPS01 |  |  | Solar Photovoltaic | 20 | WV | Hampshire | 39.2872 | -78.642 | 2024 | 7
PJM | Cardinal | 2828 | 1 |  |  | Conventional Steam Coal | 615.2 | OH | Jefferson | 40.2522 | -80.6486 | 1967 | 2
PJM | Cardinal | 2828 | 2 |  |  | Conventional Steam Coal | 615.2 | OH | Jefferson | 40.2522 | -80.6486 | 1967 | 7
PJM | Cardinal | 2828 | 3 |  |  | Conventional Steam Coal | 650 | OH | Jefferson | 40.2522 | -80.6486 | 1977 | 9
PJM | Cardinal Solar, LLC | 67007 | CARD |  |  | Solar Photovoltaic | 20 | PA | Venango | 41.34 | -79.7237 | 2025 | 7
PJM | Carl Friedrich Gauss Solar | 60882 | GAUSS |  |  | Solar Photovoltaic | 5 | NC | Halifax | 36.3458 | -77.6335 | 2018 | 10
PJM | Carlls Corner | 2379 | CA1 |  |  | Natural Gas Fired Combustion Turbine | 41.9 | NJ | Cumberland | 39.4547 | -75.2014 | 1973 | 4
PJM | Carlls Corner | 2379 | CA2 |  |  | Natural Gas Fired Combustion Turbine | 41.9 | NJ | Cumberland | 39.4547 | -75.2014 | 1973 | 5
PJM | Carrier Clinic | 59297 | CARRI |  |  | Solar Photovoltaic | 1.5 | NJ | Somerset | 40.47 | -74.685 | 2009 | 10
PJM | Carroll County Energy | 59773 | CGT1 |  |  | Natural Gas Fired Combined Cycle | 235.5 | OH | Carroll | 40.6044 | -81.0592 | 2017 | 12
PJM | Carroll County Energy | 59773 | CGT2 |  |  | Natural Gas Fired Combined Cycle | 235.5 | OH | Carroll | 40.6044 | -81.0592 | 2017 | 12
PJM | Carroll County Energy | 59773 | SGT1 |  |  | Natural Gas Fired Combined Cycle | 361.3 | OH | Carroll | 40.6044 | -81.0592 | 2017 | 12
PJM | Carvers Creek Solar | 67342 | CARV |  |  | Solar Photovoltaic | 54.9 | VA | Gloucester | 37.5619 | -76.6054 | 2024 | 8
PJM | Cascades | 64380 | 464 |  |  | Solar Photovoltaic | 2 | NJ | Middlesex | 40.5588 | -74.4565 | 2021 | 4
PJM | Casselman Wind Power Project | 56369 | 1 |  |  | Onshore Wind Turbine | 34.5 | PA | Somerset | 39.85 | -79.138 | 2007 | 12
PJM | Cavalier Solar | 67420 | CAVPV |  |  | Solar Photovoltaic | 155.6 | VA | Isle of Wight | 37.018 | -76.7358 | 2024 | 6
PJM | Cavalier Solar A2 | 67421 | CAVA2 |  |  | Solar Photovoltaic | 84.4 | VA | Isle of Wight | 37.018 | -76.7358 | 2024 | 12
PJM | Cecil County CCVT HS | 60353 | CCVT |  |  | Solar Photovoltaic | 2 | MD | Cecil | 39.651 | -75.8083 | 2015 | 12
PJM | Cedar Branch | 60266 | CEDAR |  |  | Solar Photovoltaic | 6.1 | NJ | Atlantic | 39.5033 | -74.9645 | 2016 | 10
PJM | Cedar Creek (NJ) | 65623 | CDRCK |  |  | Solar Photovoltaic | 1.6 | NJ | Atlantic | 39.551 | -74.627 | 2021 | 5
PJM | Cedarville Road | 64331 | LENA |  |  | Solar Photovoltaic | 2 | IL | Stephenson | 42.3719 | -89.808 | 2020 | 12
PJM | Celanese Acetate LLC | 52089 | GEN1 |  |  | Natural Gas Steam Turbine | 6 | VA | Giles | 37.3439 | -80.765 | 1942 | 1
PJM | Celanese Acetate LLC | 52089 | GEN2 |  |  | Natural Gas Steam Turbine | 6 | VA | Giles | 37.3439 | -80.765 | 1942 | 1
PJM | Celanese Acetate LLC | 52089 | GEN3 |  |  | Natural Gas Steam Turbine | 6 | VA | Giles | 37.3439 | -80.765 | 1944 | 1
PJM | Celanese Acetate LLC | 52089 | GEN4 |  |  | Natural Gas Steam Turbine | 9.2 | VA | Giles | 37.3439 | -80.765 | 1966 | 1
PJM | Celina Solar Project #1, LLC | 58665 | CSP1 |  |  | Solar Photovoltaic | 4 | OH | Mercer | 40.5406 | -84.5906 | 2012 | 12
PJM | Centerville Solar Park | 62794 | SCENT |  |  | Solar Photovoltaic | 1.1 | IN | Wayne | 39.8285 | -85.0038 | 2020 | 10
PJM | CentraState Medical Center PV Facility | 59630 | CS |  |  | Solar Photovoltaic | 5.2 | NJ | Monmouth | 40.2361 | -74.3214 | 2014 | 10
PJM | Central Utility Plant Cincinnati | 57908 | CTG1 |  |  | Natural Gas Fired Combined Cycle | 11.9 | OH | Hamilton | 39.1345 | -84.5094 | 2004 | 6
PJM | Central Utility Plant Cincinnati | 57908 | CTG2 |  |  | Natural Gas Fired Combined Cycle | 11.9 | OH | Hamilton | 39.1345 | -84.5094 | 2004 | 6
PJM | Central Utility Plant Cincinnati | 57908 | P005 |  |  | Petroleum Liquids | 1.9 | OH | Hamilton | 39.1345 | -84.5094 | 2004 | 6
PJM | Central Utility Plant Cincinnati | 57908 | STG |  |  | Natural Gas Fired Combined Cycle | 21.5 | OH | Hamilton | 39.1345 | -84.5094 | 2004 | 6
PJM | Central Utility Plant at White Oak | 58207 | G1 |  |  | Natural Gas Internal Combustion Engine | 5.7 | MD | Montgomery | 39.0394 | -76.9825 | 2003 | 11
PJM | Central Utility Plant at White Oak | 58207 | G10 |  |  | Petroleum Liquids | 2.3 | MD | Montgomery | 39.0394 | -76.9825 | 2014 | 2
PJM | Central Utility Plant at White Oak | 58207 | G11 |  |  | Petroleum Liquids | 2.3 | MD | Montgomery | 39.0394 | -76.9825 | 2014 | 2
PJM | Central Utility Plant at White Oak | 58207 | G12 |  |  | Natural Gas Fired Combined Cycle | 5 | MD | Montgomery | 39.0394 | -76.9825 | 2014 | 2
PJM | Central Utility Plant at White Oak | 58207 | G2 |  |  | Petroleum Liquids | 2.3 | MD | Montgomery | 39.0394 | -76.9825 | 2003 | 11
PJM | Central Utility Plant at White Oak | 58207 | G3 |  |  | Natural Gas Fired Combustion Turbine | 4.3 | MD | Montgomery | 39.0394 | -76.9825 | 2003 | 11
PJM | Central Utility Plant at White Oak | 58207 | G4 |  |  | Natural Gas Fired Combustion Turbine | 4.3 | MD | Montgomery | 39.0394 | -76.9825 | 2008 | 4
PJM | Central Utility Plant at White Oak | 58207 | G5 |  |  | Natural Gas Fired Combustion Turbine | 4.3 | MD | Montgomery | 39.0394 | -76.9825 | 2009 | 3
PJM | Central Utility Plant at White Oak | 58207 | G6 |  |  | Natural Gas Fired Combustion Turbine | 4.3 | MD | Montgomery | 39.0394 | -76.9825 | 2010 | 5
PJM | Central Utility Plant at White Oak | 58207 | G7 |  |  | Natural Gas Fired Combined Cycle | 7.5 | MD | Montgomery | 39.0394 | -76.9825 | 2014 | 2
PJM | Central Utility Plant at White Oak | 58207 | G8 |  |  | Natural Gas Fired Combined Cycle | 7.5 | MD | Montgomery | 39.0394 | -76.9825 | 2014 | 2
PJM | Central Utility Plant at White Oak | 58207 | G9 |  |  | Natural Gas Fired Combined Cycle | 4.5 | MD | Montgomery | 39.0394 | -76.9825 | 2014 | 2
PJM | Ceredo Generating Station | 55276 | 01 |  |  | Natural Gas Fired Combustion Turbine | 86.5 | WV | Wayne | 38.3681 | -82.5339 | 2001 | 6
PJM | Ceredo Generating Station | 55276 | 02 |  |  | Natural Gas Fired Combustion Turbine | 86.5 | WV | Wayne | 38.3681 | -82.5339 | 2001 | 6
PJM | Ceredo Generating Station | 55276 | 03 |  |  | Natural Gas Fired Combustion Turbine | 86.5 | WV | Wayne | 38.3681 | -82.5339 | 2001 | 6
PJM | Ceredo Generating Station | 55276 | 04 |  |  | Natural Gas Fired Combustion Turbine | 86.5 | WV | Wayne | 38.3681 | -82.5339 | 2001 | 6
PJM | Ceredo Generating Station | 55276 | 05 |  |  | Natural Gas Fired Combustion Turbine | 86.5 | WV | Wayne | 38.3681 | -82.5339 | 2001 | 6
PJM | Ceredo Generating Station | 55276 | 06 |  |  | Natural Gas Fired Combustion Turbine | 86.5 | WV | Wayne | 38.3681 | -82.5339 | 2001 | 6
PJM | Chalk Point Power | 1571 | 3 |  |  | Natural Gas Steam Turbine | 659 | MD | Prince Georges | 38.5444 | -76.6861 | 1975 | 5
PJM | Chalk Point Power | 1571 | 4 |  |  | Natural Gas Steam Turbine | 659 | MD | Prince Georges | 38.5444 | -76.6861 | 1981 | 12
PJM | Chalk Point Power | 1571 | GT1 |  |  | Petroleum Liquids | 16 | MD | Prince Georges | 38.5444 | -76.6861 | 1967 | 4
PJM | Chalk Point Power | 1571 | GT2 |  |  | Petroleum Liquids | 35 | MD | Prince Georges | 38.5444 | -76.6861 | 1974 | 6
PJM | Chalk Point Power | 1571 | GT3 |  |  | Natural Gas Fired Combustion Turbine | 103 | MD | Prince Georges | 38.5444 | -76.6861 | 1991 | 6
PJM | Chalk Point Power | 1571 | GT4 |  |  | Natural Gas Fired Combustion Turbine | 103 | MD | Prince Georges | 38.5444 | -76.6861 | 1991 | 6
PJM | Chalk Point Power | 1571 | GT5 |  |  | Natural Gas Fired Combustion Turbine | 125 | MD | Prince Georges | 38.5444 | -76.6861 | 1991 | 6
PJM | Chalk Point Power | 1571 | GT6 |  |  | Natural Gas Fired Combustion Turbine | 125 | MD | Prince Georges | 38.5444 | -76.6861 | 1991 | 6
PJM | Chambersburg | 55654 | UN12 |  |  | Natural Gas Fired Combustion Turbine | 43.8 | PA | Franklin | 39.8669 | -77.6858 | 2001 | 11
PJM | Chambersburg | 55654 | UN13 |  |  | Natural Gas Fired Combustion Turbine | 43.8 | PA | Franklin | 39.8669 | -77.6858 | 2001 | 11
PJM | Chanel Piscataway Rooftop | 63355 | CPR |  |  | Solar Photovoltaic | 1.4 | NJ | Middlesex | 40.5503 | -74.483 | 2018 | 10
PJM | Charles City | 56683 | 1 |  |  | Landfill Gas | 0.3 | VA | Charles City | 37.4389 | -77.1286 | 2003 | 11
PJM | Charles City | 56683 | 10 |  |  | Landfill Gas | 0.3 | VA | Charles City | 37.4389 | -77.1286 | 2003 | 11
PJM | Charles City | 56683 | 11 |  |  | Landfill Gas | 0.3 | VA | Charles City | 37.4389 | -77.1286 | 2003 | 11
PJM | Charles City | 56683 | 12 |  |  | Landfill Gas | 0.3 | VA | Charles City | 37.4389 | -77.1286 | 2003 | 11
PJM | Charles City | 56683 | 13 |  |  | Landfill Gas | 0.3 | VA | Charles City | 37.4389 | -77.1286 | 2003 | 11
PJM | Charles City | 56683 | 14 |  |  | Landfill Gas | 0.3 | VA | Charles City | 37.4389 | -77.1286 | 2003 | 11
PJM | Charles City | 56683 | 15 |  |  | Landfill Gas | 0.3 | VA | Charles City | 37.4389 | -77.1286 | 2003 | 11
PJM | Charles City | 56683 | 16 |  |  | Landfill Gas | 0.3 | VA | Charles City | 37.4389 | -77.1286 | 2003 | 11
PJM | Charles City | 56683 | 17 |  |  | Landfill Gas | 0.3 | VA | Charles City | 37.4389 | -77.1286 | 2003 | 11
PJM | Charles City | 56683 | 18 |  |  | Landfill Gas | 0.3 | VA | Charles City | 37.4389 | -77.1286 | 2003 | 11
PJM | Charles City | 56683 | 19 |  |  | Landfill Gas | 0.3 | VA | Charles City | 37.4389 | -77.1286 | 2003 | 11
PJM | Charles City | 56683 | 2 |  |  | Landfill Gas | 0.3 | VA | Charles City | 37.4389 | -77.1286 | 2003 | 11
PJM | Charles City | 56683 | 20 |  |  | Landfill Gas | 0.3 | VA | Charles City | 37.4389 | -77.1286 | 2003 | 11
PJM | Charles City | 56683 | 21 |  |  | Landfill Gas | 0.3 | VA | Charles City | 37.4389 | -77.1286 | 2003 | 11
PJM | Charles City | 56683 | 22 |  |  | Landfill Gas | 0.3 | VA | Charles City | 37.4389 | -77.1286 | 2003 | 11
PJM | Charles City | 56683 | 23 |  |  | Landfill Gas | 0.3 | VA | Charles City | 37.4389 | -77.1286 | 2003 | 11
PJM | Charles City | 56683 | 24 |  |  | Landfill Gas | 0.3 | VA | Charles City | 37.4389 | -77.1286 | 2003 | 11
PJM | Charles City | 56683 | 25 |  |  | Landfill Gas | 0.3 | VA | Charles City | 37.4389 | -77.1286 | 2003 | 11
PJM | Charles City | 56683 | 26 |  |  | Landfill Gas | 0.3 | VA | Charles City | 37.4389 | -77.1286 | 2003 | 11
PJM | Charles City | 56683 | 27 |  |  | Landfill Gas | 0.3 | VA | Charles City | 37.4389 | -77.1286 | 2003 | 11
PJM | Charles City | 56683 | 28 |  |  | Landfill Gas | 0.3 | VA | Charles City | 37.4389 | -77.1286 | 2003 | 11
PJM | Charles City | 56683 | 29 |  |  | Landfill Gas | 0.3 | VA | Charles City | 37.4389 | -77.1286 | 2003 | 11
PJM | Charles City | 56683 | 3 |  |  | Landfill Gas | 0.3 | VA | Charles City | 37.4389 | -77.1286 | 2003 | 11
PJM | Charles City | 56683 | 30 |  |  | Landfill Gas | 0.3 | VA | Charles City | 37.4389 | -77.1286 | 2003 | 11
PJM | Charles City | 56683 | 31 |  |  | Landfill Gas | 0.3 | VA | Charles City | 37.4389 | -77.1286 | 2003 | 11
PJM | Charles City | 56683 | 32 |  |  | Landfill Gas | 0.3 | VA | Charles City | 37.4389 | -77.1286 | 2003 | 11
PJM | Charles City | 56683 | 33 |  |  | Landfill Gas | 0.3 | VA | Charles City | 37.4389 | -77.1286 | 2003 | 11
PJM | Charles City | 56683 | 34 |  |  | Landfill Gas | 0.3 | VA | Charles City | 37.4389 | -77.1286 | 2003 | 11
PJM | Charles City | 56683 | 35 |  |  | Landfill Gas | 0.3 | VA | Charles City | 37.4389 | -77.1286 | 2003 | 11
PJM | Charles City | 56683 | 36 |  |  | Landfill Gas | 0.3 | VA | Charles City | 37.4389 | -77.1286 | 2003 | 11
PJM | Charles City | 56683 | 37 |  |  | Landfill Gas | 0.3 | VA | Charles City | 37.4389 | -77.1286 | 2003 | 11
PJM | Charles City | 56683 | 38 |  |  | Landfill Gas | 0.3 | VA | Charles City | 37.4389 | -77.1286 | 2003 | 11
PJM | Charles City | 56683 | 39 |  |  | Landfill Gas | 0.3 | VA | Charles City | 37.4389 | -77.1286 | 2003 | 11
PJM | Charles City | 56683 | 4 |  |  | Landfill Gas | 0.3 | VA | Charles City | 37.4389 | -77.1286 | 2003 | 11
PJM | Charles City | 56683 | 40 |  |  | Landfill Gas | 0.3 | VA | Charles City | 37.4389 | -77.1286 | 2003 | 11
PJM | Charles City | 56683 | 41 |  |  | Landfill Gas | 0.3 | VA | Charles City | 37.4389 | -77.1286 | 2003 | 11
PJM | Charles City | 56683 | 42 |  |  | Landfill Gas | 0.3 | VA | Charles City | 37.4389 | -77.1286 | 2003 | 11
PJM | Charles City | 56683 | 43 |  |  | Landfill Gas | 0.3 | VA | Charles City | 37.4389 | -77.1286 | 2003 | 11
PJM | Charles City | 56683 | 44 |  |  | Landfill Gas | 0.3 | VA | Charles City | 37.4389 | -77.1286 | 2003 | 11
PJM | Charles City | 56683 | 45 |  |  | Landfill Gas | 0.3 | VA | Charles City | 37.4389 | -77.1286 | 2003 | 11
PJM | Charles City | 56683 | 46 |  |  | Landfill Gas | 0.3 | VA | Charles City | 37.4389 | -77.1286 | 2003 | 11
PJM | Charles City | 56683 | 47 |  |  | Landfill Gas | 0.3 | VA | Charles City | 37.4389 | -77.1286 | 2003 | 11
PJM | Charles City | 56683 | 48 |  |  | Landfill Gas | 0.3 | VA | Charles City | 37.4389 | -77.1286 | 2003 | 11
PJM | Charles City | 56683 | 5 |  |  | Landfill Gas | 0.3 | VA | Charles City | 37.4389 | -77.1286 | 2003 | 11
PJM | Charles City | 56683 | 6 |  |  | Landfill Gas | 0.3 | VA | Charles City | 37.4389 | -77.1286 | 2003 | 11
PJM | Charles City | 56683 | 7 |  |  | Landfill Gas | 0.3 | VA | Charles City | 37.4389 | -77.1286 | 2003 | 11
PJM | Charles City | 56683 | 8 |  |  | Landfill Gas | 0.3 | VA | Charles City | 37.4389 | -77.1286 | 2003 | 11
PJM | Charles City | 56683 | 9 |  |  | Landfill Gas | 0.3 | VA | Charles City | 37.4389 | -77.1286 | 2003 | 11
PJM | Charter Dura-Bar | 54540 | 1A |  |  | Natural Gas Internal Combustion Engine | 1 | IL | McHenry | 42.2891 | -88.413 | 1992 | 4
PJM | Charter Dura-Bar | 54540 | 1B |  |  | Natural Gas Internal Combustion Engine | 1 | IL | McHenry | 42.2891 | -88.413 | 1992 | 4
PJM | Charter Dura-Bar | 54540 | 2A |  |  | Natural Gas Internal Combustion Engine | 1 | IL | McHenry | 42.2891 | -88.413 | 1992 | 4
PJM | Charter Dura-Bar | 54540 | 2B |  |  | Natural Gas Internal Combustion Engine | 1 | IL | McHenry | 42.2891 | -88.413 | 1992 | 4
PJM | Charter Dura-Bar | 54540 | 3A |  |  | Natural Gas Internal Combustion Engine | 1 | IL | McHenry | 42.2891 | -88.413 | 1992 | 4
PJM | Charter Dura-Bar | 54540 | 3B |  |  | Natural Gas Internal Combustion Engine | 1 | IL | McHenry | 42.2891 | -88.413 | 1992 | 4
PJM | Charter Durabar at Woodstock | 63967 | CDB1 |  |  | Solar Photovoltaic | 1 | IL | McHenry | 42.2899 | -88.4071 | 2021 | 1
PJM | Charter Durabar at Woodstock | 63967 | CDB2 |  |  | Solar Photovoltaic | 1 | IL | McHenry | 42.2899 | -88.4071 | 2021 | 1
PJM | Cherry Hill | 57734 | CH |  |  | Solar Photovoltaic | 1.1 | NJ | Camden | 39.8761 | -75.0086 | 2010 | 3
PJM | Chesapeake | 3803 | 6 |  |  | Petroleum Liquids | 16.3 | VA | Chesapeake | 36.7711 | -76.3019 | 1969 | 7
PJM | Chesapeake | 3803 | GT1 |  |  | Petroleum Liquids | 18.5 | VA | Chesapeake | 36.7711 | -76.3019 | 1967 | 12
PJM | Chesapeake | 3803 | GT4 |  |  | Petroleum Liquids | 16.3 | VA | Chesapeake | 36.7711 | -76.3019 | 1969 | 5
PJM | Chesapeake College | 60465 | PV1 |  |  | Solar Photovoltaic | 1.5 | MD | Queen Annes | 38.9534 | -76.0832 | 2016 | 7
PJM | Chesapeake Solar Project | 66541 | CHSP |  |  | Solar Photovoltaic | 132 | VA | Chesapeake City | 36.6851 | -76.2966 | 2023 | 12
PJM | Chester Generating Station | 3157 | 7 |  |  | Petroleum Liquids | 18.6 | PA | Chester | 39.8301 | -75.3837 | 1969 | 2
PJM | Chester Generating Station | 3157 | 8 |  |  | Petroleum Liquids | 18.6 | PA | Chester | 39.8301 | -75.3837 | 1969 | 5
PJM | Chester Generating Station | 3157 | 9 |  |  | Petroleum Liquids | 18.6 | PA | Chester | 39.8301 | -75.3837 | 1969 | 3
PJM | Chester Operations | 50410 | 6 |  |  | Natural Gas Fired Combined Cycle | 17.3 | PA | Delaware | 39.8437 | -75.3588 | 2020 | 7
PJM | Chester Operations | 50410 | 6A |  |  | Natural Gas Fired Combined Cycle | 17.3 | PA | Delaware | 39.8437 | -75.3588 | 2020 | 8
PJM | Chester Operations | 50410 | 7 |  |  | Natural Gas Fired Combined Cycle | 17.3 | PA | Delaware | 39.8437 | -75.3588 | 2020 | 8
PJM | Chester Operations | 50410 | 7A |  |  | Natural Gas Fired Combined Cycle | 17.3 | PA | Delaware | 39.8437 | -75.3588 | 2020 | 8
PJM | Chester Woods Point Solar, LLC CSG | 62720 | 5540 |  |  | Solar Photovoltaic | 2 | MD | Queen Annes | 38.9484 | -76.3004 | 2019 | 6
PJM | Chesterfield | 3797 | CT7 |  |  | Natural Gas Fired Combined Cycle | 145 | VA | Chesterfield | 37.3822 | -77.3833 | 1990 | 6
PJM | Chesterfield | 3797 | CT8 |  |  | Natural Gas Fired Combined Cycle | 148 | VA | Chesterfield | 37.3822 | -77.3833 | 1992 | 5
PJM | Chesterfield | 3797 | CW7 |  |  | Natural Gas Fired Combined Cycle | 74.4 | VA | Chesterfield | 37.3822 | -77.3833 | 1990 | 6
PJM | Chesterfield | 3797 | CW8 |  |  | Natural Gas Fired Combined Cycle | 79.2 | VA | Chesterfield | 37.3822 | -77.3833 | 1992 | 5
PJM | Chesterfield Landfill Gas | 56684 | 1 |  |  | Petroleum Liquids | 0.3 | VA | Chesterfield | 37.3517 | -77.4969 | 2004 | 6
PJM | Chesterfield Landfill Gas | 56684 | 10 |  |  | Petroleum Liquids | 0.3 | VA | Chesterfield | 37.3517 | -77.4969 | 2004 | 6
PJM | Chesterfield Landfill Gas | 56684 | 11 |  |  | Petroleum Liquids | 0.3 | VA | Chesterfield | 37.3517 | -77.4969 | 2004 | 6
PJM | Chesterfield Landfill Gas | 56684 | 12 |  |  | Petroleum Liquids | 0.3 | VA | Chesterfield | 37.3517 | -77.4969 | 2004 | 6
PJM | Chesterfield Landfill Gas | 56684 | 13 |  |  | Petroleum Liquids | 0.3 | VA | Chesterfield | 37.3517 | -77.4969 | 2004 | 6
PJM | Chesterfield Landfill Gas | 56684 | 14 |  |  | Petroleum Liquids | 0.3 | VA | Chesterfield | 37.3517 | -77.4969 | 2004 | 6
PJM | Chesterfield Landfill Gas | 56684 | 15 |  |  | Petroleum Liquids | 0.3 | VA | Chesterfield | 37.3517 | -77.4969 | 2004 | 6
PJM | Chesterfield Landfill Gas | 56684 | 16 |  |  | Petroleum Liquids | 0.3 | VA | Chesterfield | 37.3517 | -77.4969 | 2004 | 6
PJM | Chesterfield Landfill Gas | 56684 | 17 |  |  | Petroleum Liquids | 0.3 | VA | Chesterfield | 37.3517 | -77.4969 | 2004 | 6
PJM | Chesterfield Landfill Gas | 56684 | 18 |  |  | Petroleum Liquids | 0.3 | VA | Chesterfield | 37.3517 | -77.4969 | 2004 | 6
PJM | Chesterfield Landfill Gas | 56684 | 19 |  |  | Petroleum Liquids | 0.3 | VA | Chesterfield | 37.3517 | -77.4969 | 2004 | 6
PJM | Chesterfield Landfill Gas | 56684 | 2 |  |  | Petroleum Liquids | 0.3 | VA | Chesterfield | 37.3517 | -77.4969 | 2004 | 6
PJM | Chesterfield Landfill Gas | 56684 | 20 |  |  | Petroleum Liquids | 0.3 | VA | Chesterfield | 37.3517 | -77.4969 | 2004 | 6
PJM | Chesterfield Landfill Gas | 56684 | 21 |  |  | Petroleum Liquids | 0.3 | VA | Chesterfield | 37.3517 | -77.4969 | 2004 | 6
PJM | Chesterfield Landfill Gas | 56684 | 22 |  |  | Petroleum Liquids | 0.3 | VA | Chesterfield | 37.3517 | -77.4969 | 2004 | 6
PJM | Chesterfield Landfill Gas | 56684 | 23 |  |  | Petroleum Liquids | 0.3 | VA | Chesterfield | 37.3517 | -77.4969 | 2004 | 6
PJM | Chesterfield Landfill Gas | 56684 | 24 |  |  | Petroleum Liquids | 0.3 | VA | Chesterfield | 37.3517 | -77.4969 | 2004 | 6
PJM | Chesterfield Landfill Gas | 56684 | 25 |  |  | Petroleum Liquids | 0.3 | VA | Chesterfield | 37.3517 | -77.4969 | 2004 | 6
PJM | Chesterfield Landfill Gas | 56684 | 26 |  |  | Petroleum Liquids | 0.3 | VA | Chesterfield | 37.3517 | -77.4969 | 2004 | 6
PJM | Chesterfield Landfill Gas | 56684 | 27 |  |  | Petroleum Liquids | 0.3 | VA | Chesterfield | 37.3517 | -77.4969 | 2004 | 6
PJM | Chesterfield Landfill Gas | 56684 | 28 |  |  | Petroleum Liquids | 0.3 | VA | Chesterfield | 37.3517 | -77.4969 | 2004 | 6
PJM | Chesterfield Landfill Gas | 56684 | 29 |  |  | Petroleum Liquids | 0.3 | VA | Chesterfield | 37.3517 | -77.4969 | 2004 | 6
PJM | Chesterfield Landfill Gas | 56684 | 3 |  |  | Petroleum Liquids | 0.3 | VA | Chesterfield | 37.3517 | -77.4969 | 2004 | 6
PJM | Chesterfield Landfill Gas | 56684 | 30 |  |  | Petroleum Liquids | 0.3 | VA | Chesterfield | 37.3517 | -77.4969 | 2004 | 6
PJM | Chesterfield Landfill Gas | 56684 | 31 |  |  | Petroleum Liquids | 0.3 | VA | Chesterfield | 37.3517 | -77.4969 | 2004 | 6
PJM | Chesterfield Landfill Gas | 56684 | 32 |  |  | Petroleum Liquids | 0.3 | VA | Chesterfield | 37.3517 | -77.4969 | 2004 | 6
PJM | Chesterfield Landfill Gas | 56684 | 33 |  |  | Petroleum Liquids | 0.3 | VA | Chesterfield | 37.3517 | -77.4969 | 2004 | 6
PJM | Chesterfield Landfill Gas | 56684 | 34 |  |  | Petroleum Liquids | 0.3 | VA | Chesterfield | 37.3517 | -77.4969 | 2004 | 6
PJM | Chesterfield Landfill Gas | 56684 | 35 |  |  | Petroleum Liquids | 0.3 | VA | Chesterfield | 37.3517 | -77.4969 | 2004 | 6
PJM | Chesterfield Landfill Gas | 56684 | 36 |  |  | Petroleum Liquids | 0.3 | VA | Chesterfield | 37.3517 | -77.4969 | 2004 | 6
PJM | Chesterfield Landfill Gas | 56684 | 37 |  |  | Petroleum Liquids | 0.3 | VA | Chesterfield | 37.3517 | -77.4969 | 2004 | 6
PJM | Chesterfield Landfill Gas | 56684 | 38 |  |  | Petroleum Liquids | 0.3 | VA | Chesterfield | 37.3517 | -77.4969 | 2004 | 6
PJM | Chesterfield Landfill Gas | 56684 | 39 |  |  | Petroleum Liquids | 0.3 | VA | Chesterfield | 37.3517 | -77.4969 | 2004 | 6
PJM | Chesterfield Landfill Gas | 56684 | 4 |  |  | Petroleum Liquids | 0.3 | VA | Chesterfield | 37.3517 | -77.4969 | 2004 | 6
PJM | Chesterfield Landfill Gas | 56684 | 40 |  |  | Petroleum Liquids | 0.3 | VA | Chesterfield | 37.3517 | -77.4969 | 2004 | 6
PJM | Chesterfield Landfill Gas | 56684 | 41 |  |  | Petroleum Liquids | 0.3 | VA | Chesterfield | 37.3517 | -77.4969 | 2004 | 6
PJM | Chesterfield Landfill Gas | 56684 | 42 |  |  | Petroleum Liquids | 0.3 | VA | Chesterfield | 37.3517 | -77.4969 | 2004 | 6
PJM | Chesterfield Landfill Gas | 56684 | 43 |  |  | Petroleum Liquids | 0.3 | VA | Chesterfield | 37.3517 | -77.4969 | 2004 | 6
PJM | Chesterfield Landfill Gas | 56684 | 44 |  |  | Petroleum Liquids | 0.3 | VA | Chesterfield | 37.3517 | -77.4969 | 2004 | 6
PJM | Chesterfield Landfill Gas | 56684 | 45 |  |  | Petroleum Liquids | 0.3 | VA | Chesterfield | 37.3517 | -77.4969 | 2004 | 6
PJM | Chesterfield Landfill Gas | 56684 | 46 |  |  | Petroleum Liquids | 0.3 | VA | Chesterfield | 37.3517 | -77.4969 | 2004 | 6
PJM | Chesterfield Landfill Gas | 56684 | 47 |  |  | Petroleum Liquids | 0.3 | VA | Chesterfield | 37.3517 | -77.4969 | 2004 | 6
PJM | Chesterfield Landfill Gas | 56684 | 48 |  |  | Petroleum Liquids | 0.3 | VA | Chesterfield | 37.3517 | -77.4969 | 2004 | 6
PJM | Chesterfield Landfill Gas | 56684 | 5 |  |  | Petroleum Liquids | 0.3 | VA | Chesterfield | 37.3517 | -77.4969 | 2004 | 6
PJM | Chesterfield Landfill Gas | 56684 | 6 |  |  | Petroleum Liquids | 0.3 | VA | Chesterfield | 37.3517 | -77.4969 | 2004 | 6
PJM | Chesterfield Landfill Gas | 56684 | 7 |  |  | Petroleum Liquids | 0.3 | VA | Chesterfield | 37.3517 | -77.4969 | 2004 | 6
PJM | Chesterfield Landfill Gas | 56684 | 8 |  |  | Petroleum Liquids | 0.3 | VA | Chesterfield | 37.3517 | -77.4969 | 2004 | 6
PJM | Chesterfield Landfill Gas | 56684 | 9 |  |  | Petroleum Liquids | 0.3 | VA | Chesterfield | 37.3517 | -77.4969 | 2004 | 6
PJM | Chestnut Flats Wind Farm | 57268 | 1 |  |  | Onshore Wind Turbine | 38 | PA | Blair | 40.5228 | -78.4769 | 2011 | 12
PJM | Chestnut Solar | 61011 | PV1 |  |  | Solar Photovoltaic | 74.9 | NC | Halifax | 36.18 | -77.712 | 2020 | 3
PJM | Chicago West Side Energy Center | 59794 | GEN1 |  |  | Natural Gas Fired Combustion Turbine | 3.5 | IL | Cook | 41.8708 | -87.6784 | 2003 | 10
PJM | Chimes West Friendship (Nixon Farms) | 59743 | 1 |  |  | Solar Photovoltaic | 1.2 | MD | Howard | 39.2967 | -76.9574 | 2014 | 12
PJM | Chowan Jehu Solar | 62693 | PGR03 |  |  | Solar Photovoltaic | 5 | NC | Chowan | 36.2838 | -76.6023 | 2018 | 2
PJM | Christiana | 591 | CH11 |  |  | Petroleum Liquids | 27.5 | DE | New Castle | 39.7302 | -75.5371 | 1973 | 6
PJM | Christiana | 591 | CH14 |  |  | Petroleum Liquids | 27.5 | DE | New Castle | 39.7302 | -75.5371 | 1973 | 6
PJM | Christmas Tree Shops DC Burlington NJ | 58094 | FINJ |  |  | Solar Photovoltaic | 2.1 | NJ | Burlington | 40.1042 | -74.8128 | 2011 | 1
PJM | Church Hill | 60737 | PV1 |  |  | Solar Photovoltaic | 6 | MD | Queen Annes | 39.1009 | -75.9597 | 2016 | 5
PJM | Church Street Plant | 7438 | C3A |  |  | Petroleum Liquids | 1.1 | VA | Prince William | 38.7523 | -77.4629 | 1996 | 6
PJM | Church Street Plant | 7438 | C5 |  |  | Petroleum Liquids | 1.6 | VA | Prince William | 38.7523 | -77.4629 | 1987 | 2
PJM | Church Street Plant | 7438 | C6 |  |  | Petroleum Liquids | 1.6 | VA | Prince William | 38.7523 | -77.4629 | 1987 | 2
PJM | Cinnaminson Landfill Solar | 65465 | CINN |  |  | Solar Photovoltaic | 10 | NJ | Burlington | 40.0158 | -74.9835 | 2019 | 3
PJM | Cinnamon Bay Edgeboro Landfill | 58208 | 1 |  |  | Landfill Gas | 9.6 | NJ | Middlesex | 40.4653 | -74.3939 | 2011 | 8
PJM | City of Bowie | 65130 | PV1 |  |  | Solar Photovoltaic | 2 | MD | Prince Georges | 38.9046 | -76.6888 | 2021 | 6
PJM | City of Havre De Grace C | 60668 | PV1 |  |  | Solar Photovoltaic | 2 | MD | Harford | 39.436 | -76.22 | 2015 | 12
PJM | Clairton Works | 50729 | GEN1 |  |  | Other Gases | 21 | PA | Allegheny | 40.3097 | -79.8819 | 1955 | 1
PJM | Clairton Works | 50729 | GEN3 |  |  | Other Gases | 10 | PA | Allegheny | 40.3097 | -79.8819 | 1955 | 1
PJM | Claytor | 3774 | 1 |  |  | Conventional Hydroelectric | 18.7 | VA | Pulaski | 37.075 | -80.5847 | 1939 | 8
PJM | Claytor | 3774 | 2 |  |  | Conventional Hydroelectric | 18.7 | VA | Pulaski | 37.075 | -80.5847 | 1939 | 8
PJM | Claytor | 3774 | 3 |  |  | Conventional Hydroelectric | 18.7 | VA | Pulaski | 37.075 | -80.5847 | 1939 | 8
PJM | Claytor | 3774 | 4 |  |  | Conventional Hydroelectric | 18.7 | VA | Pulaski | 37.075 | -80.5847 | 1939 | 8
PJM | Clayville | 58235 | 1 |  |  | Natural Gas Fired Combustion Turbine | 73 | NJ | Cumberland | 39.4244 | -75.02 | 2015 | 11
PJM | Clean Energy Future-Lordstown, LLC | 60376 | CTG1 |  |  | Natural Gas Fired Combined Cycle | 311 | OH | Trumbull | 41.1489 | -80.8516 | 2018 | 10
PJM | Clean Energy Future-Lordstown, LLC | 60376 | CTG2 |  |  | Natural Gas Fired Combined Cycle | 311 | OH | Trumbull | 41.1489 | -80.8516 | 2018 | 10
PJM | Clean Energy Future-Lordstown, LLC | 60376 | STG1 |  |  | Natural Gas Fired Combined Cycle | 340 | OH | Trumbull | 41.1489 | -80.8516 | 2018 | 10
PJM | Cleveland Peaking | 7774 | 1 |  |  | Petroleum Liquids | 1.8 | OH | Cuyahoga | 41.5567 | -81.5882 | 2000 | 7
PJM | Cleveland Peaking | 7774 | 2 |  |  | Petroleum Liquids | 1.8 | OH | Cuyahoga | 41.5567 | -81.5882 | 2000 | 7
PJM | Cleveland Peaking | 7774 | 3 |  |  | Petroleum Liquids | 1.8 | OH | Cuyahoga | 41.5567 | -81.5882 | 2000 | 7
PJM | Cleveland Peaking | 7774 | 4 |  |  | Petroleum Liquids | 1.8 | OH | Cuyahoga | 41.5567 | -81.5882 | 2000 | 7
PJM | Cleveland Peaking | 7774 | 5 |  |  | Petroleum Liquids | 1.8 | OH | Cuyahoga | 41.5567 | -81.5882 | 2000 | 7
PJM | Cleveland Peaking | 7774 | 6 |  |  | Petroleum Liquids | 1.8 | OH | Cuyahoga | 41.5567 | -81.5882 | 2000 | 7
PJM | Cleveland Thermal | 61838 | ST1 |  |  | Natural Gas Steam Turbine | 0.5 | OH | Cuyahoga | 41.5094 | -81.6823 | 2017 | 2
PJM | Cleveland Thermal | 61838 | ST2 |  |  | Natural Gas Steam Turbine | 0.5 | OH | Cuyahoga | 41.5094 | -81.6823 | 2017 | 2
PJM | Cleveland Works | 10398 | GENB |  |  | Other Gases | 10 | OH | Cuyahoga | 41.4739 | -81.6728 | 1965 | 1
PJM | Cleveland Works | 10398 | GENC |  |  | Other Gases | 22 | OH | Cuyahoga | 41.4739 | -81.6728 | 2010 | 2
PJM | Cleveland Works | 10398 | GENG |  |  | Other Gases | 70 | OH | Cuyahoga | 41.4739 | -81.6728 | 2022 | 3
PJM | Clevelandcliffs Warren | 54207 | GEN1 |  |  | Other Gases | 3 | OH | Trumbull | 41.2119 | -80.8176 | 1934 | 10
PJM | Clevelandcliffs Warren | 54207 | GEN3 |  |  | Other Gases | 10 | OH | Trumbull | 41.2119 | -80.8176 | 1981 | 12
PJM | Clifty Creek | 983 | 1 |  |  | Conventional Steam Coal | 217.3 | IN | Jefferson | 38.7378 | -85.4206 | 1955 | 2
PJM | Clifty Creek | 983 | 2 |  |  | Conventional Steam Coal | 217.3 | IN | Jefferson | 38.7378 | -85.4206 | 1955 | 5
PJM | Clifty Creek | 983 | 3 |  |  | Conventional Steam Coal | 217.3 | IN | Jefferson | 38.7378 | -85.4206 | 1955 | 7
PJM | Clifty Creek | 983 | 4 |  |  | Conventional Steam Coal | 217.3 | IN | Jefferson | 38.7378 | -85.4206 | 1955 | 10
PJM | Clifty Creek | 983 | 5 |  |  | Conventional Steam Coal | 217.3 | IN | Jefferson | 38.7378 | -85.4206 | 1955 | 11
PJM | Clifty Creek | 983 | 6 |  |  | Conventional Steam Coal | 217.3 | IN | Jefferson | 38.7378 | -85.4206 | 1956 | 3
PJM | Clinch River | 3775 | 1 |  |  | Natural Gas Steam Turbine | 237.5 | VA | Russell | 36.9333 | -82.1997 | 1958 | 9
PJM | Clinch River | 3775 | 2 |  |  | Natural Gas Steam Turbine | 237.5 | VA | Russell | 36.9333 | -82.1997 | 1958 | 12
PJM | Clinton Battery | 60297 | 1 |  |  | Batteries | 10 | OH | Clinton | 39.2959 | -83.9608 | 2016 | 10
PJM | Clover | 7213 | 1 |  |  | Conventional Steam Coal | 424 | VA | Halifax | 36.869 | -78.704 | 1995 | 10
PJM | Clover | 7213 | 2 |  |  | Conventional Steam Coal | 424 | VA | Halifax | 36.869 | -78.704 | 1996 | 3
PJM | Clyde Peaking Engine | 64157 | CPG |  |  | Natural Gas Internal Combustion Engine | 10 | OH | Sandusky | 41.2933 | -82.9653 | 2020 | 11
PJM | Clyde Solar Array | 60923 | PV1 |  |  | Solar Photovoltaic | 2.8 | OH | Sandusky | 41.3194 | -82.9843 | 2016 | 6
PJM | Coastal Virginia Offshore Wind (CVOW) Pi | 59693 | OSW1 |  |  | Offshore Wind Turbine | 12 | VA | Virginia Beach | 36.8915 | -75.4916 | 2021 | 1
PJM | Coleman Falls | 56313 | CGH2 |  |  | Conventional Hydroelectric | 0.5 | VA | Bedford | 37.5035 | -79.3006 | 1983 | 6
PJM | Coleman Falls | 56313 | CGH3 |  |  | Conventional Hydroelectric | 0.5 | VA | Bedford | 37.5035 | -79.3006 | 1983 | 6
PJM | Coleman Falls | 56313 | CHG1 |  |  | Conventional Hydroelectric | 0.5 | VA | Bedford | 37.5035 | -79.3006 | 1983 | 6
PJM | Colice Hall Solar | 67172 | COLIC |  |  | Solar Photovoltaic | 17 | NC | Hertford | 36.3233 | -77.0101 | 2023 | 7
PJM | College of New Jersey | 58165 | COGEN |  |  | Natural Gas Internal Combustion Engine | 6.2 | NJ | Mercer | 40.2694 | -74.7733 | 1996 | 7
PJM | Collinwood | 2906 | 3 |  |  | Petroleum Liquids | 16 | OH | Cuyahoga | 41.5569 | -81.588 | 1971 | 2
PJM | Collinwood BioEnergy Facility | 58439 | CBE01 |  |  | Other Waste Biomass | 1 | OH | Cuyahoga | 41.5556 | -81.5892 | 2011 | 5
PJM | Colonial Pipeline Allentown Chesterfield | 63356 | CPAC |  |  | Solar Photovoltaic | 1.9 | NJ | Burlington | 40.1523 | -74.6578 | 2018 | 7
PJM | Colonial Pipeline Woodbury West Deptford | 63357 | CPWWD |  |  | Solar Photovoltaic | 3.7 | NJ | Gloucester | 39.8173 | -75.1969 | 2018 | 5
PJM | Colonial Trail West | 61985 | CTWS |  |  | Solar Photovoltaic | 142.4 | VA | Surry | 37.1389 | -76.9022 | 2019 | 12
PJM | Colver Green Energy | 10143 | COLV |  |  | Conventional Steam Coal | 118 | PA | Cambria | 40.5511 | -78.7979 | 1995 | 2
PJM | Com Adam 1WF-1 | 58887 | ADAM |  |  | Onshore Wind Turbine | 2.5 | IL | Lee | 41.6603 | -89.2497 | 2007 | 10
PJM | Com Adam 1WF-1 | 58887 | EVE |  |  | Onshore Wind Turbine | 2.5 | IL | Lee | 41.6603 | -89.2497 | 2007 | 10
PJM | Commonwealth Chesapeake | 55381 | UNT1 |  |  | Petroleum Liquids | 57.5 | VA | Accomack | 37.9892 | -75.54 | 2000 | 8
PJM | Commonwealth Chesapeake | 55381 | UNT2 |  |  | Petroleum Liquids | 57.5 | VA | Accomack | 37.9892 | -75.54 | 2000 | 9
PJM | Commonwealth Chesapeake | 55381 | UNT3 |  |  | Petroleum Liquids | 57.5 | VA | Accomack | 37.9892 | -75.54 | 2000 | 9
PJM | Commonwealth Chesapeake | 55381 | UNT4 |  |  | Petroleum Liquids | 57.5 | VA | Accomack | 37.9892 | -75.54 | 2001 | 6
PJM | Commonwealth Chesapeake | 55381 | UNT5 |  |  | Petroleum Liquids | 57.5 | VA | Accomack | 37.9892 | -75.54 | 2001 | 6
PJM | Commonwealth Chesapeake | 55381 | UNT6 |  |  | Petroleum Liquids | 57.5 | VA | Accomack | 37.9892 | -75.54 | 2001 | 6
PJM | Commonwealth Chesapeake | 55381 | UNT7 |  |  | Petroleum Liquids | 57.5 | VA | Accomack | 37.9892 | -75.54 | 2001 | 8
PJM | Community Foodbank of NJ | 60776 | FDBNK |  |  | Solar Photovoltaic | 1 | NJ | Union | 40.6973 | -74.2122 | 2012 | 8
PJM | Conemaugh | 3118 | 1 |  |  | Conventional Steam Coal | 975.5 | PA | Indiana | 40.3842 | -79.0611 | 1970 | 5
PJM | Conemaugh | 3118 | 2 |  |  | Conventional Steam Coal | 975.5 | PA | Indiana | 40.3842 | -79.0611 | 1971 | 5
PJM | Conemaugh | 3118 | A |  |  | Petroleum Liquids | 3 | PA | Indiana | 40.3842 | -79.0611 | 1970 | 2
PJM | Conemaugh | 3118 | B |  |  | Petroleum Liquids | 3 | PA | Indiana | 40.3842 | -79.0611 | 1970 | 2
PJM | Conemaugh | 3118 | C |  |  | Petroleum Liquids | 3 | PA | Indiana | 40.3842 | -79.0611 | 1970 | 2
PJM | Conemaugh | 3118 | D |  |  | Petroleum Liquids | 3 | PA | Indiana | 40.3842 | -79.0611 | 1970 | 2
PJM | Conemaugh Hydro Plant | 52173 | GEN1 |  |  | Conventional Hydroelectric | 7.5 | PA | Westmoreland | 40.4644 | -79.3657 | 1989 | 2
PJM | Conemaugh Hydro Plant | 52173 | GEN2 |  |  | Conventional Hydroelectric | 7.5 | PA | Westmoreland | 40.4644 | -79.3657 | 1989 | 2
PJM | Conetoe II Solar, LLC | 59944 | CONE1 |  |  | Solar Photovoltaic | 80 | NC | Edgecombe | 35.822 | -77.481 | 2015 | 12
PJM | Conetoe Solar | 60188 | CON15 |  |  | Solar Photovoltaic | 5 | NC | Edgecombe | 35.8252 | -77.4578 | 2015 | 12
PJM | Connell East LLC | 62598 | LOREA |  |  | Solar Photovoltaic | 1.4 | NJ | Union | 40.667 | -74.4078 | 2013 | 1
PJM | Conowingo | 1574 | 1 |  |  | Conventional Hydroelectric | 45 | MD | Harford | 39.6572 | -76.1752 | 1928 | 3
PJM | Conowingo | 1574 | 10 |  |  | Conventional Hydroelectric | 55.6 | MD | Harford | 39.6572 | -76.1752 | 1964 | 5
PJM | Conowingo | 1574 | 11 |  |  | Conventional Hydroelectric | 55.6 | MD | Harford | 39.6572 | -76.1752 | 1964 | 5
PJM | Conowingo | 1574 | 2 |  |  | Conventional Hydroelectric | 36 | MD | Harford | 39.6572 | -76.1752 | 1928 | 3
PJM | Conowingo | 1574 | 3 |  |  | Conventional Hydroelectric | 48 | MD | Harford | 39.6572 | -76.1752 | 1928 | 3
PJM | Conowingo | 1574 | 4 |  |  | Conventional Hydroelectric | 47.7 | MD | Harford | 39.6572 | -76.1752 | 1928 | 4
PJM | Conowingo | 1574 | 5 |  |  | Conventional Hydroelectric | 36 | MD | Harford | 39.6572 | -76.1752 | 1928 | 6
PJM | Conowingo | 1574 | 6 |  |  | Conventional Hydroelectric | 47.7 | MD | Harford | 39.6572 | -76.1752 | 1928 | 7
PJM | Conowingo | 1574 | 7 |  |  | Conventional Hydroelectric | 48 | MD | Harford | 39.6572 | -76.1752 | 1928 | 6
PJM | Conowingo | 1574 | 8 |  |  | Conventional Hydroelectric | 55.6 | MD | Harford | 39.6572 | -76.1752 | 1964 | 3
PJM | Conowingo | 1574 | 9 |  |  | Conventional Hydroelectric | 55.6 | MD | Harford | 39.6572 | -76.1752 | 1964 | 3
PJM | Constantine | 1760 | 1 |  |  | Conventional Hydroelectric | 0.3 | MI | St Joseph | 41.8436 | -85.6694 | 1923 | 1
PJM | Constantine | 1760 | 2 |  |  | Conventional Hydroelectric | 0.3 | MI | St Joseph | 41.8436 | -85.6694 | 1923 | 1
PJM | Constantine | 1760 | 3 |  |  | Conventional Hydroelectric | 0.3 | MI | St Joseph | 41.8436 | -85.6694 | 1929 | 1
PJM | Constantine | 1760 | 4 |  |  | Conventional Hydroelectric | 0.3 | MI | St Joseph | 41.8436 | -85.6694 | 1923 | 1
PJM | Constellation New Energy Inc | 58029 | PV1 |  |  | Solar Photovoltaic | 3.9 | NJ | Burlington | 39.9289 | -74.8181 | 2011 | 12
PJM | Cooper | 1384 | 1 |  |  | Conventional Steam Coal | 113.6 | KY | Pulaski | 36.9981 | -84.5919 | 1965 | 2
PJM | Cooper | 1384 | 2 |  |  | Conventional Steam Coal | 230.4 | KY | Pulaski | 36.9981 | -84.5919 | 1969 | 10
PJM | Cooper Farms VW Project | 57570 | WTG |  |  | Onshore Wind Turbine | 4.5 | OH | Van Wert | 40.9058 | -84.5703 | 2012 | 3
PJM | Cooperative Solar One | 60863 | PV1 |  |  | Solar Photovoltaic | 8.5 | KY | Clark | 38.0272 | -84.2547 | 2017 | 11
PJM | Cordova Energy | 55188 | PT11 |  |  | Natural Gas Fired Combined Cycle | 210 | IL | Rock Island | 41.7122 | -90.2797 | 2001 | 6
PJM | Cordova Energy | 55188 | PT21 |  |  | Natural Gas Fired Combined Cycle | 210 | IL | Rock Island | 41.7122 | -90.2797 | 2001 | 6
PJM | Cordova Energy | 55188 | PT31 |  |  | Natural Gas Fired Combined Cycle | 191.2 | IL | Rock Island | 41.7122 | -90.2797 | 2001 | 6
PJM | Cork Oak Solar | 60637 | NC160 |  |  | Solar Photovoltaic | 20 | NC | Halifax | 36.371 | -77.571 | 2017 | 12
PJM | Cornerstone Power Holmdel LLC | 58536 | 1 |  |  | Solar Photovoltaic | 3 | NJ | Monmouth | 40.3522 | -74.1878 | 2013 | 5
PJM | Cornerstone Power Vineland I LLC | 58512 | PV1 |  |  | Solar Photovoltaic | 3.1 | NJ | Cumberland | 39.4397 | -75.0439 | 2012 | 2
PJM | Corning Pharmaceutical Glass | 58359 | GG |  |  | Solar Photovoltaic | 2.3 | NJ | Cumberland | 39.4967 | -75.0186 | 2012 | 9
PJM | Correctional Solar LLC | 60915 | PV1 |  |  | Solar Photovoltaic | 20 | VA | New Kent | 37.4715 | -76.8446 | 2017 | 12
PJM | Cortland | 63949 | CORT2 |  |  | Solar Photovoltaic | 2 | IL | Dekalb | 41.9222 | -88.6888 | 2021 | 5
PJM | Cottage Grove North Solar 1, LLC | 67629 | 11114 |  |  | Solar Photovoltaic | 2 | IL | Will | 41.3411 | -87.5861 | 2024 | 12
PJM | Cottage Grove South Solar 1, LLC | 67630 | 11115 |  |  | Solar Photovoltaic | 2 | IL | Will | 41.3412 | -87.5742 | 2024 | 12
PJM | Cottontail Solar 1 | 65076 | PACT1 |  |  | Solar Photovoltaic | 20 | PA | York | 39.9017 | -76.8233 | 2024 | 6
PJM | Cottontail Solar 2 | 65077 | PACT2 |  |  | Solar Photovoltaic | 20 | PA | York | 39.9373 | -76.771 | 2024 | 2
PJM | Cottontail Solar 4 | 65079 | PACT4 |  |  | Solar Photovoltaic | 20 | PA | Northumberland | 40.9888 | -76.7929 | 2024 | 9
PJM | Cottontail Solar 5 | 65080 | PACT5 |  |  | Solar Photovoltaic | 20 | PA | Juniata | 40.5608 | -77.3785 | 2024 | 2
PJM | Cottontail Solar 6 | 65081 | PACT6 |  |  | Solar Photovoltaic | 20 | PA | Snyder | 40.7925 | -76.9051 | 2024 | 4
PJM | Cottontail Solar 8 | 65082 | PACT8 |  |  | Solar Photovoltaic | 20 | PA | York | 39.9254 | -76.7838 | 2024 | 4
PJM | Cottonwood Solar, LLC | 63293 | NCCWD |  |  | Solar Photovoltaic | 3 | NC | Northampton | 36.5081 | -77.6144 | 2018 | 1
PJM | County College of Morris | 58881 | PV01 |  |  | Solar Photovoltaic | 2.9 | NJ | Morris | 40.8567 | -74.5814 | 2013 | 11
PJM | Covanta Alexandria/Arlington Energy | 50663 | GEN1 |  |  | Municipal Solid Waste | 14.5 | VA | Alexandria City | 38.8014 | -77.1288 | 1987 | 10
PJM | Covanta Alexandria/Arlington Energy | 50663 | GEN2 |  |  | Municipal Solid Waste | 14.5 | VA | Alexandria City | 38.8014 | -77.1288 | 1987 | 10
PJM | Covanta Delaware Valley | 10746 | GEN1 |  |  | Municipal Solid Waste | 90 | PA | Delaware | 39.8265 | -75.3882 | 1991 | 4
PJM | Covanta Essex Company | 10643 | GEN1 |  |  | Municipal Solid Waste | 34.9 | NJ | Essex | 40.7376 | -74.1255 | 1990 | 11
PJM | Covanta Essex Company | 10643 | GEN2 |  |  | Municipal Solid Waste | 34.9 | NJ | Essex | 40.7376 | -74.1255 | 1990 | 11
PJM | Covanta Fairfax Energy | 50658 | GEN1 |  |  | Municipal Solid Waste | 62 | VA | Fairfax | 38.695 | -77.2411 | 1990 | 3
PJM | Covanta Fairfax Energy | 50658 | GEN2 |  |  | Municipal Solid Waste | 62 | VA | Fairfax | 38.695 | -77.2411 | 1990 | 3
PJM | Covington Facility | 50900 | GEN3 |  |  | Conventional Steam Coal | 10.5 | VA | Alleghany | 37.7997 | -79.9947 | 1951 | 1
PJM | Covington Facility | 50900 | GEN4 |  |  | Wood/Wood Waste Biomass | 34 | VA | Alleghany | 37.7997 | -79.9947 | 1980 | 9
PJM | Covington Facility | 50900 | GEN5 |  |  | Conventional Steam Coal | 34 | VA | Alleghany | 37.7997 | -79.9947 | 1989 | 9
PJM | Covington Facility | 50900 | GEN7 |  |  | Wood/Wood Waste Biomass | 82.4 | VA | Alleghany | 37.7997 | -79.9947 | 2013 | 11
PJM | Cox Waste to Energy | 54850 | 01 |  |  | Wood/Wood Waste Biomass | 4 | KY | Taylor | 37.3208 | -85.3611 | 1995 | 1
PJM | Cox Waste to Energy | 54850 | 02 |  |  | Wood/Wood Waste Biomass | 1 | KY | Taylor | 37.3208 | -85.3611 | 2002 | 10
PJM | Cranbury | 59446 | CRANB |  |  | Solar Photovoltaic | 5 | NJ | Middlesex | 40.3147 | -74.4992 | 2011 | 12
PJM | Cranbury 0210 Solar | 67062 | CJ210 |  |  | Solar Photovoltaic | 1 | NJ | Mercer | 40.302 | -74.496 | 2021 | 12
PJM | Crayola Solar Project | 57216 | 1 |  |  | Solar Photovoltaic | 1 | PA | Northampton | 40.7605 | -75.2385 | 2010 | 5
PJM | Crayola Solar Project | 57216 | 2 |  |  | Solar Photovoltaic | 1 | PA | Northampton | 40.7605 | -75.2385 | 2011 | 4
PJM | Crayola Solar Project | 57216 | 3 |  |  | Solar Photovoltaic | 0.8 | PA | Northampton | 40.7605 | -75.2385 | 2012 | 1
PJM | Crescent Ridge | 56297 | 1 |  |  | Onshore Wind Turbine | 53 | IL | Bureau | 41.25 | -89.5708 | 2005 | 12
PJM | Creswell Alligood Solar, LLC | 59548 | CRES1 |  |  | Solar Photovoltaic | 14 | NC | Washington | 35.8989 | -76.3794 | 2015 | 5
PJM | Crete Energy Venture LLC | 55253 | GT1 |  |  | Natural Gas Fired Combustion Turbine | 89 | IL | Will | 41.4294 | -87.6187 | 2002 | 5
PJM | Crete Energy Venture LLC | 55253 | GT2 |  |  | Natural Gas Fired Combustion Turbine | 89 | IL | Will | 41.4294 | -87.6187 | 2002 | 5
PJM | Crete Energy Venture LLC | 55253 | GT3 |  |  | Natural Gas Fired Combustion Turbine | 89 | IL | Will | 41.4294 | -87.6187 | 2002 | 5
PJM | Crete Energy Venture LLC | 55253 | GT4 |  |  | Natural Gas Fired Combustion Turbine | 89 | IL | Will | 41.4294 | -87.6187 | 2002 | 5
PJM | Crisfield | 1563 | CRIS |  |  | Petroleum Liquids | 2.9 | MD | Somerset | 37.9941 | -75.8377 | 1968 | 5
PJM | Crisfield | 1563 | CRS2 |  |  | Petroleum Liquids | 2.9 | MD | Somerset | 37.9941 | -75.8377 | 1968 | 5
PJM | Crisfield | 1563 | CRS3 |  |  | Petroleum Liquids | 2.9 | MD | Somerset | 37.9941 | -75.8377 | 1968 | 5
PJM | Crisfield | 1563 | CRS4 |  |  | Petroleum Liquids | 2.9 | MD | Somerset | 37.9941 | -75.8377 | 1968 | 5
PJM | Criterion | 57300 | 1 |  |  | Onshore Wind Turbine | 70 | MD | GARRETT | 39.4047 | -79.29 | 2010 | 12
PJM | Crittenden Solar Facility | 61310 | PV1 |  |  | Solar Photovoltaic | 2.7 | KY | Grant | 38.7518 | -84.6133 | 2017 | 12
PJM | Croda Atlas Point CHP | 59783 | 91197 |  |  | Landfill Gas | 1.1 | DE | New Castle | 39.6933 | -75.5431 | 2013 | 8
PJM | Croda Atlas Point CHP | 59783 | 91198 |  |  | Landfill Gas | 1.1 | DE | New Castle | 39.6933 | -75.5431 | 2013 | 8
PJM | Croda Atlas Point CHP | 59783 | 91199 |  |  | Landfill Gas | 2 | DE | New Castle | 39.6933 | -75.5431 | 2021 | 6
PJM | Croydon CT Generating Station | 8012 | 11 |  |  | Petroleum Liquids | 68.3 | PA | Bucks | 40.08 | -74.8917 | 1974 | 6
PJM | Croydon CT Generating Station | 8012 | 12 |  |  | Petroleum Liquids | 68.3 | PA | Bucks | 40.08 | -74.8917 | 1974 | 6
PJM | Croydon CT Generating Station | 8012 | 21 |  |  | Petroleum Liquids | 68.3 | PA | Bucks | 40.08 | -74.8917 | 1974 | 6
PJM | Croydon CT Generating Station | 8012 | 22 |  |  | Petroleum Liquids | 68.3 | PA | Bucks | 40.08 | -74.8917 | 1974 | 6
PJM | Croydon CT Generating Station | 8012 | 31 |  |  | Petroleum Liquids | 68.3 | PA | Bucks | 40.08 | -74.8917 | 1974 | 8
PJM | Croydon CT Generating Station | 8012 | 32 |  |  | Petroleum Liquids | 68.3 | PA | Bucks | 40.08 | -74.8917 | 1974 | 8
PJM | Croydon CT Generating Station | 8012 | 41 |  |  | Petroleum Liquids | 68.3 | PA | Bucks | 40.08 | -74.8917 | 1974 | 7
PJM | Croydon CT Generating Station | 8012 | 42 |  |  | Petroleum Liquids | 68.3 | PA | Bucks | 40.08 | -74.8917 | 1974 | 7
PJM | Crystal Hill Solar | 66839 | CRYH1 |  |  | Solar Photovoltaic | 64.7 | VA | Halifax | 36.8399 | -78.9382 | 2023 | 12
PJM | Cumberland (NJ) | 5083 | CUMB |  |  | Natural Gas Fired Combustion Turbine | 99.4 | NJ | Cumberland | 39.3757 | -74.9654 | 1990 | 5
PJM | Cumberland (NJ) | 5083 | CUMB2 |  |  | Natural Gas Fired Combustion Turbine | 131.8 | NJ | Cumberland | 39.3757 | -74.9654 | 2009 | 6
PJM | Cumberland County PA LFG Recovery | 56887 | GEN 1 |  |  | Landfill Gas | 1.6 | PA | Cumberland | 40.1356 | -77.5072 | 2009 | 1
PJM | Cumberland County PA LFG Recovery | 56887 | GEN 2 |  |  | Landfill Gas | 1.6 | PA | Cumberland | 40.1356 | -77.5072 | 2009 | 1
PJM | Cumberland County PA LFG Recovery | 56887 | GEN 3 |  |  | Landfill Gas | 1.6 | PA | Cumberland | 40.1356 | -77.5072 | 2009 | 1
PJM | Cumberland County PA LFG Recovery | 56887 | GEN 4 |  |  | Landfill Gas | 1.6 | PA | Cumberland | 40.1356 | -77.5072 | 2009 | 1
PJM | Cumberland County Solid Waste Complex | 56884 | GEN 2 |  |  | Landfill Gas | 1.6 | NJ | Cumberland | 39.4494 | -75.0928 | 2008 | 11
PJM | Cumberland County Solid Waste Complex | 56884 | GEN 3 |  |  | Landfill Gas | 1.6 | NJ | Cumberland | 39.4494 | -75.0928 | 2008 | 11
PJM | Cumberland County Solid Waste Complex | 56884 | GEN1 |  |  | Landfill Gas | 1.6 | NJ | Cumberland | 39.4494 | -75.0928 | 2008 | 11
PJM | Cummins Whitakers PV Arrays | 65470 | CWPVA |  |  | Solar Photovoltaic | 3.3 | NC | Nash | 36.0894 | -77.7268 | 2022 | 9
PJM | Cunningham Solar LLC | 67235 | 11111 |  |  | Solar Photovoltaic | 5 | VA | Fluvanna | 37.8893 | -78.323 | 2023 | 5
PJM | Cushaw | 3798 | 1 |  |  | Conventional Hydroelectric | 1.5 | VA | Amherst | 37.5929 | -79.3808 | 1930 | 1
PJM | Cushaw | 3798 | 2 |  |  | Conventional Hydroelectric | 1.5 | VA | Amherst | 37.5929 | -79.3808 | 1930 | 1
PJM | Cushaw | 3798 | 3 |  |  | Conventional Hydroelectric | 1.5 | VA | Amherst | 37.5929 | -79.3808 | 1930 | 1
PJM | Cushaw | 3798 | 4 |  |  | Conventional Hydroelectric | 1.5 | VA | Amherst | 37.5929 | -79.3808 | 1930 | 1
PJM | Cushaw | 3798 | 5 |  |  | Conventional Hydroelectric | 1.5 | VA | Amherst | 37.5929 | -79.3808 | 1930 | 1
PJM | Cuyahoga County Landfill | 62041 | CCBO1 |  |  | Solar Photovoltaic | 3.7 | OH | Cuyahoga | 41.4431 | -81.7515 | 2018 | 9
PJM | Cuyahoga Falls 1 | 62658 | CF2-1 |  |  | Petroleum Liquids | 1.8 | OH | Summit | 41.1418 | -81.4745 | 2020 | 6
PJM | Cuyahoga Falls 1 | 62658 | CF2-2 |  |  | Petroleum Liquids | 1.8 | OH | Summit | 41.1418 | -81.4745 | 2020 | 6
PJM | Cuyahoga Falls 1 | 62658 | CF2-3 |  |  | Petroleum Liquids | 1.8 | OH | Summit | 41.1418 | -81.4745 | 2020 | 6
PJM | Cuyahoga Falls 1 | 62658 | P001 |  |  | Petroleum Liquids | 1.5 | OH | Summit | 41.1418 | -81.4745 | 2018 | 7
PJM | Cuyahoga Falls 1 | 62658 | P002 |  |  | Petroleum Liquids | 1.5 | OH | Summit | 41.1418 | -81.4745 | 2018 | 7
PJM | Cuyahoga Falls 1 | 62658 | P003 |  |  | Petroleum Liquids | 1.5 | OH | Summit | 41.1418 | -81.4745 | 2018 | 7
PJM | Cuyahoga Falls 1 | 62658 | P004 |  |  | Petroleum Liquids | 1.5 | OH | Summit | 41.1418 | -81.4745 | 2018 | 7
PJM | Cuyahoga Falls 1 | 62658 | P005 |  |  | Petroleum Liquids | 1.5 | OH | Summit | 41.1418 | -81.4745 | 2018 | 7
PJM | Cuyahoga Falls 1 | 62658 | P006 |  |  | Petroleum Liquids | 1.5 | OH | Summit | 41.1418 | -81.4745 | 2018 | 7
PJM | DC Water | 67583 | DCWAT |  |  | Solar Photovoltaic | 1.3 | DC | District of Columbia | 38.91 | -76.99 | 2025 | 9
PJM | DC Water Solar | 63917 | 8030A |  |  | Solar Photovoltaic | 3.5 | DC | District of Columbia | 38.8192 | -77.0189 | 2021 | 5
PJM | DCO Burlington | 63492 | CTG-1 |  |  | Natural Gas Fired Combustion Turbine | 3.5 | NJ | Burlington | 40.1083 | -74.8264 | 2012 | 6
PJM | DD Hay Road Solar 23 LLC | 59715 | PV1 |  |  | Solar Photovoltaic | 1.2 | DE | New Castle | 39.7367 | -75.5117 | 2015 | 5
PJM | DEC Phase II at Georgetown | 63392 | DECII |  |  | Solar Photovoltaic | 3 | DE | Sussex | 38.665 | -75.3994 | 2019 | 12
PJM | DG AMP 1048 Wadsworth | 62942 | A1048 |  |  | Solar Photovoltaic | 6.3 | OH | Medina | 41.0128 | -81.7643 | 2019 | 12
PJM | DG AMP Rittman Rd | 62941 | AMPRR |  |  | Solar Photovoltaic | 2.6 | OH | Medina | 41.0008 | -81.7507 | 2020 | 5
PJM | DG AMP Solar Bowling Green | 60622 | AMPBG |  |  | Solar Photovoltaic | 20 | OH | Wood | 41.396 | -83.582 | 2017 | 1
PJM | DG AMP Solar Brewster | 61818 | AMPBR |  |  | Solar Photovoltaic | 1.9 | OH | Stark | 40.7024 | -81.5898 | 2018 | 12
PJM | DG AMP Solar Front Royal | 61055 | AMPFR |  |  | Solar Photovoltaic | 2.5 | VA | Warren | 38.929 | -78.18 | 2017 | 5
PJM | DG AMP Solar Jackson Center | 61438 | AMPJC |  |  | Solar Photovoltaic | 1.6 | OH | Shelby | 40.445 | -84.0472 | 2018 | 2
PJM | DG AMP Solar Orrville 3 | 61436 | AMPO3 |  |  | Solar Photovoltaic | 2.3 | OH | Wayne | 40.8564 | -81.7595 | 2018 | 2
PJM | DG AMP Solar Piqua Manier | 62792 | AMPPM |  |  | Solar Photovoltaic | 12.6 | OH | Miami | 40.1304 | -84.2554 | 2019 | 7
PJM | DG AMP Solar Piqua Staunton | 61805 | AMPPS |  |  | Solar Photovoltaic | 1.8 | OH | Miami | 40.1409 | -84.2315 | 2018 | 9
PJM | DG AMP Solar Smyrna | 61800 | AMPSM |  |  | Solar Photovoltaic | 1.2 | DE | Kent | 39.2797 | -75.6224 | 2018 | 7
PJM | DG AMP Solar Versailles | 61437 | AMPVS |  |  | Solar Photovoltaic | 1.8 | OH | Darke | 40.2207 | -84.4978 | 2018 | 1
PJM | DG Amaze ACY1 | 63286 | ACY1 |  |  | Solar Photovoltaic | 3.8 | NJ | Gloucester | 39.8229 | -75.2163 | 2019 | 6
PJM | DG Camden LLC Holtec | 61515 | HOLTC |  |  | Solar Photovoltaic | 2.2 | NJ | Camden | 39.911 | -75.1186 | 2017 | 12
PJM | DG Florham Park Solar LLC | 62586 | BASF |  |  | Solar Photovoltaic | 2 | NJ | Morris | 40.7778 | -74.4272 | 2019 | 10
PJM | DG Harlem Solar | 67751 | HM701 |  |  | Solar Photovoltaic | 2 | IL | Stephenson | 42.1729 | -89.4134 | 2024 | 5
PJM | DG Infineum | 62958 | INFNM |  |  | Solar Photovoltaic | 2 | NJ | Union | 40.6402 | -74.2349 | 2020 | 1
PJM | DG Iron Mountain | 62957 | IRNMT |  |  | Solar Photovoltaic | 5.4 | NJ | Middlesex | 40.5213 | -74.3474 | 2020 | 6
PJM | DG New Jersey Solar RLS Logistics | 61507 | RLSNJ |  |  | Solar Photovoltaic | 4 | NJ | Gloucester | 39.5752 | -75.0141 | 2018 | 1
PJM | DRPA Ashland Station Solar Project | 66021 | ASSA1 |  |  | Solar Photovoltaic | 2.7 | NJ | Camden | 39.8585 | -75.0103 | 2022 | 4
PJM | DRPA Ferry Ave Station Solar Project | 66028 | DFASP |  |  | Solar Photovoltaic | 3.2 | NJ | Camden | 39.9218 | -75.0925 | 2021 | 11
PJM | DRPA Lindenwold Station Solar Project | 65658 | DLSSP |  |  | Solar Photovoltaic | 6 | NJ | Camden | 39.8317 | -74.9992 | 2021 | 12
PJM | DRPA Woodcrest Station Solar Project | 66020 | WSSP |  |  | Solar Photovoltaic | 4.4 | NJ | Camden | 39.9073 | -75.0469 | 2022 | 4
PJM | DSM Nutritional Products Solar | 62713 | DSM |  |  | Solar Photovoltaic | 10 | NJ | Warren | 40.8368 | -75.0655 | 2018 | 12
PJM | DSM Solar | 60739 | PV1 |  |  | Solar Photovoltaic | 4.5 | NJ | Warren | 40.8437 | -75.0652 | 2014 | 12
PJM | DTE Atlantic, LLC | 62492 | ACB-1 |  |  | Natural Gas Fired Combustion Turbine | 7.5 | NJ | Atlantic | 39.3733 | -74.4369 | 2010 | 12
PJM | Dakota | 67635 | DAKOT |  |  | Solar Photovoltaic | 5 | IL | Stephenson | 42.3892 | -89.4851 | 2024 | 12
PJM | Dakota Solar 1, LLC | 67614 | 11113 |  |  | Solar Photovoltaic | 2 | IL | Stephenson | 42.3927 | -89.5353 | 2024 | 8
PJM | Dam No. 4 Hydro Station | 6543 | 1 |  |  | Conventional Hydroelectric | 0.5 | WV | Jefferson | 39.4931 | -77.8269 | 1909 | 1
PJM | Dam No. 4 Hydro Station | 6543 | 2 |  |  | Conventional Hydroelectric | 0.5 | WV | Jefferson | 39.4931 | -77.8269 | 1909 | 1
PJM | Dam No. 4 Hydro Station | 6543 | 3 |  |  | Conventional Hydroelectric | 0.9 | WV | Jefferson | 39.4931 | -77.8269 | 1991 | 9
PJM | Dam No. 5 Hydro Station | 6544 | 1 |  |  | Conventional Hydroelectric | 0.5 | WV | Berkeley | 39.605 | -77.9231 | 1919 | 1
PJM | Dam No. 5 Hydro Station | 6544 | 2 |  |  | Conventional Hydroelectric | 0.5 | WV | Berkeley | 39.605 | -77.9231 | 1919 | 1
PJM | Danville | 61849 | SO291 |  |  | Solar Photovoltaic | 6 | VA | Pittsylvania | 36.6606 | -79.2991 | 2018 | 3
PJM | Danville BESS 1 | 65499 | 90909 |  |  | Batteries | 10.5 | VA | Danville City | 36.5789 | -79.3841 | 2022 | 11
PJM | Danville Farm, LLC | 63965 | 1 |  |  | Solar Photovoltaic | 12 | VA | Pittsylvania | 36.591 | -79.302 | 2020 | 11
PJM | Danville Kentuck Road Plant | 56364 | GEN 1 |  |  | Petroleum Liquids | 1.8 | VA | Pittsylvania | 36.6611 | -79.2986 | 2005 | 7
PJM | Danville New Design Plant | 56363 | GEN 1 |  |  | Petroleum Liquids | 1.8 | VA | Danville City | 36.6316 | -79.3978 | 2005 | 7
PJM | Darby Power, LLC | 55247 | GT1 |  |  | Natural Gas Fired Combustion Turbine | 94 | OH | Pickaway | 39.7139 | -83.1778 | 2001 | 5
PJM | Darby Power, LLC | 55247 | GT2 |  |  | Natural Gas Fired Combustion Turbine | 94 | OH | Pickaway | 39.7139 | -83.1778 | 2001 | 5
PJM | Darby Power, LLC | 55247 | GT3 |  |  | Natural Gas Fired Combustion Turbine | 94 | OH | Pickaway | 39.7139 | -83.1778 | 2001 | 5
PJM | Darby Power, LLC | 55247 | GT4 |  |  | Natural Gas Fired Combustion Turbine | 94 | OH | Pickaway | 39.7139 | -83.1778 | 2001 | 5
PJM | Darby Power, LLC | 55247 | GT5 |  |  | Natural Gas Fired Combustion Turbine | 94 | OH | Pickaway | 39.7139 | -83.1778 | 2002 | 5
PJM | Darby Power, LLC | 55247 | GT6 |  |  | Natural Gas Fired Combustion Turbine | 94 | OH | Pickaway | 39.7139 | -83.1778 | 2002 | 5
PJM | Darbytown | 7212 | 1 |  |  | Natural Gas Fired Combustion Turbine | 92.1 | VA | Henrico | 37.4982 | -77.3685 | 1990 | 5
PJM | Darbytown | 7212 | 2 |  |  | Natural Gas Fired Combustion Turbine | 92.1 | VA | Henrico | 37.4982 | -77.3685 | 1990 | 5
PJM | Darbytown | 7212 | 3 |  |  | Natural Gas Fired Combustion Turbine | 92.1 | VA | Henrico | 37.4982 | -77.3685 | 1990 | 4
PJM | Darbytown | 7212 | 4 |  |  | Natural Gas Fired Combustion Turbine | 92.1 | VA | Henrico | 37.4982 | -77.3685 | 1990 | 4
PJM | Dart Container Corp | 58476 | LFGT1 |  |  | Landfill Gas | 5.6 | PA | Lancaster | 40.0865 | -76.176 | 2012 | 12
PJM | Dart Container Corp | 58476 | LFGT2 |  |  | Landfill Gas | 5.6 | PA | Lancaster | 40.0865 | -76.176 | 2012 | 12
PJM | Davis Besse | 6149 | 1 |  |  | Nuclear | 925.2 | OH | Ottawa | 41.5967 | -83.0861 | 1977 | 11
PJM | Davis Lane Solar, LLC | 61581 | DAVIS |  |  | Solar Photovoltaic | 5 | NC | Perquimans | 36.1073 | -76.5292 | 2017 | 12
PJM | Davistown-Mercer | 67036 | BAT1 |  |  | Batteries | 2.5 | NC | Edgecombe | 35.8442 | -77.6127 | 2024 | 12
PJM | Day Four Solar LLC | 62905 | DAY04 |  |  | Solar Photovoltaic | 4.5 | NJ | Burlington | 40.053 | -74.556 | 2016 | 10
PJM | DeKalb Taylor LLC | 67686 | DEKTY |  |  | Solar Photovoltaic | 4.9 | IL | DeKalb | 41.9347 | -88.7114 | 2025 | 12
PJM | Deep Creek | 1567 | 1 |  |  | Conventional Hydroelectric | 10 | MD | Garrett | 39.523 | -79.413 | 1925 | 7
PJM | Deep Creek | 1567 | 2 |  |  | Conventional Hydroelectric | 10 | MD | Garrett | 39.523 | -79.413 | 1925 | 7
PJM | Deer Creek PV | 59855 | DCPV1 |  |  | Solar Photovoltaic | 2.5 | IN | Grant | 40.51 | -85.64 | 2016 | 1
PJM | Delanco | 64411 | DELAN |  |  | Solar Photovoltaic | 2.4 | NJ | Burlington | 40.0494 | -74.9353 | 2021 | 5
PJM | Delaware City 10 | 592 | DC10 |  |  | Petroleum Liquids | 18.5 | DE | New Castle | 39.6004 | -75.6268 | 1968 | 4
PJM | Delaware City Plant | 52193 | CT1 |  |  | Natural Gas Fired Combustion Turbine | 92 | DE | New Castle | 39.5871 | -75.6343 | 2000 | 5
PJM | Delaware City Plant | 52193 | CT2 |  |  | Natural Gas Fired Combustion Turbine | 92 | DE | New Castle | 39.5871 | -75.6343 | 2000 | 5
PJM | Delaware City Plant | 52193 | G1 |  |  | Other Gases | 27.5 | DE | New Castle | 39.5871 | -75.6343 | 1956 | 10
PJM | Delaware City Plant | 52193 | G2 |  |  | Other Gases | 27.5 | DE | New Castle | 39.5871 | -75.6343 | 1956 | 10
PJM | Delaware City Plant | 52193 | G3 |  |  | Other Gases | 75 | DE | New Castle | 39.5871 | -75.6343 | 1961 | 11
PJM | Delaware City Plant | 52193 | G4 |  |  | Other Gases | 10 | DE | New Castle | 39.5871 | -75.6343 | 1982 | 6
PJM | Delaware Generating Station | 3160 | 10 |  |  | Petroleum Liquids | 18.6 | PA | Philadelphia | 39.968 | -75.1252 | 1969 | 5
PJM | Delaware Generating Station | 3160 | 11 |  |  | Petroleum Liquids | 18.6 | PA | Philadelphia | 39.968 | -75.1252 | 1969 | 4
PJM | Delaware Generating Station | 3160 | 12 |  |  | Petroleum Liquids | 18.6 | PA | Philadelphia | 39.968 | -75.1252 | 1969 | 5
PJM | Delaware Generating Station | 3160 | 9 |  |  | Petroleum Liquids | 21.2 | PA | Philadelphia | 39.968 | -75.1252 | 1970 | 7
PJM | Delilah Road Landfill | 58951 | DRLS |  |  | Solar Photovoltaic | 8.5 | NJ | Atlantic | 39.4161 | -74.5439 | 2016 | 10
PJM | Denison Solar Array | 61637 | PV1 |  |  | Solar Photovoltaic | 1.9 | OH | Licking | 40.0733 | -82.518 | 2017 | 12
PJM | Depot Solar Center, LLC | 61691 | DEPOT |  |  | Solar Photovoltaic | 15 | VA | Campbell | 37.2763 | -79.1165 | 2022 | 7
PJM | Desert Wind Farm, LLC | 59968 | 1 |  |  | Onshore Wind Turbine | 208 | NC | Perquimans | 36.31 | -76.42 | 2016 | 12
PJM | Desper Solar | 62730 | 1 |  |  | Solar Photovoltaic | 88.2 | VA | Louisa | 38.0157 | -78.0431 | 2021 | 12
PJM | Dick's Creek | 2831 | 1 |  |  | Natural Gas Fired Combustion Turbine | 100 | OH | Butler | 39.465 | -84.3778 | 1965 | 9
PJM | Dick's Creek | 2831 | 3 |  |  | Natural Gas Fired Combustion Turbine | 16.5 | OH | Butler | 39.465 | -84.3778 | 1969 | 6
PJM | Dick's Creek | 2831 | 4 |  |  | Natural Gas Fired Combustion Turbine | 21.3 | OH | Butler | 39.465 | -84.3778 | 1969 | 10
PJM | Dick's Creek | 2831 | 5 |  |  | Natural Gas Fired Combustion Turbine | 21.3 | OH | Butler | 39.465 | -84.3778 | 1969 | 10
PJM | Dickerson Power | 1572 | GT2 |  |  | Natural Gas Fired Combustion Turbine | 163 | MD | Montgomery | 39.2097 | -77.4644 | 1992 | 6
PJM | Dickerson Power | 1572 | GT3 |  |  | Natural Gas Fired Combustion Turbine | 163 | MD | Montgomery | 39.2097 | -77.4644 | 1992 | 6
PJM | Dickinson Solar | 62946 | DICK |  |  | Solar Photovoltaic | 3 | PA | Cumberland | 40.1976 | -77.2197 | 2016 | 12
PJM | Dix Solar, L.L.C | 61864 | DIXSL |  |  | Solar Photovoltaic | 13 | NJ | Burlington | 39.9774 | -74.6219 | 2017 | 6
PJM | Dixon Hydroelectric Dam | 54969 | 1 |  |  | Conventional Hydroelectric | 0.6 | IL | Lee | 41.8453 | -89.4813 | 1925 | 6
PJM | Dixon Hydroelectric Dam | 54969 | 2 |  |  | Conventional Hydroelectric | 0.6 | IL | Lee | 41.8453 | -89.4813 | 1925 | 6
PJM | Dixon Hydroelectric Dam | 54969 | 3 |  |  | Conventional Hydroelectric | 0.6 | IL | Lee | 41.8453 | -89.4813 | 1925 | 6
PJM | Dixon Hydroelectric Dam | 54969 | 4 |  |  | Conventional Hydroelectric | 0.6 | IL | Lee | 41.8453 | -89.4813 | 1925 | 6
PJM | Dixon Hydroelectric Dam | 54969 | 5 |  |  | Conventional Hydroelectric | 0.6 | IL | Lee | 41.8453 | -89.4813 | 1925 | 6
PJM | Dodds (CSG) | 64734 | DOODS |  |  | Solar Photovoltaic | 2 | IL | Stephenson | 42.3795 | -89.843 | 2021 | 12
PJM | Dodge Park Engine No 1 | 56423 | 0007 |  |  | Petroleum Liquids | 2 | OH | Franklin | 39.9524 | -83.0144 | 2008 | 1
PJM | Dogwood Solar, LLC | 58844 | 1 |  |  | Solar Photovoltaic | 20 | NC | Halifax | 36.125 | -77.4092 | 2014 | 11
PJM | Dominion/Lo Mar | 7797 | DOM1 |  |  | Petroleum Liquids | 12 | VA | Prince William | 38.7443 | -77.4974 | 1997 | 8
PJM | Dominion/Lo Mar | 7797 | DOM2 |  |  | Petroleum Liquids | 1.8 | VA | Prince William | 38.7443 | -77.4974 | 1997 | 8
PJM | Dominion/Lo Mar | 7797 | LOM1 |  |  | Petroleum Liquids | 1.8 | VA | Prince William | 38.7443 | -77.4974 | 1997 | 8
PJM | Dominion/Lo Mar | 7797 | LOM2 |  |  | Petroleum Liquids | 1.8 | VA | Prince William | 38.7443 | -77.4974 | 1997 | 8
PJM | Dominion/Lo Mar | 7797 | LOM3 |  |  | Petroleum Liquids | 1.8 | VA | Prince William | 38.7443 | -77.4974 | 1997 | 8
PJM | Domino Sugar Baltimore | 54795 | GEN1 |  |  | Natural Gas Steam Turbine | 5 | MD | Baltimore City | 39.2744 | -76.5956 | 1959 | 6
PJM | Domino Sugar Baltimore | 54795 | GEN2 |  |  | Natural Gas Steam Turbine | 2.5 | MD | Baltimore City | 39.2744 | -76.5956 | 1955 | 6
PJM | Domino Sugar Baltimore | 54795 | GEN4 |  |  | Natural Gas Steam Turbine | 10 | MD | Baltimore City | 39.2744 | -76.5956 | 2001 | 6
PJM | Domtar Paper Co LLC Plymouth NC | 50189 | TG10 |  |  | Wood/Wood Waste Biomass | 72 | NC | Martin | 35.8628 | -76.7831 | 1978 | 6
PJM | Domtar Paper Co LLC Plymouth NC | 50189 | TG9 |  |  | Wood/Wood Waste Biomass | 42 | NC | Martin | 35.8628 | -76.7831 | 1976 | 9
PJM | Donald C Cook | 6000 | 1 |  |  | Nuclear | 1152 | MI | Berrien | 41.9756 | -86.5652 | 1975 | 8
PJM | Donald C Cook | 6000 | 2 |  |  | Nuclear | 1133.3 | MI | Berrien | 41.9756 | -86.5652 | 1978 | 7
PJM | Doswell Energy Center | 52019 | GEN1 |  |  | Natural Gas Fired Combined Cycle | 122 | VA | Hanover | 37.8208 | -77.4462 | 1991 | 11
PJM | Doswell Energy Center | 52019 | GEN2 |  |  | Natural Gas Fired Combined Cycle | 122 | VA | Hanover | 37.8208 | -77.4462 | 1991 | 12
PJM | Doswell Energy Center | 52019 | GEN3 |  |  | Natural Gas Fired Combined Cycle | 132 | VA | Hanover | 37.8208 | -77.4462 | 1991 | 12
PJM | Doswell Energy Center | 52019 | GEN4 |  |  | Natural Gas Fired Combined Cycle | 122 | VA | Hanover | 37.8208 | -77.4462 | 1992 | 1
PJM | Doswell Energy Center | 52019 | GEN5 |  |  | Natural Gas Fired Combined Cycle | 122 | VA | Hanover | 37.8208 | -77.4462 | 1992 | 1
PJM | Doswell Energy Center | 52019 | GEN6 |  |  | Natural Gas Fired Combined Cycle | 132 | VA | Hanover | 37.8208 | -77.4462 | 1992 | 1
PJM | Doswell Energy Center | 52019 | GEN7 |  |  | Natural Gas Fired Combustion Turbine | 187 | VA | Hanover | 37.8208 | -77.4462 | 2001 | 3
PJM | Doswell Energy Center | 52019 | GEN8 |  |  | Natural Gas Fired Combustion Turbine | 187 | VA | Hanover | 37.8208 | -77.4462 | 2018 | 3
PJM | Doswell Energy Center | 52019 | GEN9 |  |  | Natural Gas Fired Combustion Turbine | 187 | VA | Hanover | 37.8208 | -77.4462 | 2018 | 4
PJM | Dover (OH) | 2914 | 3 |  |  | Conventional Steam Coal | 8 | OH | Tuscarawas | 40.5201 | -81.4681 | 1954 | 1
PJM | Dover (OH) | 2914 | 4 |  |  | Conventional Steam Coal | 19.5 | OH | Tuscarawas | 40.5201 | -81.4681 | 1968 | 6
PJM | Dover (OH) | 2914 | 5 |  |  | Petroleum Liquids | 2.6 | OH | Tuscarawas | 40.5201 | -81.4681 | 1966 | 6
PJM | Dover (OH) | 2914 | 6 |  |  | Natural Gas Fired Combustion Turbine | 19.5 | OH | Tuscarawas | 40.5201 | -81.4681 | 1992 | 9
PJM | Dover Peaking | 7777 | 1 |  |  | Petroleum Liquids | 1.8 | OH | Tuscarawas | 40.5416 | -81.4985 | 1999 | 7
PJM | Dover Peaking | 7777 | 2 |  |  | Petroleum Liquids | 1.8 | OH | Tuscarawas | 40.5416 | -81.4985 | 1999 | 7
PJM | Dover Peaking | 7777 | 3 |  |  | Petroleum Liquids | 1.8 | OH | Tuscarawas | 40.5416 | -81.4985 | 1999 | 7
PJM | Dover Peaking | 7777 | 4 |  |  | Petroleum Liquids | 1.8 | OH | Tuscarawas | 40.5416 | -81.4985 | 1999 | 7
PJM | Dover Peaking | 7777 | 5 |  |  | Petroleum Liquids | 1.8 | OH | Tuscarawas | 40.5416 | -81.4985 | 1999 | 7
PJM | Dover Peaking | 7777 | 6 |  |  | Petroleum Liquids | 1.8 | OH | Tuscarawas | 40.5416 | -81.4985 | 1999 | 7
PJM | Dover Sun Park | 57337 | 1 |  |  | Solar Photovoltaic | 10 | DE | Kent | 39.1836 | -75.5044 | 2011 | 7
PJM | Dow Jones South Brunswick Solar | 57397 | PV01 |  |  | Solar Photovoltaic | 2.2 | NJ | Middlesex | 40.3698 | -74.5868 | 2010 | 12
PJM | Dow Jones South Brunswick Solar | 57397 | PV02 |  |  | Solar Photovoltaic | 1.4 | NJ | Middlesex | 40.3698 | -74.5868 | 2011 | 3
PJM | Downs Farm Solar | 59429 | DOWN1 |  |  | Solar Photovoltaic | 5 | NC | Hertford | 36.3619 | -76.9169 | 2015 | 11
PJM | Downtown | 55954 | 1 |  |  | Petroleum Liquids | 1.6 | VA | Southampton | 36.6803 | -76.9219 | 1992 | 11
PJM | Downtown | 55954 | 2 |  |  | Petroleum Liquids | 1.6 | VA | Southampton | 36.6803 | -76.9219 | 1992 | 11
PJM | Dresden Energy Facility | 55350 | 1 |  |  | Natural Gas Fired Combined Cycle | 198.9 | OH | Muskingum | 40.0928 | -82.0276 | 2012 | 2
PJM | Dresden Energy Facility | 55350 | 2 |  |  | Natural Gas Fired Combined Cycle | 198.9 | OH | Muskingum | 40.0928 | -82.0276 | 2012 | 2
PJM | Dresden Energy Facility | 55350 | 3 |  |  | Natural Gas Fired Combined Cycle | 280.5 | OH | Muskingum | 40.0928 | -82.0276 | 2012 | 2
PJM | Dresden Generating Station | 869 | 2 |  |  | Nuclear | 1009.3 | IL | Grundy | 41.39 | -88.27 | 1970 | 8
PJM | Dresden Generating Station | 869 | 3 |  |  | Nuclear | 1009.3 | IL | Grundy | 41.39 | -88.27 | 1971 | 10
PJM | Dry Bridge Storage | 65044 | DBES |  |  | Batteries | 20 | VA | Chesterfield | 37.5 | -77.7 | 2023 | 11
PJM | Dynamic Energy NJ - Ferrero | 66815 | P5875 |  |  | Solar Photovoltaic | 1.5 | NJ | Somerset | 40.5505 | -74.545 | 2022 | 11
PJM | ECP Uptown Campus | 63485 | 1 |  |  | Natural Gas Fired Combustion Turbine | 5.6 | PA | Allegheny | 40.4373 | -79.9874 | 1997 | 11
PJM | EDF Ph1 Toms River | 64327 | GEN1 |  |  | Solar Photovoltaic | 21.3 | NJ | Ocean | 39.984 | -74.238 | 2021 | 6
PJM | EDF Saucon Valley | 67708 | EDFSV |  |  | Solar Photovoltaic | 2.6 | PA | Northampton | 40.5818 | -75.3573 | 2024 | 6
PJM | ENGIE Solidago Solar Project - Hybrid | 65304 | SOLAR |  |  | Solar Photovoltaic | 50 | DE | New Castle | 39.3952 | -75.7535 | 2022 | 12
PJM | EQX002 Secaucus Rd Fuel Cell | 63702 | EQX02 |  |  | Other Natural Gas | 1.5 | NJ | Hudson | 40.7754 | -74.0703 | 2019 | 7
PJM | EQX003 Secaucus Rd Fuel Cell | 63703 | EQX03 |  |  | Other Natural Gas | 2 | NJ | Hudson | 40.7785 | -74.0722 | 2018 | 9
PJM | EQX012 Harz Fuel Cell | 63706 | EQX12 |  |  | Other Natural Gas | 2.5 | NJ | Hudson | 40.7778 | -74.0759 | 2018 | 7
PJM | ER Bison Solar CSG | 66097 | 371 |  |  | Solar Photovoltaic | 1.4 | PA | Union | 40.9418 | -76.8935 | 2023 | 1
PJM | ETS Ewing Solar Facility | 57574 | ETS1 |  |  | Solar Photovoltaic | 1.3 | NJ | Mercer | 40.2818 | -74.7936 | 2010 | 6
PJM | Eagle Point Power Generation | 50561 | GTG1 |  |  | Natural Gas Fired Combined Cycle | 90 | NJ | Gloucester | 39.8746 | -75.1592 | 1990 | 11
PJM | Eagle Point Power Generation | 50561 | GTG2 |  |  | Natural Gas Fired Combined Cycle | 90 | NJ | Gloucester | 39.8746 | -75.1592 | 1990 | 11
PJM | Eagle Point Power Generation | 50561 | STG1 |  |  | Natural Gas Fired Combined Cycle | 45 | NJ | Gloucester | 39.8746 | -75.1592 | 1991 | 4
PJM | Eagle Point Power Generation | 50561 | STG2 |  |  | Natural Gas Fired Combined Cycle | 26.8 | NJ | Gloucester | 39.8746 | -75.1592 | 2016 | 5
PJM | Earthmovers LFGTE | 57250 | 1 |  |  | Landfill Gas | 0.8 | IN | Elkhart | 41.6229 | -85.9752 | 2010 | 10
PJM | Earthmovers LFGTE | 57250 | 2 |  |  | Landfill Gas | 0.8 | IN | Elkhart | 41.6229 | -85.9752 | 2010 | 10
PJM | Earthmovers LFGTE | 57250 | 3 |  |  | Landfill Gas | 0.8 | IN | Elkhart | 41.6229 | -85.9752 | 2010 | 10
PJM | Earthmovers LFGTE | 57250 | 4 |  |  | Landfill Gas | 0.8 | IN | Elkhart | 41.6229 | -85.9752 | 2010 | 10
PJM | Earthmovers LFGTE | 57250 | 5 |  |  | Landfill Gas | 0.8 | IN | Elkhart | 41.6229 | -85.9752 | 2010 | 10
PJM | Earthmovers LFGTE | 57250 | 6 |  |  | Landfill Gas | 0.8 | IN | Elkhart | 41.6229 | -85.9752 | 2010 | 10
PJM | East Amwell | 60327 | AMWEL |  |  | Solar Photovoltaic | 1.8 | NJ | Hunterdon | 40.4433 | -74.8764 | 2016 | 5
PJM | East Bend | 6018 | 2 |  |  | Conventional Steam Coal | 772 | KY | Boone | 38.9036 | -84.8514 | 1981 | 3
PJM | East Campus Steam Plant | 58195 | CT1 |  |  | Natural Gas Fired Combustion Turbine | 7 | PA | Centre | 40.8092 | -77.8475 | 2011 | 6
PJM | East Campus Utility Plant | 57929 | P007 |  |  | Petroleum Liquids | 2 | OH | Hamilton | 39.1379 | -84.5049 | 2006 | 7
PJM | East Campus Utility Plant | 57929 | P008 |  |  | Petroleum Liquids | 1.5 | OH | Hamilton | 39.1379 | -84.5049 | 2006 | 7
PJM | East Campus Utility Plant | 57929 | P058 |  |  | Petroleum Liquids | 2.5 | OH | Hamilton | 39.1379 | -84.5049 | 2022 | 5
PJM | East Campus Utility Plant | 57929 | STG |  |  | Natural Gas Steam Turbine | 1.3 | OH | Hamilton | 39.1379 | -84.5049 | 2010 | 11
PJM | East Orange Solar | 60727 | PV1 |  |  | Solar Photovoltaic | 4.5 | NJ | Essex | 40.7476 | -74.3358 | 2015 | 3
PJM | Eastern Correctional Institute | 10693 | 1147 |  |  | Wood/Wood Waste Biomass | 1.9 | MD | Somerset | 38.159 | -75.704 | 1987 | 8
PJM | Eastern Correctional Institute | 10693 | 1148 |  |  | Natural Gas Steam Turbine | 1.9 | MD | Somerset | 38.159 | -75.704 | 1987 | 8
PJM | Eastern Correctional Institute | 10693 | DG1 |  |  | Petroleum Liquids | 1 | MD | Somerset | 38.159 | -75.704 | 1988 | 11
PJM | Eastern Correctional Institute | 10693 | DG2 |  |  | Petroleum Liquids | 1 | MD | Somerset | 38.159 | -75.704 | 1988 | 11
PJM | Eastern Landfill Gas LLC | 56571 | 1 |  |  | Landfill Gas | 1 | MD | Baltimore | 39.3897 | -76.392 | 2006 | 10
PJM | Eastern Landfill Gas LLC | 56571 | 2 |  |  | Landfill Gas | 1 | MD | Baltimore | 39.3897 | -76.392 | 2006 | 10
PJM | Eastern Landfill Gas LLC | 56571 | 3 |  |  | Landfill Gas | 1 | MD | Baltimore | 39.3897 | -76.392 | 2006 | 10
PJM | Eastern Landfill Gas LLC | 56571 | 4 |  |  | Landfill Gas | 1 | MD | Baltimore | 39.3897 | -76.392 | 2022 | 6
PJM | Eastern Shore Solar, LLC | 60127 | PV1 |  |  | Solar Photovoltaic | 80 | VA | Accomack | 37.9439 | -75.5696 | 2016 | 10
PJM | Easton | 1580 | 10 |  |  | Petroleum Liquids | 3.5 | MD | Talbot | 38.7786 | -76.0769 | 1966 | 5
PJM | Easton | 1580 | 101 |  |  | Petroleum Liquids | 1.5 | MD | Talbot | 38.7786 | -76.0769 | 1995 | 12
PJM | Easton | 1580 | 102 |  |  | Petroleum Liquids | 1.5 | MD | Talbot | 38.7786 | -76.0769 | 1995 | 12
PJM | Easton | 1580 | 11 |  |  | Petroleum Liquids | 3.8 | MD | Talbot | 38.7786 | -76.0769 | 1968 | 6
PJM | Easton | 1580 | 12 |  |  | Petroleum Liquids | 4.1 | MD | Talbot | 38.7786 | -76.0769 | 1970 | 7
PJM | Easton | 1580 | 13 |  |  | Petroleum Liquids | 5.6 | MD | Talbot | 38.7786 | -76.0769 | 1973 | 7
PJM | Easton | 1580 | 14 |  |  | Petroleum Liquids | 5.6 | MD | Talbot | 38.7786 | -76.0769 | 1973 | 7
PJM | Easton | 1580 | 7 |  |  | Petroleum Liquids | 2.5 | MD | Talbot | 38.7786 | -76.0769 | 1954 | 11
PJM | Easton | 1580 | 9 |  |  | Petroleum Liquids | 3 | MD | Talbot | 38.7786 | -76.0769 | 1961 | 12
PJM | Easton 2 | 4257 | 201 |  |  | Petroleum Liquids | 1.5 | MD | Talbot | 38.795 | -76.07 | 1995 | 5
PJM | Easton 2 | 4257 | 202 |  |  | Petroleum Liquids | 1.5 | MD | Talbot | 38.795 | -76.07 | 1995 | 5
PJM | Easton 2 | 4257 | 203 |  |  | Petroleum Liquids | 5.4 | MD | Talbot | 38.795 | -76.07 | 2004 | 11
PJM | Easton 2 | 4257 | 204 |  |  | Petroleum Liquids | 5.4 | MD | Talbot | 38.795 | -76.07 | 2004 | 11
PJM | Easton 2 | 4257 | 21 |  |  | Petroleum Liquids | 6.2 | MD | Talbot | 38.795 | -76.07 | 1978 | 3
PJM | Easton 2 | 4257 | 22 |  |  | Petroleum Liquids | 6.2 | MD | Talbot | 38.795 | -76.07 | 1978 | 3
PJM | Easton 2 | 4257 | 23 |  |  | Petroleum Liquids | 6.3 | MD | Talbot | 38.795 | -76.07 | 1989 | 6
PJM | Easton 2 | 4257 | 24 |  |  | Petroleum Liquids | 6.3 | MD | Talbot | 38.795 | -76.07 | 1989 | 6
PJM | Ebensburg Power | 10603 | GEN1 |  |  | Conventional Steam Coal | 57.6 | PA | Cambria | 40.455 | -78.7472 | 1990 | 11
PJM | EcoGrove Wind LLC | 56805 | 1 |  |  | Onshore Wind Turbine | 100.5 | IL | Stephenson | 42.4515 | -89.8784 | 2009 | 7
PJM | Eddystone Generating Station | 3161 | 10 |  |  | Petroleum Liquids | 18.6 | PA | Delaware | 39.858 | -75.323 | 1967 | 5
PJM | Eddystone Generating Station | 3161 | 20 |  |  | Petroleum Liquids | 18.6 | PA | Delaware | 39.858 | -75.323 | 1967 | 10
PJM | Eddystone Generating Station | 3161 | 3 |  |  | Natural Gas Steam Turbine | 391 | PA | Delaware | 39.858 | -75.323 | 1974 | 9
PJM | Eddystone Generating Station | 3161 | 30 |  |  | Petroleum Liquids | 21.2 | PA | Delaware | 39.858 | -75.323 | 1970 | 3
PJM | Eddystone Generating Station | 3161 | 4 |  |  | Natural Gas Steam Turbine | 391 | PA | Delaware | 39.858 | -75.323 | 1976 | 6
PJM | Eddystone Generating Station | 3161 | 40 |  |  | Petroleum Liquids | 21.2 | PA | Delaware | 39.858 | -75.323 | 1970 | 6
PJM | Edenton Generators | 7429 | 2 |  |  | Petroleum Liquids | 1.2 | NC | Chowan | 36.0286 | -76.5719 | 1988 | 12
PJM | Edenton Generators | 7429 | 3 |  |  | Petroleum Liquids | 1.2 | NC | Chowan | 36.0286 | -76.5719 | 2014 | 6
PJM | Edenton Solar | 61781 | EDE |  |  | Solar Photovoltaic | 5 | NC | Chowan | 36.054 | -76.544 | 2019 | 12
PJM | Edge Moor | 593 | 10 |  |  | Petroleum Liquids | 12.5 | DE | New Castle | 39.7389 | -75.5038 | 1963 | 6
PJM | Edge Moor | 593 | 3 |  |  | Natural Gas Steam Turbine | 75 | DE | New Castle | 39.7389 | -75.5038 | 1954 | 12
PJM | Edge Moor | 593 | 4 |  |  | Natural Gas Steam Turbine | 176.8 | DE | New Castle | 39.7389 | -75.5038 | 1966 | 4
PJM | Edge Moor | 593 | 5 |  |  | Natural Gas Steam Turbine | 446 | DE | New Castle | 39.7389 | -75.5038 | 1973 | 8
PJM | Edgerton | 7874 | 1 |  |  | Petroleum Liquids | 1.8 | OH | Williams | 41.45 | -84.7672 | 2000 | 8
PJM | Edgerton | 7874 | 2 |  |  | Petroleum Liquids | 1.8 | OH | Williams | 41.45 | -84.7672 | 2000 | 8
PJM | Edison 0308 Solar | 67067 | CJ308 |  |  | Solar Photovoltaic | 2.5 | NJ | Middlesex | 40.53 | -74.387 | 2022 | 4
PJM | Edison 7205 Solar | 67066 | NJ205 |  |  | Solar Photovoltaic | 1.4 | NJ | Middlesex | 40.53 | -74.402 | 2022 | 11
PJM | Electric Avenue Facility | 56367 | 1 |  |  | Petroleum Liquids | 1.8 | VA | Culpeper | 38.28 | -77.59 | 2004 | 12
PJM | Electric Avenue Facility | 56367 | 2 |  |  | Petroleum Liquids | 1.8 | VA | Culpeper | 38.28 | -77.59 | 2004 | 12
PJM | Electric Avenue Facility | 56367 | 3 |  |  | Petroleum Liquids | 1.8 | VA | Culpeper | 38.28 | -77.59 | 2004 | 12
PJM | Electric Avenue Facility | 56367 | 4 |  |  | Petroleum Liquids | 1.5 | VA | Culpeper | 38.28 | -77.59 | 1997 | 2
PJM | Electric City Solar | 64097 | 232 |  |  | Solar Photovoltaic | 15 | MI | St Joseph | 41.75 | -85.45 | 2020 | 12
PJM | Elizabeth River Power Station | 52087 | GEN1 |  |  | Natural Gas Fired Combustion Turbine | 129.6 | VA | Chesapeake City | 36.775 | -76.3083 | 1992 | 6
PJM | Elizabeth River Power Station | 52087 | GEN2 |  |  | Natural Gas Fired Combustion Turbine | 129.6 | VA | Chesapeake City | 36.775 | -76.3083 | 1992 | 6
PJM | Elizabeth River Power Station | 52087 | GEN3 |  |  | Natural Gas Fired Combustion Turbine | 129.6 | VA | Chesapeake City | 36.775 | -76.3083 | 1992 | 6
PJM | Elizabeth Seaport Bldg A Solar | 67050 | NJ701 |  |  | Solar Photovoltaic | 1.5 | NJ | Union | 40.668 | -74.167 | 2022 | 1
PJM | Elizabethtown Solar | 60985 | ESPV |  |  | Solar Photovoltaic | 2 | PA | Lancaster | 40.1527 | -76.5814 | 2016 | 2
PJM | Elk Hill Solar 1 | 63773 | PAEH1 |  |  | Solar Photovoltaic | 20 | PA | Franklin | 39.8492 | -77.9291 | 2022 | 12
PJM | Elk Hill Solar 2 | 63768 | PAEH2 |  |  | Solar Photovoltaic | 15 | PA | Franklin | 39.7996 | -77.8116 | 2020 | 12
PJM | Elkhart | 986 | 1 |  |  | Conventional Hydroelectric | 1.4 | IN | Elkhart | 41.6928 | -85.965 | 1913 | 1
PJM | Elkhart | 986 | 2 |  |  | Conventional Hydroelectric | 1 | IN | Elkhart | 41.6928 | -85.965 | 1921 | 1
PJM | Elkhart | 986 | 3 |  |  | Conventional Hydroelectric | 1 | IN | Elkhart | 41.6928 | -85.965 | 1921 | 1
PJM | Elkton | 52148 | GEN1 |  |  | Natural Gas Steam Turbine | 7.2 | VA | Rockingham | 38.3836 | -78.6528 | 1982 | 6
PJM | Elkton | 52148 | GEN10 |  |  | Natural Gas Internal Combustion Engine | 2 | VA | Rockingham | 38.3836 | -78.6528 | 2025 | 5
PJM | Elkton | 52148 | GEN5 |  |  | Natural Gas Steam Turbine | 0.4 | VA | Rockingham | 38.3836 | -78.6528 | 1982 | 6
PJM | Elkton | 52148 | GEN6 |  |  | Natural Gas Steam Turbine | 1.2 | VA | Rockingham | 38.3836 | -78.6528 | 2021 | 12
PJM | Elkton | 52148 | GEN7 |  |  | Natural Gas Steam Turbine | 1.2 | VA | Rockingham | 38.3836 | -78.6528 | 2021 | 12
PJM | Elkton | 52148 | GEN8 |  |  | Natural Gas Internal Combustion Engine | 2 | VA | Rockingham | 38.3836 | -78.6528 | 2024 | 9
PJM | Elkton Solar | 60089 | ELKTN |  |  | Solar Photovoltaic | 1.6 | MD | Cecil | 39.6035 | -75.8362 | 2015 | 12
PJM | Elwood Energy LLC | 55199 | GT1 |  |  | Natural Gas Fired Combustion Turbine | 192 | IL | Will | 41.4388 | -88.1236 | 1999 | 7
PJM | Elwood Energy LLC | 55199 | GT2 |  |  | Natural Gas Fired Combustion Turbine | 192 | IL | Will | 41.4388 | -88.1236 | 1999 | 7
PJM | Elwood Energy LLC | 55199 | GT3 |  |  | Natural Gas Fired Combustion Turbine | 192 | IL | Will | 41.4388 | -88.1236 | 1999 | 7
PJM | Elwood Energy LLC | 55199 | GT4 |  |  | Natural Gas Fired Combustion Turbine | 192 | IL | Will | 41.4388 | -88.1236 | 1999 | 7
PJM | Elwood Energy LLC | 55199 | GT5 |  |  | Natural Gas Fired Combustion Turbine | 192 | IL | Will | 41.4388 | -88.1236 | 2001 | 7
PJM | Elwood Energy LLC | 55199 | GT6 |  |  | Natural Gas Fired Combustion Turbine | 192 | IL | Will | 41.4388 | -88.1236 | 2001 | 7
PJM | Elwood Energy LLC | 55199 | GT7 |  |  | Natural Gas Fired Combustion Turbine | 192 | IL | Will | 41.4388 | -88.1236 | 2001 | 8
PJM | Elwood Energy LLC | 55199 | GT8 |  |  | Natural Gas Fired Combustion Turbine | 192 | IL | Will | 41.4388 | -88.1236 | 2001 | 8
PJM | Elwood Energy LLC | 55199 | GT9 |  |  | Natural Gas Fired Combustion Turbine | 192 | IL | Will | 41.4388 | -88.1236 | 2001 | 7
PJM | Emerald Kemble, LLC | 66428 | EK350 |  |  | Solar Photovoltaic | 1.2 | NJ | Morris | 40.7684 | -74.4987 | 2022 | 5
PJM | Emerald Kemble, LLC | 66428 | EK360 |  |  | Solar Photovoltaic | 1.2 | NJ | Morris | 40.7684 | -74.4987 | 2022 | 5
PJM | Emmitsburg Solar Arrays | 60849 | 87353 |  |  | Solar Photovoltaic | 1.7 | MD | Frederick | 39.6937 | -77.3144 | 2014 | 4
PJM | Emporia | 50175 | GEN1 |  |  | Conventional Hydroelectric | 2 | VA | Greensville | 36.696 | -77.56 | 1986 | 1
PJM | Emporia | 50175 | GEN2 |  |  | Conventional Hydroelectric | 0.5 | VA | Greensville | 36.696 | -77.56 | 1986 | 1
PJM | Energix Aditya, LLC | 65151 | ENX13 |  |  | Solar Photovoltaic | 11.5 | VA | Louisa | 38.0177 | -77.9529 | 2023 | 8
PJM | Energix Buckingham, LLC | 64015 | ENX05 |  |  | Solar Photovoltaic | 20 | VA | Buckingham | 37.5064 | -78.381 | 2021 | 7
PJM | Energix Hollyfield, LLC | 64010 | ENX06 |  |  | Solar Photovoltaic | 13 | VA | King William | 37.671 | -77.17 | 2021 | 7
PJM | Energix Leatherwood, LLC | 64817 | ENX10 |  |  | Solar Photovoltaic | 20 | VA | Henry | 36.6871 | -79.7095 | 2021 | 8
PJM | Energix Nokesville, LLC | 64012 | ENX07 |  |  | Solar Photovoltaic | 20 | VA | Prince William | 38.672 | -77.593 | 2022 | 11
PJM | Energy Center Dover | 10030 | COG1 |  |  | Natural Gas Fired Combined Cycle | 18 | DE | Kent | 39.1495 | -75.5473 | 1985 | 5
PJM | Energy Center Dover | 10030 | KD-1 |  |  | Natural Gas Fired Combined Cycle | 50 | DE | Kent | 39.1495 | -75.5473 | 2001 | 6
PJM | Energy Center Dover | 10030 | KD-2 |  |  | Natural Gas Fired Combustion Turbine | 50 | DE | Kent | 39.1495 | -75.5473 | 2001 | 6
PJM | Energy Developments, Hancock | 67027 | GEN1 |  |  | Landfill Gas | 0.8 | OH | Hancock | 41.0657 | -83.4095 | 2014 | 9
PJM | Energy Developments, Hancock | 67027 | GEN2 |  |  | Landfill Gas | 0.8 | OH | Hancock | 41.0657 | -83.4095 | 2014 | 9
PJM | Energy Developments, Hancock | 67027 | GEN3 |  |  | Landfill Gas | 0.8 | OH | Hancock | 41.0657 | -83.4095 | 2014 | 9
PJM | Energy Developments, Hancock | 67027 | GEN4 |  |  | Landfill Gas | 0.8 | OH | Hancock | 41.0657 | -83.4095 | 2014 | 9
PJM | Engelhard Solar LLC | 59367 | PV1 |  |  | Solar Photovoltaic | 0.8 | NJ | Middlesex | 40.33 | -74.4625 | 2012 | 12
PJM | Ephrata PA BTM | 66446 | PB1 |  |  | Petroleum Liquids | 2.7 | PA | Lancaster | 40.1884 | -76.1712 | 2021 | 11
PJM | Ephrata PA BTM | 66446 | PB2 |  |  | Petroleum Liquids | 2.7 | PA | Lancaster | 40.1884 | -76.1712 | 2021 | 11
PJM | Erie Solar, LLC | 66365 | ERIE |  |  | Solar Photovoltaic | 20 | PA | Erie | 42.0131 | -80.3073 | 2025 | 2
PJM | Essential Power Rock Springs LLC | 7835 | 1 |  |  | Natural Gas Fired Combustion Turbine | 198.9 | MD | Cecil | 39.719 | -76.1598 | 2003 | 6
PJM | Essential Power Rock Springs LLC | 7835 | 2 |  |  | Natural Gas Fired Combustion Turbine | 198.9 | MD | Cecil | 39.719 | -76.1598 | 2003 | 6
PJM | Essential Power Rock Springs LLC | 7835 | 3 |  |  | Natural Gas Fired Combustion Turbine | 198.9 | MD | Cecil | 39.719 | -76.1598 | 2003 | 6
PJM | Essential Power Rock Springs LLC | 7835 | 4 |  |  | Natural Gas Fired Combustion Turbine | 198.9 | MD | Cecil | 39.719 | -76.1598 | 2003 | 6
PJM | Essex County Correctional Facility Cogen | 63540 | EG1 |  |  | Natural Gas Internal Combustion Engine | 3.1 | NJ | Essex | 40.7205 | -74.1263 | 2003 | 1
PJM | Essex County Correctional Facility Cogen | 63540 | EG2 |  |  | Natural Gas Internal Combustion Engine | 3.1 | NJ | Essex | 40.7205 | -74.1263 | 2003 | 1
PJM | Essex Solar Center | 61406 | ESSEX |  |  | Solar Photovoltaic | 20 | VA | Essex | 37.8341 | -76.8 | 2017 | 12
PJM | Euclid Farm, Stamco N-54 | 59024 | N-54 |  |  | Onshore Wind Turbine | 1 | OH | Cuyahoga | 41.6022 | -81.4969 | 2012 | 10
PJM | Evanston Township High School | 54788 | GEN1 |  |  | Natural Gas Internal Combustion Engine | 0.8 | IL | Cook | 42.044 | -87.6996 | 1992 | 12
PJM | Evanston Township High School | 54788 | GEN2 |  |  | Natural Gas Internal Combustion Engine | 0.8 | IL | Cook | 42.044 | -87.6996 | 1992 | 12
PJM | Evanston Township High School | 54788 | GEN3 |  |  | Natural Gas Internal Combustion Engine | 0.8 | IL | Cook | 42.044 | -87.6996 | 1992 | 12
PJM | Everett PV1 | 60997 | EVRT1 |  |  | Solar Photovoltaic | 10 | NC | Martin | 35.8211 | -77.3096 | 2019 | 12
PJM | Everetts Wildcat Solar, LLC | 59549 | EVER1 |  |  | Solar Photovoltaic | 5 | NC | Martin | 35.8472 | -77.1114 | 2015 | 4
PJM | Exelon Solar Chicago | 57191 | ECS1 |  |  | Solar Photovoltaic | 9 | IL | Cook | 41.6758 | -87.6514 | 2009 | 12
PJM | ExxonMobil Oil Joliet Refinery | 50627 | GTG1 |  |  | Other Gases | 25.7 | IL | Will | 41.4167 | -88.1833 | 1987 | 11
PJM | ExxonMobil Oil Joliet Refinery | 50627 | MG |  |  | Other Gases | 11.2 | IL | Will | 41.4167 | -88.1833 | 1986 | 5
PJM | ExxonMobil Oil Joliet Refinery | 50627 | STG1 |  |  | Other Gases | 6.5 | IL | Will | 41.4167 | -88.1833 | 1987 | 11
PJM | FFP - MD Foxhall | 67297 | P5658 |  |  | Solar Photovoltaic | 2 | MD | Baltimore | 39.6835 | -76.7391 | 2023 | 8
PJM | FPL Energy Illinois Wind LLC Hybrid | 57325 | BFT |  |  | Batteries | 20 | IL | DeKalb | 41.7678 | -88.8867 | 2014 | 11
PJM | FPL Energy Illinois Wind LLC Hybrid | 57325 | GE1.5 |  |  | Onshore Wind Turbine | 217.5 | IL | DeKalb | 41.7678 | -88.8867 | 2009 | 12
PJM | Fair Wind | 59147 | 1 |  |  | Onshore Wind Turbine | 30 | MD | Garrett | 39.4046 | -79.2911 | 2015 | 11
PJM | Fairfield Lee Solar, LLC Community Solar | 67532 | FAIRF |  |  | Solar Photovoltaic | 5 | VA | Rockbridge | 37.8781 | -79.3969 | 2024 | 5
PJM | Fairless Energy Center | 55298 | CT1A |  |  | Natural Gas Fired Combined Cycle | 198.9 | PA | Bucks | 40.1475 | -74.7411 | 2004 | 5
PJM | Fairless Energy Center | 55298 | CT1B |  |  | Natural Gas Fired Combined Cycle | 198.9 | PA | Bucks | 40.1475 | -74.7411 | 2004 | 5
PJM | Fairless Energy Center | 55298 | CT2A |  |  | Natural Gas Fired Combined Cycle | 198.9 | PA | Bucks | 40.1475 | -74.7411 | 2004 | 6
PJM | Fairless Energy Center | 55298 | CT2B |  |  | Natural Gas Fired Combined Cycle | 198.9 | PA | Bucks | 40.1475 | -74.7411 | 2004 | 6
PJM | Fairless Energy Center | 55298 | ST1 |  |  | Natural Gas Fired Combined Cycle | 271.2 | PA | Bucks | 40.1475 | -74.7411 | 2004 | 5
PJM | Fairless Energy Center | 55298 | ST2 |  |  | Natural Gas Fired Combined Cycle | 271.2 | PA | Bucks | 40.1475 | -74.7411 | 2004 | 6
PJM | Falling Spring | 7397 | 5 |  |  | Natural Gas Internal Combustion Engine | 2 | PA | Franklin | 39.9389 | -77.6583 | 1967 | 12
PJM | Falling Spring | 7397 | 6 |  |  | Natural Gas Internal Combustion Engine | 2 | PA | Franklin | 39.9389 | -77.6583 | 1967 | 12
PJM | Falling Spring | 7397 | 7 |  |  | Natural Gas Internal Combustion Engine | 3.2 | PA | Franklin | 39.9389 | -77.6583 | 2001 | 6
PJM | Falls | 3162 | 1 |  |  | Petroleum Liquids | 21.2 | PA | Bucks | 40.1765 | -74.79 | 1970 | 5
PJM | Falls | 3162 | 2 |  |  | Petroleum Liquids | 21.2 | PA | Bucks | 40.1765 | -74.79 | 1970 | 5
PJM | Falls | 3162 | 3 |  |  | Petroleum Liquids | 21.2 | PA | Bucks | 40.1765 | -74.79 | 1970 | 6
PJM | Fayette Energy Facility | 55516 | CTG1 |  |  | Natural Gas Fired Combined Cycle | 198.9 | PA | Fayette | 39.8592 | -79.9182 | 2003 | 6
PJM | Fayette Energy Facility | 55516 | CTG2 |  |  | Natural Gas Fired Combined Cycle | 198.9 | PA | Fayette | 39.8592 | -79.9182 | 2003 | 6
PJM | Fayette Energy Facility | 55516 | STG1 |  |  | Natural Gas Fired Combined Cycle | 317.1 | PA | Fayette | 39.8592 | -79.9182 | 2003 | 6
PJM | Fayette Solar | 67166 | FYTSL |  |  | Solar Photovoltaic | 45 | OH | Ross | 39.383 | -83.4 | 2025 | 1
PJM | FedEx Chicago Solar Facility | 64919 | FDXIL |  |  | Solar Photovoltaic | 1.5 | IL | Cook | 41.7539 | -87.7894 | 2020 | 10
PJM | FedEx Field Solar Facility | 57747 | 1 |  |  | Solar Photovoltaic | 2 | MD | Prince Georges | 38.9078 | -76.8644 | 2011 | 9
PJM | FedEx Hagerstown | 67801 | PV1 |  |  | Solar Photovoltaic | 1.8 | MD | Washington | 39.6385 | -77.7923 | 2015 | 4
PJM | FedEx Woodbridge | 57776 | 1 |  |  | Solar Photovoltaic | 2 | NJ | Middlesex | 40.5064 | -74.3235 | 2009 | 12
PJM | Federalsburg Energy Storage 1 LLC | 66499 | FDBA1 |  |  | Batteries | 1.2 | MD | Caroline | 38.6402 | -75.7111 | 2021 | 11
PJM | Federalsburg Energy Storage 1 LLC | 66499 | FDPV1 |  |  | Solar Photovoltaic | 0.8 | MD | Caroline | 38.6402 | -75.7111 | 2021 | 11
PJM | Fern Solar LLC | 62798 | FERN |  |  | Solar Photovoltaic | 100 | NC | Edgecombe | 36.0033 | -77.6964 | 2020 | 12
PJM | Findlay Wind Farm | 60015 | WNDW1 |  |  | Onshore Wind Turbine | 3 | OH | Hancock | 41.1012 | -83.6444 | 2015 | 12
PJM | First Baptist Church of Glenarden | 62043 | FBCG1 |  |  | Solar Photovoltaic | 1.5 | MD | Prince Georges | 38.82 | -76.87 | 2018 | 4
PJM | FirstEnergy Bay Shore | 2878 | 1 |  |  | Petroleum Coke | 171 | OH | Lucas | 41.6917 | -83.4378 | 1955 | 8
PJM | FirstEnergy Bay Shore | 2878 | CT |  |  | Petroleum Liquids | 16 | OH | Lucas | 41.6917 | -83.4378 | 1967 | 8
PJM | FirstEnergy Fort Martin Power Station | 3943 | 1 |  |  | Conventional Steam Coal | 576 | WV | Monongalia | 39.7108 | -79.9275 | 1967 | 10
PJM | FirstEnergy Fort Martin Power Station | 3943 | 2 |  |  | Conventional Steam Coal | 576 | WV | Monongalia | 39.7108 | -79.9275 | 1968 | 12
PJM | FirstEnergy Harrison Power Station | 3944 | 1 |  |  | Conventional Steam Coal | 684 | WV | Harrison | 39.3842 | -80.3325 | 1972 | 12
PJM | FirstEnergy Harrison Power Station | 3944 | 2 |  |  | Conventional Steam Coal | 684 | WV | Harrison | 39.3842 | -80.3325 | 1973 | 12
PJM | FirstEnergy Harrison Power Station | 3944 | 3 |  |  | Conventional Steam Coal | 684 | WV | Harrison | 39.3842 | -80.3325 | 1974 | 12
PJM | Fisk Street | 886 | 311 |  |  | Petroleum Liquids | 32.5 | IL | Cook | 41.8508 | -87.6533 | 1968 | 7
PJM | Fisk Street | 886 | 312 |  |  | Petroleum Liquids | 32.5 | IL | Cook | 41.8508 | -87.6533 | 1968 | 7
PJM | Fisk Street | 886 | 321 |  |  | Petroleum Liquids | 32.5 | IL | Cook | 41.8508 | -87.6533 | 1968 | 7
PJM | Fisk Street | 886 | 322 |  |  | Petroleum Liquids | 32.5 | IL | Cook | 41.8508 | -87.6533 | 1968 | 7
PJM | Fisk Street | 886 | 331 |  |  | Petroleum Liquids | 32.5 | IL | Cook | 41.8508 | -87.6533 | 1968 | 7
PJM | Fisk Street | 886 | 332 |  |  | Petroleum Liquids | 32.5 | IL | Cook | 41.8508 | -87.6533 | 1968 | 7
PJM | Fisk Street | 886 | 341 |  |  | Petroleum Liquids | 32.5 | IL | Cook | 41.8508 | -87.6533 | 1968 | 7
PJM | Fisk Street | 886 | 342 |  |  | Petroleum Liquids | 32.5 | IL | Cook | 41.8508 | -87.6533 | 1968 | 7
PJM | Five Forks Solar | 59951 | 5FRK |  |  | Solar Photovoltaic | 20 | NC | Warren | 36.5155 | -78.0337 | 2019 | 12
PJM | Flat Meeks PV 1 | 59514 | FLAT1 |  |  | Solar Photovoltaic | 5 | NC | Martin | 35.8067 | -77.2706 | 2017 | 10
PJM | Flemington Solar | 57485 | FSNJ |  |  | Solar Photovoltaic | 8 | NJ | Hunterdon | 40.4839 | -74.8567 | 2011 | 12
PJM | Florence Solar W3-080, LLC | 60990 | PV1 |  |  | Solar Photovoltaic | 7.9 | NJ | Burlington | 40.0956 | -74.7876 | 2016 | 12
PJM | Floyd Road Solar Farm | 61031 | PV1 |  |  | Solar Photovoltaic | 5 | NC | Northampton | 36.5059 | -77.6775 | 2017 | 6
PJM | Forked River | 7138 | 1 |  |  | Natural Gas Fired Combustion Turbine | 38.4 | NJ | Ocean | 39.8154 | -74.2098 | 1989 | 6
PJM | Forked River | 7138 | 2 |  |  | Natural Gas Fired Combustion Turbine | 38.4 | NJ | Ocean | 39.8154 | -74.2098 | 1989 | 7
PJM | Fort Detrick Solar PV | 61552 | FDSBS |  |  | Batteries | 6 | MD | Frederick | 39.44 | -77.45 | 2024 | 2
PJM | Fort Detrick Solar PV | 61552 | FDSPV |  |  | Solar Photovoltaic | 15.7 | MD | Frederick | 39.44 | -77.45 | 2016 | 2
PJM | Fort Indiantown Gap | 62408 | X0028 |  |  | Solar Photovoltaic | 3 | PA | Lebanon | 40.4276 | -76.5731 | 2019 | 1
PJM | Fort Martin Solar | 66898 | FTMS |  |  | Solar Photovoltaic | 18.9 | WV | Monongalia | 39.7078 | -79.9488 | 2024 | 1
PJM | Fort Powhatan Solar | 65322 | FTPW |  |  | Solar Photovoltaic | 150 | VA | Prince George | 37.26 | -77.08 | 2022 | 1
PJM | Forward Windpower LLC | 56699 | 1 |  |  | Onshore Wind Turbine | 29.4 | PA | Somerset | 40.0853 | -78.8633 | 2008 | 4
PJM | Foster Wheeler Mt Carmel Cogen | 10343 | TG1 |  |  | Conventional Steam Coal | 47.3 | PA | Northumberland | 40.8112 | -76.453 | 1990 | 1
PJM | Foul Rift Solar Farm | 67252 | FLRFT |  |  | Solar Photovoltaic | 15.4 | NJ | Warren | 40.8 | -75.09 | 2025 | 4
PJM | Fourmile Ridge | 58904 | 1 |  |  | Onshore Wind Turbine | 40 | MD | Garrett | 39.6411 | -79.0111 | 2014 | 12
PJM | Fowler Ridge IV Wind Farm LLC | 59547 | 1 |  |  | Onshore Wind Turbine | 150 | IN | Benton | 40.6206 | -87.3781 | 2016 | 1
PJM | Fowler Ridge Wind Farm LLC | 56777 | FIA |  |  | Onshore Wind Turbine | 101.3 | IN | Benton | 40.5839 | -87.3336 | 2009 | 3
PJM | Fowler Ridge Wind Farm LLC | 56777 | FIB |  |  | Onshore Wind Turbine | 100 | IN | Benton | 40.5839 | -87.3336 | 2009 | 3
PJM | Fowler Ridge Wind Farm LLC | 56777 | FIC |  |  | Onshore Wind Turbine | 88 | IN | Benton | 40.5839 | -87.3336 | 2023 | 8
PJM | Fowler Ridge Wind Farm LLC | 56777 | FII |  |  | Onshore Wind Turbine | 200 | IN | Benton | 40.5839 | -87.3336 | 2009 | 12
PJM | Fowler Ridge Wind Farm LLC | 56777 | FIII |  |  | Onshore Wind Turbine | 99 | IN | Benton | 40.5839 | -87.3336 | 2009 | 2
PJM | Fox Squirrel Solar | 67239 | FOX01 |  |  | Solar Photovoltaic | 577 | OH | Madison | 39.7775 | -83.3671 | 2023 | 12
PJM | Foxconn Ohio | 59683 | 12345 |  |  | Solar Photovoltaic | 2.2 | OH | Trumbull | 41.148 | -80.8838 | 2015 | 1
PJM | Foxglove Solar | 66841 | FOXG1 |  |  | Solar Photovoltaic | 75 | VA | Frederick | 39.0738 | -78.2801 | 2024 | 10
PJM | Foxhound | 67171 | F2024 |  |  | Solar Photovoltaic | 83 | VA | Halifax | 36.8759 | -78.7419 | 2024 | 4
PJM | Francis Scott Key Mall | 63253 | FSK |  |  | Solar Photovoltaic | 1.6 | MD | Frederick | 39.3859 | -77.4095 | 2018 | 3
PJM | Frankford Solar | 60732 | PV1 |  |  | Solar Photovoltaic | 8.2 | NJ | Sussex | 41.1666 | -74.7016 | 2012 | 4
PJM | Franklin Solar (NJ) | 63149 | FRANK |  |  | Solar Photovoltaic | 8.8 | NJ | Warren | 40.72 | -75.06 | 2020 | 1
PJM | Franklin Solar 1 LLC Community Solar | 66963 | FRAN1 |  |  | Solar Photovoltaic | 3 | NJ | Somerset | 40.526 | -74.5591 | 2023 | 10
PJM | Franklin Solar 2 LLC Community Solar | 66964 | FRAN2 |  |  | Solar Photovoltaic | 3.8 | NJ | Somerset | 40.4808 | -74.4947 | 2023 | 10
PJM | Frederick County - Landfill | 63496 | PV1 |  |  | Solar Photovoltaic | 2 | MD | Frederick | 39.3733 | -77.3499 | 2019 | 8
PJM | Frederick County LFGTE Facility | 57754 | 1 |  |  | Landfill Gas | 1 | VA | Frederick | 39.1408 | -78.0975 | 2010 | 11
PJM | Frederick County LFGTE Facility | 57754 | 2 |  |  | Landfill Gas | 1 | VA | Frederick | 39.1408 | -78.0975 | 2010 | 11
PJM | Freeze Solar | 60759 | PV1 |  |  | Solar Photovoltaic | 1.5 | NJ | Middlesex | 40.3763 | -74.5278 | 2013 | 12
PJM | Fremont Energy Center | 55701 | CA01 |  |  | Natural Gas Fired Combined Cycle | 358.7 | OH | Sandusky | 41.3771 | -83.1614 | 2012 | 1
PJM | Fremont Energy Center | 55701 | CT01 |  |  | Natural Gas Fired Combined Cycle | 190.4 | OH | Sandusky | 41.3771 | -83.1614 | 2012 | 1
PJM | Fremont Energy Center | 55701 | CT02 |  |  | Natural Gas Fired Combined Cycle | 190.4 | OH | Sandusky | 41.3771 | -83.1614 | 2012 | 1
PJM | French Paper Hydro | 10656 | 1 |  |  | Conventional Hydroelectric | 0.3 | MI | Berrien | 41.8203 | -86.2592 | 1922 | 1
PJM | French Paper Hydro | 10656 | 2 |  |  | Conventional Hydroelectric | 0.4 | MI | Berrien | 41.8203 | -86.2592 | 1927 | 1
PJM | French Paper Hydro | 10656 | 3 |  |  | Conventional Hydroelectric | 0.4 | MI | Berrien | 41.8203 | -86.2592 | 1930 | 1
PJM | French Paper Hydro | 10656 | 4 |  |  | Conventional Hydroelectric | 0.2 | MI | Berrien | 41.8203 | -86.2592 | 1921 | 1
PJM | French's Landfill PV | 60994 | GEN1 |  |  | Solar Photovoltaic | 5.1 | NJ | Ocean | 40.1097 | -74.1302 | 2014 | 10
PJM | Frenchtown I Solar | 57486 | F1NJ |  |  | Solar Photovoltaic | 3 | NJ | Hunterdon | 40.5217 | -75.0122 | 2012 | 1
PJM | Frenchtown II Solar | 57487 | F2NJ |  |  | Solar Photovoltaic | 3 | NJ | Hunterdon | 40.5144 | -74.9769 | 2011 | 12
PJM | Frenchtown III Solar | 58564 | F3NJ |  |  | Solar Photovoltaic | 7.9 | NJ | Hunterdon | 40.4825 | -75.0181 | 2013 | 12
PJM | Frey Farm Landfill | 56510 | GEN1 |  |  | Landfill Gas | 1.6 | PA | Lancaster | 39.9589 | -76.4442 | 2006 | 1
PJM | Frey Farm Landfill | 56510 | GEN2 |  |  | Landfill Gas | 1.6 | PA | Lancaster | 39.9589 | -76.4442 | 2006 | 1
PJM | Friendship I | 66160 | 569 |  |  | Solar Photovoltaic | 2 | MD | Howard | 39.3095 | -76.9791 | 2023 | 4
PJM | Friendship II | 66162 | 570 |  |  | Solar Photovoltaic | 2 | MD | Howard | 39.3095 | -76.9791 | 2023 | 4
PJM | Fries Hydroelectric Project | 10798 | GEN1 |  |  | Conventional Hydroelectric | 2 | VA | Grayson | 36.7151 | -80.9856 | 1933 | 1
PJM | Fries Hydroelectric Project | 10798 | GEN2 |  |  | Conventional Hydroelectric | 0.8 | VA | Grayson | 36.7151 | -80.9856 | 1933 | 1
PJM | Fries Hydroelectric Project | 10798 | GEN3 |  |  | Conventional Hydroelectric | 0.2 | VA | Grayson | 36.7151 | -80.9856 | 1933 | 1
PJM | Fries Hydroelectric Project | 10798 | GEN4 |  |  | Conventional Hydroelectric | 2.4 | VA | Grayson | 36.7151 | -80.9856 | 1981 | 1
PJM | G&S Wantage Solar LLC | 59366 | PV1 |  |  | Solar Photovoltaic | 8.5 | NJ | Sussex | 41.1892 | -74.5917 | 2014 | 1
PJM | GE-Hitachi Solar - Morris, IL | 64920 | GEHIL |  |  | Solar Photovoltaic | 0.9 | IL | Grundy | 41.3815 | -88.2724 | 2020 | 10
PJM | GKS Solar | 59426 | GKS1 |  |  | Solar Photovoltaic | 5 | NC | Perquimans | 36.2483 | -76.5019 | 2015 | 8
PJM | GLRA Landfill | 56512 | GEN1 |  |  | Landfill Gas | 1.6 | PA | Lebanon | 40.3664 | -76.4931 | 2007 | 9
PJM | GLRA Landfill | 56512 | GEN2 |  |  | Landfill Gas | 1.6 | PA | Lebanon | 40.3664 | -76.4931 | 2007 | 9
PJM | GSG LLC | 56450 | 1 |  |  | Onshore Wind Turbine | 80 | IL | Lee | 41.6436 | -89.1731 | 2007 | 6
PJM | GSPP Onyx New Brunswick LLC | 64422 | NBOE1 |  |  | Solar Photovoltaic | 0.3 | NJ | Middlesex | 40.4807 | -74.4818 | 2019 | 12
PJM | GSPP Onyx New Brunswick LLC | 64422 | NBOE2 |  |  | Solar Photovoltaic | 0.4 | NJ | Middlesex | 40.4807 | -74.4818 | 2019 | 12
PJM | GSPP Onyx New Brunswick LLC | 64422 | NBOE3 |  |  | Solar Photovoltaic | 0.3 | NJ | Middlesex | 40.4807 | -74.4818 | 2019 | 12
PJM | GSPP Onyx New Brunswick LLC | 64422 | NBOE4 |  |  | Solar Photovoltaic | 0.1 | NJ | Middlesex | 40.4807 | -74.4818 | 2019 | 12
PJM | GWCC PV Solar Farm | 61738 | SOLAR |  |  | Solar Photovoltaic | 1.6 | MD | Prince Georges | 39.0172 | -76.909 | 2015 | 1
PJM | Gala (CSG) | 64973 | GALA |  |  | Solar Photovoltaic | 2 | IL | Stephenson | 42.3563 | -89.837 | 2021 | 12
PJM | Galion | 7918 | 1 |  |  | Petroleum Liquids | 1.8 | OH | Crawford | 40.7303 | -82.7939 | 2001 | 7
PJM | Galion | 7918 | 2 |  |  | Petroleum Liquids | 1.8 | OH | Crawford | 40.7303 | -82.7939 | 2001 | 7
PJM | Galion | 7918 | 3 |  |  | Petroleum Liquids | 1.8 | OH | Crawford | 40.7303 | -82.7939 | 2001 | 7
PJM | Galion Generating Station | 55263 | CT1 |  |  | Natural Gas Fired Combustion Turbine | 33 | OH | Crawford | 40.7167 | -82.789 | 2000 | 6
PJM | Galion Generating Station | 55263 | CT2 |  |  | Natural Gas Fired Combustion Turbine | 16.5 | OH | Crawford | 40.7167 | -82.789 | 2000 | 6
PJM | Gallaudet Uni Community Solar | 65896 | GUCS1 |  |  | Solar Photovoltaic | 2 | DC | District of Columbia | 38.9072 | -76.9937 | 2025 | 3
PJM | Galloway Landfill | 63698 | GALLO |  |  | Solar Photovoltaic | 2.3 | NJ | Monmouth | 40.1724 | -74.0232 | 2020 | 9
PJM | Galt | 67636 | GALT |  |  | Solar Photovoltaic | 5 | IL | Whiteside | 41.7844 | -89.761 | 2024 | 9
PJM | Gans | 55377 | UNT8 |  |  | Natural Gas Fired Combustion Turbine | 43.8 | PA | FAYETTE | 39.7475 | -79.8389 | 2000 | 11
PJM | Gans | 55377 | UNT9 |  |  | Natural Gas Fired Combustion Turbine | 43.8 | PA | FAYETTE | 39.7475 | -79.8389 | 2000 | 11
PJM | Gans Solar | 65902 | 5 |  |  | Solar Photovoltaic | 14 | PA | Fayette | 39.7501 | -79.8358 | 2024 | 11
PJM | Gardy's Mill Solar | 65016 | GMS |  |  | Solar Photovoltaic | 14 | VA | Westmoreland | 38.0067 | -76.607 | 2020 | 12
PJM | Garfield Solar | 62680 | GARFE |  |  | Solar Photovoltaic | 0.4 | NJ | Bergen | 40.8886 | -74.1222 | 2019 | 9
PJM | Garfield Solar | 62680 | GARFN |  |  | Solar Photovoltaic | 0.8 | NJ | Bergen | 40.8886 | -74.1222 | 2019 | 10
PJM | Garfield Solar | 62680 | GARFS |  |  | Solar Photovoltaic | 1.4 | NJ | Bergen | 40.8886 | -74.1222 | 2019 | 10
PJM | Garfield Solar | 62680 | GARMS |  |  | Solar Photovoltaic | 1.6 | NJ | Bergen | 40.8886 | -74.1222 | 2019 | 9
PJM | Garrett County - DPU Treatment Plant | 60847 | PV1 |  |  | Solar Photovoltaic | 1.2 | MD | Garrett | 39.5052 | -79.393 | 2017 | 5
PJM | Garrison Energy Center LLC | 57349 | CTG1 |  |  | Natural Gas Fired Combined Cycle | 235 | DE | Kent | 39.1872 | -75.4994 | 2015 | 6
PJM | Garrison Energy Center LLC | 57349 | STG2 |  |  | Natural Gas Fired Combined Cycle | 126 | DE | Kent | 39.1872 | -75.4994 | 2015 | 6
PJM | Garysburg Solar | 59641 | 5MWPV |  |  | Solar Photovoltaic | 5 | NC | Northampton | 36.468 | -77.592 | 2016 | 3
PJM | Gas City 2 | 65315 | GASC2 |  |  | Solar Photovoltaic | 1.8 | IN | Grant | 40.4787 | -85.5581 | 2023 | 1
PJM | Gaston | 2756 | 1 |  |  | Conventional Hydroelectric | 44.4 | NC | Halifax | 36.4991 | -77.8115 | 1963 | 3
PJM | Gaston | 2756 | 2 |  |  | Conventional Hydroelectric | 44.4 | NC | Halifax | 36.4991 | -77.8115 | 1963 | 2
PJM | Gaston | 2756 | 3 |  |  | Conventional Hydroelectric | 44.4 | NC | Halifax | 36.4991 | -77.8115 | 1963 | 2
PJM | Gaston | 2756 | 4 |  |  | Conventional Hydroelectric | 44.4 | NC | Halifax | 36.4991 | -77.8115 | 1963 | 2
PJM | Gaston Solar | 59642 | 5MWPV |  |  | Solar Photovoltaic | 5 | NC | Northampton | 36.5147 | -77.6561 | 2016 | 4
PJM | Gates Solar LLC | 58673 | GATES |  |  | Solar Photovoltaic | 5 | NC | Gates | 36.4508 | -76.8036 | 2015 | 12
PJM | Gateway Gen | 7798 | 1 |  |  | Petroleum Liquids | 1.8 | VA | Prince William | 38.7253 | -77.5097 | 1996 | 3
PJM | Gateway Gen | 7798 | 2 |  |  | Petroleum Liquids | 1.8 | VA | Prince William | 38.7253 | -77.5097 | 2009 | 6
PJM | Gateway Solar | 61794 | GTWYN |  |  | Solar Photovoltaic | 5 | MD | Worcester | 38.3769 | -75.2742 | 2019 | 3
PJM | Gateway Solar | 61794 | GTWYS |  |  | Solar Photovoltaic | 2.6 | MD | Worcester | 38.3769 | -75.2742 | 2019 | 5
PJM | Gaucho Solar | 65214 | GCHOS |  |  | Solar Photovoltaic | 20 | PA | Beaver | 40.5116 | -80.3134 | 2023 | 6
PJM | Gauley River Power Partners | 56333 | GEN1 |  |  | Conventional Hydroelectric | 40 | WV | Nicholas | 38.2192 | -80.8906 | 2001 | 7
PJM | Gauley River Power Partners | 56333 | GEN2 |  |  | Conventional Hydroelectric | 40 | WV | Nicholas | 38.2192 | -80.8906 | 2001 | 7
PJM | Gavin Power, LLC | 8102 | 1 |  |  | Conventional Steam Coal | 1300 | OH | Gallia | 38.9347 | -82.1158 | 1974 | 10
PJM | Gavin Power, LLC | 8102 | 2 |  |  | Conventional Steam Coal | 1300 | OH | Gallia | 38.9347 | -82.1158 | 1975 | 7
PJM | General Motors Corp at White Marsh MD | 59841 | PV1 |  |  | Solar Photovoltaic | 1 | MD | Baltimore | 39.3716 | -76.4405 | 2011 | 5
PJM | Geneva | 57410 | GEN1 |  |  | Landfill Gas | 0.8 | OH | Ashtabula | 41.795 | -80.91 | 2013 | 7
PJM | Geneva | 57410 | GEN2 |  |  | Landfill Gas | 0.8 | OH | Ashtabula | 41.795 | -80.91 | 2013 | 7
PJM | Geneva | 57410 | GEN3 |  |  | Landfill Gas | 0.8 | OH | Ashtabula | 41.795 | -80.91 | 2013 | 7
PJM | Geneva | 57410 | GEN4 |  |  | Landfill Gas | 0.8 | OH | Ashtabula | 41.795 | -80.91 | 2013 | 7
PJM | Geneva | 57410 | GEN5 |  |  | Landfill Gas | 0.8 | OH | Ashtabula | 41.795 | -80.91 | 2013 | 7
PJM | Geneva Generation Facility | 56462 | GEN 1 |  |  | Natural Gas Internal Combustion Engine | 5.9 | IL | Kane | 41.8911 | -88.2711 | 2005 | 6
PJM | Geneva Generation Facility | 56462 | GEN 2 |  |  | Natural Gas Internal Combustion Engine | 5.9 | IL | Kane | 41.8911 | -88.2711 | 2005 | 6
PJM | Geneva Generation Facility | 56462 | GEN 3 |  |  | Natural Gas Internal Combustion Engine | 5.9 | IL | Kane | 41.8911 | -88.2711 | 2005 | 6
PJM | Geneva Generation Facility | 56462 | GEN 4 |  |  | Natural Gas Internal Combustion Engine | 5.9 | IL | Kane | 41.8911 | -88.2711 | 2005 | 6
PJM | Geneva Generation Facility | 56462 | GEN 5 |  |  | Natural Gas Internal Combustion Engine | 5.9 | IL | Kane | 41.8911 | -88.2711 | 2005 | 6
PJM | Genoa Diesel Generating Station | 56181 | 1 |  |  | Petroleum Liquids | 2 | OH | Ottawa | 41.5092 | -83.3606 | 2004 | 12
PJM | Genoa Diesel Generating Station | 56181 | 2 |  |  | Petroleum Liquids | 2 | OH | Ottawa | 41.5092 | -83.3606 | 2004 | 12
PJM | Genoa Diesel Generating Station | 56181 | 3 |  |  | Petroleum Liquids | 2 | OH | Ottawa | 41.5092 | -83.3606 | 2004 | 12
PJM | Georgia-Pacific Big Island | 50479 | BHG1 |  |  | Conventional Hydroelectric | 0.2 | VA | Bedford | 37.534 | -79.357 | 1920 | 6
PJM | Georgia-Pacific Big Island | 50479 | BHG2 |  |  | Conventional Hydroelectric | 0.2 | VA | Bedford | 37.534 | -79.357 | 1920 | 6
PJM | Georgia-Pacific Big Island | 50479 | GEN1 |  |  | Natural Gas Steam Turbine | 7.5 | VA | Bedford | 37.534 | -79.357 | 1965 | 6
PJM | Gettysburg Energy & Nutrient Rec Facilit | 58565 | GENRF |  |  | Other Waste Biomass | 3.3 | PA | Adams | 39.9503 | -77.1253 | 2013 | 6
PJM | Gibbons CSG | 63089 | 15122 |  |  | Solar Photovoltaic | 2 | MD | Worcester | 38.1154 | -75.2149 | 2019 | 12
PJM | Gilbert | 2393 | 4 |  |  | Natural Gas Fired Combined Cycle | 54 | NJ | Hunterdon | 40.5658 | -75.1639 | 1974 | 1
PJM | Gilbert | 2393 | 5 |  |  | Natural Gas Fired Combined Cycle | 54 | NJ | Hunterdon | 40.5658 | -75.1639 | 1974 | 4
PJM | Gilbert | 2393 | 6 |  |  | Natural Gas Fired Combined Cycle | 54 | NJ | Hunterdon | 40.5658 | -75.1639 | 1974 | 4
PJM | Gilbert | 2393 | 7 |  |  | Natural Gas Fired Combined Cycle | 54 | NJ | Hunterdon | 40.5658 | -75.1639 | 1974 | 5
PJM | Gilbert | 2393 | 8 |  |  | Natural Gas Fired Combined Cycle | 135 | NJ | Hunterdon | 40.5658 | -75.1639 | 1977 | 5
PJM | Gilbert | 2393 | 9 |  |  | Natural Gas Fired Combustion Turbine | 161 | NJ | Hunterdon | 40.5658 | -75.1639 | 1996 | 7
PJM | Girard (PA) RTO BTM | 66448 | PB1 |  |  | Petroleum Liquids | 2.7 | PA | Erie | 42.0033 | -80.3202 | 2022 | 3
PJM | Glades Pike Generation Plant | 59759 | CAT1 |  |  | Landfill Gas | 1.6 | PA | Somerset | 40.0067 | -79.041 | 2011 | 10
PJM | Glades Pike Generation Plant | 59759 | CAT2 |  |  | Landfill Gas | 1.6 | PA | Somerset | 40.0067 | -79.041 | 2011 | 10
PJM | Glasgow LFGTE | 60137 | 1 |  |  | Landfill Gas | 1 | KY | Barren | 36.9874 | -85.9575 | 2015 | 12
PJM | Glen Ferris Hydro | 50010 | GEN1 |  |  | Conventional Hydroelectric | 0.4 | WV | Fayette | 38.1483 | -81.2147 | 1912 | 1
PJM | Glen Ferris Hydro | 50010 | GEN2 |  |  | Conventional Hydroelectric | 0.4 | WV | Fayette | 38.1483 | -81.2147 | 1912 | 1
PJM | Glen Ferris Hydro | 50010 | GEN3 |  |  | Conventional Hydroelectric | 0.4 | WV | Fayette | 38.1483 | -81.2147 | 1912 | 1
PJM | Glen Ferris Hydro | 50010 | GEN4 |  |  | Conventional Hydroelectric | 0.4 | WV | Fayette | 38.1483 | -81.2147 | 1912 | 1
PJM | Glen Ferris Hydro | 50010 | GEN5 |  |  | Conventional Hydroelectric | 0.4 | WV | Fayette | 38.1483 | -81.2147 | 1912 | 1
PJM | Glen Ferris Hydro | 50010 | GEN6 |  |  | Conventional Hydroelectric | 0.4 | WV | Fayette | 38.1483 | -81.2147 | 1912 | 1
PJM | Glen Ferris Hydro | 50010 | GEN7 |  |  | Conventional Hydroelectric | 1.9 | WV | Fayette | 38.1483 | -81.2147 | 1917 | 1
PJM | Glen Ferris Hydro | 50010 | GEN8 |  |  | Conventional Hydroelectric | 1.9 | WV | Fayette | 38.1483 | -81.2147 | 1917 | 1
PJM | Gliden (Op Zone) | 64385 | 304 |  |  | Solar Photovoltaic | 5 | NC | Chowan | 36.3016 | -76.6036 | 2020 | 12
PJM | Glopak Solar PV Power Plant | 61248 | INV1R |  |  | Solar Photovoltaic | 0.5 | NJ | Middlesex | 40.5754 | -74.3928 | 2011 | 8
PJM | Glopak Solar PV Power Plant | 61248 | INV2G |  |  | Solar Photovoltaic | 0.5 | NJ | Middlesex | 40.5754 | -74.3928 | 2012 | 6
PJM | Gloucester | 66485 | GLSTR |  |  | Solar Photovoltaic | 2.4 | NJ | Camden | 39.886 | -75.109 | 2019 | 12
PJM | Gloucester Community College Solar | 60752 | PV1 |  |  | Solar Photovoltaic | 2.3 | NJ | Gloucester | 39.7808 | -75.1229 | 2014 | 3
PJM | Gloucester Solar | 63031 | GLSO |  |  | Solar Photovoltaic | 19.9 | VA | Gloucester | 37.45 | -76.45 | 2019 | 4
PJM | Glover Creek Solar, LLC | 66047 | GLOVE |  |  | Solar Photovoltaic | 55 | KY | Metcalfe | 36.9014 | -85.712 | 2024 | 6
PJM | Godwin Drive Plant | 7439 | C10 |  |  | Petroleum Liquids | 1.5 | VA | Prince William | 38.7405 | -77.5081 | 1992 | 11
PJM | Godwin Drive Plant | 7439 | C7 |  |  | Petroleum Liquids | 1.6 | VA | Prince William | 38.7405 | -77.5081 | 1990 | 5
PJM | Godwin Drive Plant | 7439 | C8 |  |  | Petroleum Liquids | 1.6 | VA | Prince William | 38.7405 | -77.5081 | 1990 | 5
PJM | Godwin Drive Plant | 7439 | C9 |  |  | Petroleum Liquids | 1.6 | VA | Prince William | 38.7405 | -77.5081 | 1992 | 11
PJM | Goodenow Road West Solar 1, LLC | 67625 | 11112 |  |  | Solar Photovoltaic | 2 | IL | Will | 41.3883 | -87.5956 | 2024 | 12
PJM | Gooseberry Solar, LLC | 67106 | GEN1 |  |  | Solar Photovoltaic | 2 | IL | Cook | 41.5208 | -87.5723 | 2024 | 11
PJM | Gordonsville Energy LP | 54844 | GOR1 |  |  | Natural Gas Fired Combined Cycle | 97.2 | VA | Louisa | 38.1247 | -78.2035 | 1994 | 3
PJM | Gordonsville Energy LP | 54844 | GOR2 |  |  | Natural Gas Fired Combined Cycle | 97.2 | VA | Louisa | 38.1247 | -78.2035 | 1994 | 3
PJM | Gordonsville Energy LP | 54844 | GOR3 |  |  | Natural Gas Fired Combined Cycle | 53 | VA | Louisa | 38.1247 | -78.2035 | 1994 | 3
PJM | Gordonsville Energy LP | 54844 | GOR4 |  |  | Natural Gas Fired Combined Cycle | 53 | VA | Louisa | 38.1247 | -78.2035 | 1994 | 3
PJM | Goya Foods, Inc- Jersey City Solar | 60839 | PV1 |  |  | Solar Photovoltaic | 2.5 | NJ | Hudson | 40.7601 | -74.0654 | 2015 | 7
PJM | Goya Foods, Inc- Secaucus Solar | 60840 | PV1 |  |  | Solar Photovoltaic | 1.6 | NJ | Hudson | 40.7731 | -74.0774 | 2016 | 3
PJM | Grand Ridge Battery Projects | 59957 | GIVB |  |  | Batteries | 4.5 | IL | LaSalle | 41.2269 | -88.6836 | 2013 | 12
PJM | Grand Ridge Battery Projects | 59957 | GRES |  |  | Batteries | 31.5 | IL | LaSalle | 41.2269 | -88.6836 | 2015 | 3
PJM | Grand Ridge Solar Farm | 57912 | 1 |  |  | Solar Photovoltaic | 20 | IL | LaSalle | 41.1434 | -88.7583 | 2012 | 7
PJM | Grand Ridge Wind Energy Center | 56941 | 1 |  |  | Onshore Wind Turbine | 99 | IL | LaSalle | 41.2269 | -88.6836 | 2008 | 10
PJM | Grand Ridge Wind Energy Center | 56941 | 2 |  |  | Onshore Wind Turbine | 51 | IL | LaSalle | 41.2269 | -88.6836 | 2009 | 12
PJM | Grand Ridge Wind Energy Center | 56941 | 3 |  |  | Onshore Wind Turbine | 49.5 | IL | LaSalle | 41.2269 | -88.6836 | 2009 | 12
PJM | Grand Ridge Wind Energy Center | 56941 | 4 |  |  | Onshore Wind Turbine | 10.5 | IL | LaSalle | 41.2269 | -88.6836 | 2009 | 12
PJM | Grandy PV 1 | 59518 | GRAND |  |  | Solar Photovoltaic | 20 | NC | Currituck | 36.2336 | -75.8808 | 2020 | 2
PJM | Grant Town Power Plant | 10151 | GEN1 |  |  | Conventional Steam Coal | 95.7 | WV | Marion | 39.5618 | -80.1631 | 1992 | 7
PJM | Grassfield Solar | 64135 | GFSO |  |  | Solar Photovoltaic | 20 | VA | Chesapeake City | 36.65 | -76.35 | 2022 | 10
PJM | Grasshopper Solar | 62813 | GRHS |  |  | Solar Photovoltaic | 80 | VA | Mecklenburg | 36.85 | -78.45 | 2020 | 9
PJM | Gravel Neck | 7032 | 1 |  |  | Petroleum Liquids | 16.3 | VA | Surry | 37.1575 | -76.6911 | 1970 | 8
PJM | Gravel Neck | 7032 | 2 |  |  | Petroleum Liquids | 23.8 | VA | Surry | 37.1575 | -76.6911 | 1970 | 12
PJM | Gravel Neck | 7032 | 3 |  |  | Natural Gas Fired Combustion Turbine | 91.9 | VA | Surry | 37.1575 | -76.6911 | 1989 | 10
PJM | Gravel Neck | 7032 | 4 |  |  | Natural Gas Fired Combustion Turbine | 91.9 | VA | Surry | 37.1575 | -76.6911 | 1989 | 7
PJM | Gravel Neck | 7032 | 5 |  |  | Natural Gas Fired Combustion Turbine | 91.9 | VA | Surry | 37.1575 | -76.6911 | 1989 | 7
PJM | Gravel Neck | 7032 | 6 |  |  | Natural Gas Fired Combustion Turbine | 91.9 | VA | Surry | 37.1575 | -76.6911 | 1989 | 11
PJM | Grays Ferry Cogeneration | 54785 | GEN1 |  |  | Natural Gas Steam Turbine | 57.6 | PA | Philadelphia | 39.9422 | -75.1881 | 1997 | 10
PJM | Grays Ferry Cogeneration | 54785 | GEN2 |  |  | Natural Gas Fired Combustion Turbine | 135 | PA | Philadelphia | 39.9422 | -75.1881 | 1997 | 10
PJM | Great Bay Solar 1 | 59851 | GBS01 |  |  | Solar Photovoltaic | 75 | MD | Somerset | 38.1689 | -75.6975 | 2018 | 3
PJM | Great Cove Solar | 65999 | GC1 |  |  | Solar Photovoltaic | 70 | PA | Fulton | 39.9239 | -78.0412 | 2023 | 12
PJM | Great Cove Solar II | 67137 | GC2 |  |  | Solar Photovoltaic | 150 | PA | Franklin | 39.9016 | -77.8682 | 2023 | 12
PJM | Great Falls Hydro Project | 52068 | GEN1 |  |  | Conventional Hydroelectric | 4.1 | NJ | Passaic | 40.9153 | -74.181 | 1985 | 12
PJM | Great Falls Hydro Project | 52068 | GEN2 |  |  | Conventional Hydroelectric | 4.1 | NJ | Passaic | 40.9153 | -74.181 | 1985 | 12
PJM | Great Falls Hydro Project | 52068 | GEN3 |  |  | Conventional Hydroelectric | 4.1 | NJ | Passaic | 40.9153 | -74.181 | 1985 | 12
PJM | Green Farm | 59148 | GREEN |  |  | Solar Photovoltaic | 5 | NC | Martin | 35.8317 | -77.2697 | 2016 | 1
PJM | Green Knight Energy Center | 55765 | TG1 |  |  | Landfill Gas | 3.3 | PA | Northampton | 40.8592 | -75.2627 | 2001 | 2
PJM | Green Knight Energy Center | 55765 | TG2 |  |  | Landfill Gas | 3.3 | PA | Northampton | 40.8592 | -75.2627 | 2001 | 2
PJM | Green Knight Energy Center | 55765 | TG3 |  |  | Landfill Gas | 3.3 | PA | Northampton | 40.8592 | -75.2627 | 2001 | 2
PJM | Green Mountain Storage, LLC | 55370 | BGM |  |  | Batteries | 10.4 | PA | Somerset | 39.8514 | -79.0706 | 2016 | 5
PJM | Green River Wind Farm | 60471 | GRNRV |  |  | Onshore Wind Turbine | 194.3 | IL | Lee | 41.6203 | -89.557 | 2019 | 11
PJM | Green Valley LFGTE | 56278 | 1 |  |  | Landfill Gas | 0.8 | KY | Greenup | 38.3967 | -82.8088 | 2003 | 9
PJM | Green Valley LFGTE | 56278 | 2 |  |  | Landfill Gas | 0.8 | KY | Greenup | 38.3967 | -82.8088 | 2003 | 9
PJM | Green Valley LFGTE | 56278 | 3 |  |  | Landfill Gas | 0.8 | KY | Greenup | 38.3967 | -82.8088 | 2003 | 9
PJM | Greene Valley Gas Recovery | 55014 | GEN1 |  |  | Landfill Gas | 3.3 | IL | DuPage | 41.7338 | -88.0849 | 1996 | 5
PJM | Greene Valley Gas Recovery | 55014 | GEN2 |  |  | Landfill Gas | 3.3 | IL | DuPage | 41.7338 | -88.0849 | 1996 | 5
PJM | Greenfield Solar Park | 61053 | SGREE |  |  | Solar Photovoltaic | 2.8 | IN | Hancock | 39.7938 | -85.8165 | 2017 | 12
PJM | Greensville County Power Station | 59913 | CT01 |  |  | Natural Gas Fired Combined Cycle | 369.8 | VA | Greensville | 36.7182 | -77.6496 | 2018 | 12
PJM | Greensville County Power Station | 59913 | CT02 |  |  | Natural Gas Fired Combined Cycle | 369.8 | VA | Greensville | 36.7182 | -77.6496 | 2018 | 12
PJM | Greensville County Power Station | 59913 | CT03 |  |  | Natural Gas Fired Combined Cycle | 369.8 | VA | Greensville | 36.7182 | -77.6496 | 2018 | 12
PJM | Greensville County Power Station | 59913 | ST01 |  |  | Natural Gas Fired Combined Cycle | 663.9 | VA | Greensville | 36.7182 | -77.6496 | 2018 | 12
PJM | Greensville County Solar Project, LLC | 63745 | GVSO |  |  | Solar Photovoltaic | 80 | VA | Greensville | 36.64 | -77.57 | 2020 | 12
PJM | Greenup Hydro | 4258 | 1 |  |  | Conventional Hydroelectric | 23.4 | OH | Scioto | 38.6472 | -82.8594 | 1982 | 12
PJM | Greenup Hydro | 4258 | 2 |  |  | Conventional Hydroelectric | 23.4 | OH | Scioto | 38.6472 | -82.8594 | 1982 | 12
PJM | Greenup Hydro | 4258 | 3 |  |  | Conventional Hydroelectric | 23.4 | OH | Scioto | 38.6472 | -82.8594 | 1982 | 12
PJM | Greenville Electric Generating Station | 55228 | GT1 |  |  | Natural Gas Fired Combustion Turbine | 59 | OH | Darke | 40.0758 | -84.6151 | 2000 | 6
PJM | Greenville Electric Generating Station | 55228 | GT2 |  |  | Natural Gas Fired Combustion Turbine | 59 | OH | Darke | 40.0758 | -84.6151 | 2000 | 6
PJM | Greenville Electric Generating Station | 55228 | GT3 |  |  | Natural Gas Fired Combustion Turbine | 59 | OH | Darke | 40.0758 | -84.6151 | 2000 | 6
PJM | Greenville Electric Generating Station | 55228 | GT4 |  |  | Natural Gas Fired Combustion Turbine | 59 | OH | Darke | 40.0758 | -84.6151 | 2000 | 6
PJM | Grissom Solar, LLC | 64450 | GSF01 |  |  | Solar Photovoltaic | 5 | NC | Halifax | 36.2389 | -77.8976 | 2021 | 5
PJM | Grissom Solar, LLC | 64450 | GSF02 |  |  | Batteries | 10 | NC | Halifax | 36.2389 | -77.8976 | 2021 | 5
PJM | Guernsey Power Station | 62949 | GPS1 |  |  | Natural Gas Fired Combined Cycle | 685 | OH | Guernsey | 39.9364 | -81.5354 | 2023 | 2
PJM | Guernsey Power Station | 62949 | GPS2 |  |  | Natural Gas Fired Combined Cycle | 685 | OH | Guernsey | 39.9364 | -81.5354 | 2023 | 2
PJM | Guernsey Power Station | 62949 | GPS3 |  |  | Natural Gas Fired Combined Cycle | 685 | OH | Guernsey | 39.9364 | -81.5354 | 2023 | 4
PJM | Gutenberg Solar | 63076 | GUTN |  |  | Solar Photovoltaic | 79.9 | NC | Northampton | 36.4864 | -77.5348 | 2019 | 9
PJM | H L Spurlock | 6041 | 1 |  |  | Conventional Steam Coal | 357.6 | KY | Mason | 38.7 | -83.8181 | 1977 | 9
PJM | H L Spurlock | 6041 | 2 |  |  | Conventional Steam Coal | 592.1 | KY | Mason | 38.7 | -83.8181 | 1981 | 3
PJM | H L Spurlock | 6041 | 3 |  |  | Conventional Steam Coal | 329.4 | KY | Mason | 38.7 | -83.8181 | 2005 | 3
PJM | H L Spurlock | 6041 | 4 |  |  | Conventional Steam Coal | 329.4 | KY | Mason | 38.7 | -83.8181 | 2009 | 4
PJM | HCE Amelia Solar I, LLC | 66115 | AML1 |  |  | Solar Photovoltaic | 5 | VA | Amelia | 37.4538 | -77.9568 | 2023 | 12
PJM | HCE Amelia Solar II, LLC | 66116 | AML2 |  |  | Solar Photovoltaic | 5 | VA | Amelia | 37.4811 | -77.9679 | 2023 | 12
PJM | HCE Millboro Springs Solar, LLC | 66117 | MLBS |  |  | Solar Photovoltaic | 5 | VA | Bath | 38 | -79.5687 | 2024 | 10
PJM | HCE Moran Solar, LLC | 66118 | MORAN |  |  | Solar Photovoltaic | 3 | VA | Prince Edward | 37.2299 | -78.2713 | 2024 | 12
PJM | HCE Powhatan Solar, LLC | 66119 | POW |  |  | Solar Photovoltaic | 5 | VA | Powhatan | 37.5288 | -77.9598 | 2023 | 12
PJM | HCE Reams Solar, LLC | 66120 | REAMS |  |  | Solar Photovoltaic | 5 | VA | Dinwiddie | 37.0903 | -77.4835 | 2024 | 8
PJM | HCE Red House Solar, LLC | 66121 | REDHS |  |  | Solar Photovoltaic | 5 | VA | Charlotte | 37.1838 | -78.8141 | 2025 | 3
PJM | HCE Roark Mill Solar, LLC | 66122 | RKML |  |  | Solar Photovoltaic | 3.2 | VA | Pittsylvania | 37.0562 | -79.3051 | 2024 | 8
PJM | HMV Minster Energy Storage System | 60299 | MIN02 |  |  | Batteries | 7 | OH | Auglaize | 40.3988 | -84.3873 | 2016 | 3
PJM | HMW Minster PV I | 60190 | MIN01 |  |  | Solar Photovoltaic | 3 | OH | Auglaize | 40.3904 | -84.4016 | 2015 | 12
PJM | HP Hood CT | 59860 | HHOOD |  |  | Natural Gas Fired Combustion Turbine | 15 | VA | Frederick | 39.1325 | -78.1875 | 2015 | 6
PJM | HWY 158 PV | 63566 | HW158 |  |  | Solar Photovoltaic | 9 | NC | Hertford | 36.4232 | -77.0738 | 2020 | 10
PJM | HXNAir Solar One | 60209 | HXNAI |  |  | Solar Photovoltaic | 5 | NC | Halifax | 36.3487 | -77.6315 | 2017 | 12
PJM | Haleon York RDC Solar Facility | 57390 | 1 |  |  | Solar Photovoltaic | 2.6 | PA | York | 40.0439 | -76.7355 | 2010 | 12
PJM | Halifax (NC) | 58943 | 1 |  |  | Solar Photovoltaic | 20 | NC | Halifax | 36.4419 | -77.7114 | 2014 | 12
PJM | Halifax (VA) | 50178 | GEN1 |  |  | Conventional Hydroelectric | 0.8 | VA | Halifax | 36.7817 | -78.9236 | 1915 | 1
PJM | Halifax (VA) | 50178 | GEN2 |  |  | Conventional Hydroelectric | 0.4 | VA | Halifax | 36.7817 | -78.9236 | 1915 | 1
PJM | Halifax (VA) | 50178 | GEN3 |  |  | Conventional Hydroelectric | 0.4 | VA | Halifax | 36.7817 | -78.9236 | 1915 | 1
PJM | Halifax County Biomass | 58560 | STG1 |  |  | Wood/Wood Waste Biomass | 49.9 | VA | Halifax | 36.7014 | -78.8733 | 2013 | 11
PJM | Hall Property | 67486 | HALLP |  |  | Solar Photovoltaic | 2 | MD | Prince Georges | 38.7084 | -76.7458 | 2024 | 3
PJM | Hall's Warehouse Solar Project | 56877 | TBD |  |  | Solar Photovoltaic | 1.6 | NJ | Middlesex | 40.5737 | -74.3944 | 2009 | 2
PJM | Hamilton | 67461 | LHAPV |  |  | Solar Photovoltaic | 1 | NJ | Mercer | 40.198 | -74.633 | 2023 | 4
PJM | Hamilton (OH) | 2917 | GT2 |  |  | Natural Gas Fired Combustion Turbine | 16.3 | OH | Butler | 39.4098 | -84.5543 | 1971 | 6
PJM | Hamilton (PA) | 3109 | 1 |  |  | Petroleum Liquids | 19.6 | PA | Adams | 39.9087 | -76.9885 | 1971 | 6
PJM | Hamilton Hydro | 7807 | 3 |  |  | Conventional Hydroelectric | 1.1 | OH | Butler | 39.4128 | -84.5558 | 1994 | 5
PJM | Hamilton Hydro | 7807 | 4 |  |  | Conventional Hydroelectric | 1.1 | OH | Butler | 39.4128 | -84.5558 | 1994 | 5
PJM | Hamilton Liberty | 58420 | GEN1 |  |  | Natural Gas Fired Combined Cycle | 435 | PA | Bradford | 41.7675 | -76.39 | 2016 | 6
PJM | Hamilton Liberty | 58420 | GEN2 |  |  | Natural Gas Fired Combined Cycle | 435 | PA | Bradford | 41.7675 | -76.39 | 2016 | 7
PJM | Hamilton Patriot Generation Plant | 58426 | GEN1 |  |  | Natural Gas Fired Combined Cycle | 435 | PA | Lycoming | 41.1808 | -76.8392 | 2016 | 7
PJM | Hamilton Patriot Generation Plant | 58426 | GEN2 |  |  | Natural Gas Fired Combined Cycle | 435 | PA | Lycoming | 41.1808 | -76.8392 | 2016 | 7
PJM | Hamilton Peaking | 7782 | 1 |  |  | Natural Gas Fired Combustion Turbine | 32 | OH | Butler | 39.3528 | -84.5183 | 2000 | 6
PJM | Hamilton Solar-Crosswicks | 60489 | PV1 |  |  | Solar Photovoltaic | 3.5 | NJ | Mercer | 40.169 | -74.6301 | 2011 | 12
PJM | Hamilton Solar-Crosswicks | 60489 | PV2 |  |  | Solar Photovoltaic | 4 | NJ | Mercer | 40.169 | -74.6301 | 2011 | 12
PJM | Hammonton-High School Solar | 66906 | HHSPV |  |  | Solar Photovoltaic | 1.2 | NJ | Atlantic | 39.6572 | -74.809 | 2022 | 12
PJM | Handsome Lake Energy LLC | 55233 | GT01 |  |  | Natural Gas Fired Combustion Turbine | 58.9 | PA | Venango | 41.2908 | -79.8061 | 2001 | 8
PJM | Handsome Lake Energy LLC | 55233 | GT02 |  |  | Natural Gas Fired Combustion Turbine | 58.9 | PA | Venango | 41.2908 | -79.8061 | 2001 | 8
PJM | Handsome Lake Energy LLC | 55233 | GT03 |  |  | Natural Gas Fired Combustion Turbine | 58.9 | PA | Venango | 41.2908 | -79.8061 | 2001 | 7
PJM | Handsome Lake Energy LLC | 55233 | GT04 |  |  | Natural Gas Fired Combustion Turbine | 58.9 | PA | Venango | 41.2908 | -79.8061 | 2001 | 7
PJM | Handsome Lake Energy LLC | 55233 | GT05 |  |  | Natural Gas Fired Combustion Turbine | 58.9 | PA | Venango | 41.2908 | -79.8061 | 2001 | 7
PJM | Hanging Rock Energy Facility | 55736 | 1GT1 |  |  | Natural Gas Fired Combined Cycle | 198.9 | OH | Lawrence | 38.5731 | -82.7833 | 2003 | 6
PJM | Hanging Rock Energy Facility | 55736 | 1GT2 |  |  | Natural Gas Fired Combined Cycle | 198.9 | OH | Lawrence | 38.5731 | -82.7833 | 2003 | 6
PJM | Hanging Rock Energy Facility | 55736 | 1ST |  |  | Natural Gas Fired Combined Cycle | 317.1 | OH | Lawrence | 38.5731 | -82.7833 | 2003 | 6
PJM | Hanging Rock Energy Facility | 55736 | 2GT1 |  |  | Natural Gas Fired Combined Cycle | 198.9 | OH | Lawrence | 38.5731 | -82.7833 | 2003 | 7
PJM | Hanging Rock Energy Facility | 55736 | 2GT2 |  |  | Natural Gas Fired Combined Cycle | 198.9 | OH | Lawrence | 38.5731 | -82.7833 | 2003 | 7
PJM | Hanging Rock Energy Facility | 55736 | 2ST |  |  | Natural Gas Fired Combined Cycle | 317.1 | OH | Lawrence | 38.5731 | -82.7833 | 2003 | 7
PJM | Hanover | 59628 | HNOVR |  |  | Solar Photovoltaic | 5 | NJ | Burlington | 40.0653 | -74.5906 | 2015 | 9
PJM | Hardin County LFGTE | 56280 | 1 |  |  | Landfill Gas | 0.8 | KY | Hardin | 37.7258 | -85.7258 | 2006 | 1
PJM | Hardin County LFGTE | 56280 | 2 |  |  | Landfill Gas | 0.8 | KY | Hardin | 37.7258 | -85.7258 | 2006 | 1
PJM | Hardin County LFGTE | 56280 | 3 |  |  | Landfill Gas | 0.8 | KY | Hardin | 37.7258 | -85.7258 | 2006 | 1
PJM | Hardin Solar Energy II LLC | 63828 | GEN1 |  |  | Solar Photovoltaic | 150 | OH | Hardin | 40.6325 | -83.7924 | 2024 | 12
PJM | Hardin Solar Energy LLC | 63029 | GEN1 |  |  | Solar Photovoltaic | 150 | OH | Hardin | 40.6595 | -83.8137 | 2021 | 2
PJM | Hardison Farm Solar, LLC | 60415 | HFSPV |  |  | Solar Photovoltaic | 5.2 | NC | Martin | 35.8308 | -77.0219 | 2016 | 9
PJM | Harmon DC Totowa NJ | 58095 | TONJ |  |  | Solar Photovoltaic | 1.5 | NJ | Passaic | 40.9039 | -74.2478 | 2012 | 1
PJM | Harmony | 59627 | HRMNY |  |  | Solar Photovoltaic | 3 | NJ | Warren | 40.7553 | -75.171 | 2015 | 6
PJM | Harmony Road Solar | 63069 | 1823 |  |  | Solar Photovoltaic | 1.9 | IL | McHenry | 42.164 | -88.4625 | 2020 | 9
PJM | Harmony Solar Project | 67804 | PV1 |  |  | Solar Photovoltaic | 2 | IL | Stephenson | 42.366 | -89.78 | 2024 | 12
PJM | Harpster Wind | 60126 | H1 |  |  | Onshore Wind Turbine | 1.5 | OH | Wyandot | 40.7183 | -83.2287 | 2016 | 1
PJM | Harrah's Atlantic City - POI 2 (Self Par | 66831 | P5614 |  |  | Solar Photovoltaic | 1.8 | NJ | Atlantic | 39.3844 | -74.4263 | 2024 | 9
PJM | Harrisburg Facility | 10118 | GEN3 |  |  | Municipal Solid Waste | 24.1 | PA | Dauphin | 40.2442 | -76.8539 | 2006 | 4
PJM | Harts Mill Solar, LLC | 64144 | HMS01 |  |  | Solar Photovoltaic | 80 | NC | Edgecombe | 35.9 | -77.64 | 2020 | 12
PJM | Hartz Way | 60501 | 1 |  |  | Solar Photovoltaic | 1 | NJ | Hudson | 40.7828 | -74.0728 | 2010 | 12
PJM | Hatfield PA BTM | 66454 | PB1 |  |  | Petroleum Liquids | 2.7 | PA | Montgomery | 40.2752 | -75.2892 | 2022 | 12
PJM | Haverhill North Cogeneration Facility | 56848 | SCKG1 |  |  | Other Gases | 67 | OH | Scioto | 38.5967 | -82.8286 | 2008 | 12
PJM | Haviland Plastic Products | 58220 | WTGA |  |  | Onshore Wind Turbine | 1.5 | OH | Paulding | 41.0161 | -84.5875 | 2013 | 5
PJM | Haviland Plastic Products | 58220 | WTGB |  |  | Onshore Wind Turbine | 1.5 | OH | Paulding | 41.0161 | -84.5875 | 2013 | 5
PJM | Haviland Plastic Products | 58220 | WTGC |  |  | Onshore Wind Turbine | 1.5 | OH | Paulding | 41.0161 | -84.5875 | 2013 | 6
PJM | Havre de Grace II - E at Perryman | 60708 | PV1 |  |  | Solar Photovoltaic | 1.4 | MD | Harford | 39.436 | -76.22 | 2016 | 5
PJM | Hawks Nest Hydro | 50011 | GEN1 |  |  | Conventional Hydroelectric | 25.5 | WV | Fayette | 38.1478 | -81.1753 | 1936 | 6
PJM | Hawks Nest Hydro | 50011 | GEN2 |  |  | Conventional Hydroelectric | 25.5 | WV | Fayette | 38.1478 | -81.1753 | 1936 | 6
PJM | Hawks Nest Hydro | 50011 | GEN3 |  |  | Conventional Hydroelectric | 25.5 | WV | Fayette | 38.1478 | -81.1753 | 1936 | 6
PJM | Hawks Nest Hydro | 50011 | GEN4 |  |  | Conventional Hydroelectric | 25.5 | WV | Fayette | 38.1478 | -81.1753 | 1936 | 6
PJM | Haworth Water Treatment Plant | 56701 | GEN1 |  |  | Natural Gas Internal Combustion Engine | 2 | NJ | Bergen | 40.9593 | -74.0151 | 2004 | 12
PJM | Haworth Water Treatment Plant | 56701 | GEN2 |  |  | Natural Gas Internal Combustion Engine | 2 | NJ | Bergen | 40.9593 | -74.0151 | 2004 | 12
PJM | Haworth Water Treatment Plant | 56701 | GEN3 |  |  | Natural Gas Internal Combustion Engine | 2 | NJ | Bergen | 40.9593 | -74.0151 | 2004 | 12
PJM | Haworth Water Treatment Plant | 56701 | GEN4 |  |  | Natural Gas Internal Combustion Engine | 2 | NJ | Bergen | 40.9593 | -74.0151 | 2004 | 12
PJM | Haworth Water Treatment Plant | 56701 | GEN5 |  |  | Petroleum Liquids | 4 | NJ | Bergen | 40.9593 | -74.0151 | 2018 | 1
PJM | Haworth Water Treatment Plant | 56701 | GEN6 |  |  | Petroleum Liquids | 4 | NJ | Bergen | 40.9593 | -74.0151 | 2018 | 1
PJM | Hawtree Solar | 62951 | HAWT1 |  |  | Solar Photovoltaic | 65 | NC | Warren | 36.533 | -78.105 | 2021 | 10
PJM | Hay Road | 7153 | HR1 |  |  | Natural Gas Fired Combined Cycle | 103.5 | DE | New Castle | 39.7436 | -75.5072 | 1989 | 7
PJM | Hay Road | 7153 | HR2 |  |  | Natural Gas Fired Combined Cycle | 103.5 | DE | New Castle | 39.7436 | -75.5072 | 1989 | 5
PJM | Hay Road | 7153 | HR3 |  |  | Natural Gas Fired Combined Cycle | 122 | DE | New Castle | 39.7436 | -75.5072 | 1991 | 5
PJM | Hay Road | 7153 | HR4 |  |  | Natural Gas Fired Combined Cycle | 207 | DE | New Castle | 39.7436 | -75.5072 | 1993 | 5
PJM | Hay Road | 7153 | HR5 |  |  | Natural Gas Fired Combined Cycle | 122.4 | DE | New Castle | 39.7436 | -75.5072 | 2001 | 6
PJM | Hay Road | 7153 | HR6 |  |  | Natural Gas Fired Combined Cycle | 122.4 | DE | New Castle | 39.7436 | -75.5072 | 2001 | 7
PJM | Hay Road | 7153 | HR7 |  |  | Natural Gas Fired Combined Cycle | 122.4 | DE | New Castle | 39.7436 | -75.5072 | 2001 | 7
PJM | Hay Road | 7153 | HR8 |  |  | Natural Gas Fired Combined Cycle | 195 | DE | New Castle | 39.7436 | -75.5072 | 2002 | 7
PJM | Hazelton | 10870 | GEN1 |  |  | Natural Gas Fired Combustion Turbine | 72.5 | PA | Luzerne | 40.9282 | -76.0409 | 1989 | 1
PJM | Hazelton | 10870 | GEN2 |  |  | Natural Gas Fired Combustion Turbine | 33 | PA | Luzerne | 40.9282 | -76.0409 | 2002 | 6
PJM | Hazelton | 10870 | GEN3 |  |  | Natural Gas Fired Combustion Turbine | 33 | PA | Luzerne | 40.9282 | -76.0409 | 2002 | 6
PJM | Hazelton | 10870 | GEN4 |  |  | Natural Gas Fired Combustion Turbine | 33 | PA | Luzerne | 40.9282 | -76.0409 | 2002 | 6
PJM | Hazle Spindle | 57716 | HRS1 |  |  | Flywheels | 20 | PA | Luzerne | 40.9495 | -76.0474 | 2013 | 9
PJM | Headwaters Wind Farm II LLC | 62592 | HWII |  |  | Onshore Wind Turbine | 200 | IN | Randolph | 40.0517 | -85.2067 | 2021 | 6
PJM | Headwaters Wind Farm LLC | 58416 | 1 |  |  | Onshore Wind Turbine | 200 | IN | Randolph | 40.0667 | -85.0133 | 2014 | 12
PJM | Hecate Energy Cherrydale LLC | 61375 | PV1 |  |  | Solar Photovoltaic | 20 | VA | Northampton | 37.37 | -75.9172 | 2017 | 11
PJM | Hecate Energy Clarke County LLC | 61374 | PV1 |  |  | Solar Photovoltaic | 10 | VA | Clarke | 39.0648 | -78.1382 | 2017 | 8
PJM | Hecate Energy Highland LLC | 62670 | HIGHL |  |  | Solar Photovoltaic | 300 | OH | Highland | 39.0835 | -83.8098 | 2024 | 5
PJM | Heidelberg Hydroelectric Project | 62749 | 1 |  |  | Conventional Hydroelectric | 0.6 | KY | Lee | 37.5524 | -83.77 | 2025 | 12
PJM | Heidelberg Hydroelectric Project | 62749 | 2 |  |  | Conventional Hydroelectric | 0.6 | KY | Lee | 37.5524 | -83.77 | 2025 | 12
PJM | Heidelberg Hydroelectric Project | 62749 | 3 |  |  | Conventional Hydroelectric | 0.2 | KY | Lee | 37.5524 | -83.77 | 2025 | 12
PJM | Heidelberg Hydroelectric Project | 62749 | 4 |  |  | Conventional Hydroelectric | 0.2 | KY | Lee | 37.5524 | -83.77 | 2025 | 12
PJM | Heidelberg Hydroelectric Project | 62749 | 5 |  |  | Conventional Hydroelectric | 0.6 | KY | Lee | 37.5524 | -83.77 | 2025 | 12
PJM | Heidelberg Hydroelectric Project | 62749 | 6 |  |  | Conventional Hydroelectric | 0.6 | KY | Lee | 37.5524 | -83.77 | 2025 | 12
PJM | Heimlich Solar | 67074 | METER |  |  | Solar Photovoltaic | 4.5 | DE | Sussex | 38.7956 | -75.6061 | 2024 | 6
PJM | Heller 400M | 62438 | A |  |  | Solar Photovoltaic | 0.8 | NJ | Middlesex | 40.4987 | -74.3878 | 2013 | 5
PJM | Heller 400M | 62438 | B |  |  | Solar Photovoltaic | 0.2 | NJ | Middlesex | 40.4987 | -74.3878 | 2013 | 5
PJM | Heller 400M | 62438 | C |  |  | Solar Photovoltaic | 0.2 | NJ | Middlesex | 40.4987 | -74.3878 | 2013 | 5
PJM | Heller Industrial Parks | 57869 | HH |  |  | Solar Photovoltaic | 0.5 | NJ | Middlesex | 40.3739 | -74.4892 | 2012 | 2
PJM | Heller Industrial Parks | 57869 | HII |  |  | Solar Photovoltaic | 0.4 | NJ | Middlesex | 40.3739 | -74.4892 | 2012 | 2
PJM | Heller Industrial Parks | 57869 | HJC |  |  | Solar Photovoltaic | 0.2 | NJ | Middlesex | 40.3739 | -74.4892 | 2012 | 2
PJM | Heller Industrial Parks | 57869 | HM |  |  | Solar Photovoltaic | 0.8 | NJ | Middlesex | 40.3739 | -74.4892 | 2013 | 5
PJM | Heller Industrial Parks | 57869 | UNIT1 |  |  | Solar Photovoltaic | 2.7 | NJ | Middlesex | 40.3739 | -74.4892 | 2011 | 12
PJM | Hemings Solar | 66996 | METER |  |  | Solar Photovoltaic | 5 | VA | Richmond | 37.958 | -76.8188 | 2023 | 9
PJM | Hemlock Solar | 60207 | HEMLK |  |  | Solar Photovoltaic | 5 | NC | Northampton | 36.4691 | -77.5975 | 2017 | 3
PJM | Henrico | 57356 | 1 |  |  | Landfill Gas | 0.3 | VA | Henrico | 37.6788 | -77.5678 | 2010 | 9
PJM | Henrico | 57356 | 10 |  |  | Landfill Gas | 0.3 | VA | Henrico | 37.6788 | -77.5678 | 2010 | 9
PJM | Henrico | 57356 | 11 |  |  | Landfill Gas | 0.3 | VA | Henrico | 37.6788 | -77.5678 | 2010 | 9
PJM | Henrico | 57356 | 12 |  |  | Landfill Gas | 0.3 | VA | Henrico | 37.6788 | -77.5678 | 2010 | 9
PJM | Henrico | 57356 | 2 |  |  | Landfill Gas | 0.3 | VA | Henrico | 37.6788 | -77.5678 | 2010 | 9
PJM | Henrico | 57356 | 3 |  |  | Landfill Gas | 0.3 | VA | Henrico | 37.6788 | -77.5678 | 2010 | 9
PJM | Henrico | 57356 | 4 |  |  | Landfill Gas | 0.3 | VA | Henrico | 37.6788 | -77.5678 | 2010 | 9
PJM | Henrico | 57356 | 5 |  |  | Landfill Gas | 0.3 | VA | Henrico | 37.6788 | -77.5678 | 2010 | 9
PJM | Henrico | 57356 | 6 |  |  | Landfill Gas | 0.3 | VA | Henrico | 37.6788 | -77.5678 | 2010 | 9
PJM | Henrico | 57356 | 7 |  |  | Landfill Gas | 0.3 | VA | Henrico | 37.6788 | -77.5678 | 2010 | 9
PJM | Henrico | 57356 | 8 |  |  | Landfill Gas | 0.3 | VA | Henrico | 37.6788 | -77.5678 | 2010 | 9
PJM | Henrico | 57356 | 9 |  |  | Landfill Gas | 0.3 | VA | Henrico | 37.6788 | -77.5678 | 2010 | 9
PJM | Herbert A Wagner | 1554 | 1 |  |  | Petroleum Liquids | 132.8 | MD | Anne Arundel | 39.1781 | -76.5268 | 1956 | 2
PJM | Herbert A Wagner | 1554 | 3 |  |  | Petroleum Liquids | 359 | MD | Anne Arundel | 39.1781 | -76.5268 | 1966 | 8
PJM | Herbert A Wagner | 1554 | 4 |  |  | Petroleum Liquids | 414.7 | MD | Anne Arundel | 39.1781 | -76.5268 | 1972 | 8
PJM | Herbert A Wagner | 1554 | GT1 |  |  | Petroleum Liquids | 16 | MD | Anne Arundel | 39.1781 | -76.5268 | 1967 | 8
PJM | Herbert Farm Solar | 58463 | 1 |  |  | Solar Photovoltaic | 5.5 | MD | Charles | 38.5456 | -76.7994 | 2012 | 11
PJM | Hertford Solar Farm | 60384 | HERT |  |  | Solar Photovoltaic | 5 | NC | Perquimans | 36.1303 | -76.4909 | 2016 | 1
PJM | Hertford Solar Power, LLC | 63024 | KEH |  |  | Solar Photovoltaic | 10 | NC | Hertford | 36.268 | -77.0282 | 2022 | 6
PJM | Hickory Run Energy Station | 61028 | CTG1 |  |  | Natural Gas Fired Combined Cycle | 295 | PA | Lawrence | 40.9944 | -80.43 | 2020 | 5
PJM | Hickory Run Energy Station | 61028 | CTG2 |  |  | Natural Gas Fired Combined Cycle | 295 | PA | Lawrence | 40.9944 | -80.43 | 2020 | 5
PJM | Hickory Run Energy Station | 61028 | STG1 |  |  | Natural Gas Fired Combined Cycle | 443.7 | PA | Lawrence | 40.9944 | -80.43 | 2020 | 5
PJM | High Point Solar LLC | 63838 | HPS |  |  | Solar Photovoltaic | 100 | IL | Stephenson | 42.4329 | -89.9069 | 2023 | 11
PJM | High Trail Wind Farm LLC | 56338 | 1 |  |  | Onshore Wind Turbine | 210.9 | IL | McLean | 40.4792 | -88.7989 | 2007 | 3
PJM | Highland North Wind Farm | 57991 | 1 |  |  | Onshore Wind Turbine | 75 | PA | Cambria | 40.3196 | -78.6806 | 2012 | 3
PJM | Highland Park Borough Solar | 65468 | HIGH |  |  | Solar Photovoltaic | 0.5 | NJ | Middlesex | 40.4966 | -74.4175 | 2019 | 11
PJM | Highland Park Borough Solar | 65468 | HPBA |  |  | Batteries | 0.6 | NJ | Middlesex | 40.4966 | -74.4175 | 2019 | 11
PJM | Highlander Solar Energy Station 1 | 62014 | HLND1 |  |  | Solar Photovoltaic | 165 | VA | Spotsylvania | 38.2471 | -77.7862 | 2020 | 12
PJM | Hill Top Energy Center, LLC | 62565 | GEN1 |  |  | Natural Gas Fired Combined Cycle | 664.7 | PA | Greene | 39.8942 | -79.9382 | 2021 | 7
PJM | Hillcrest Solar | 62200 | HILLC |  |  | Solar Photovoltaic | 200 | OH | Brown | 39.077 | -83.906 | 2021 | 7
PJM | Hilltopper Wind Project | 61735 | WT1 |  |  | Onshore Wind Turbine | 185 | IL | Logan | 40.03 | -89.381 | 2018 | 12
PJM | Hoffer Plastics | 54523 | GEN1 |  |  | Natural Gas Internal Combustion Engine | 0.8 | IL | Kane | 41.9989 | -88.3022 | 1992 | 4
PJM | Hoffer Plastics | 54523 | GEN2 |  |  | Natural Gas Internal Combustion Engine | 0.8 | IL | Kane | 41.9989 | -88.3022 | 1992 | 4
PJM | Hoffer Plastics | 54523 | GEN3 |  |  | Natural Gas Internal Combustion Engine | 0.8 | IL | Kane | 41.9989 | -88.3022 | 1992 | 4
PJM | Hoffer Plastics | 54523 | GEN4 |  |  | Natural Gas Internal Combustion Engine | 0.8 | IL | Kane | 41.9989 | -88.3022 | 1992 | 4
PJM | Hoffer Plastics | 54523 | GEN5 |  |  | Natural Gas Internal Combustion Engine | 0.8 | IL | Kane | 41.9989 | -88.3022 | 1992 | 4
PJM | Hoffer Plastics | 54523 | GEN6 |  |  | Natural Gas Internal Combustion Engine | 0.8 | IL | Kane | 41.9989 | -88.3022 | 1992 | 4
PJM | Hoffer Plastics | 54523 | GEN7 |  |  | Natural Gas Internal Combustion Engine | 0.8 | IL | Kane | 41.9989 | -88.3022 | 1992 | 4
PJM | Hoffer Plastics | 54523 | GEN8 |  |  | Natural Gas Internal Combustion Engine | 0.8 | IL | Kane | 41.9989 | -88.3022 | 1992 | 4
PJM | Hoffer Plastics | 54523 | GEN9 |  |  | Natural Gas Internal Combustion Engine | 0.8 | IL | Kane | 41.9989 | -88.3022 | 1995 | 4
PJM | Hoffmann LaRoche | 10123 | TG01 |  |  | Natural Gas Fired Combustion Turbine | 5.3 | NJ | Essex | 40.8359 | -74.155 | 2004 | 5
PJM | Hoffmann LaRoche | 10123 | TG03 |  |  | Natural Gas Fired Combustion Turbine | 5.3 | NJ | Essex | 40.8359 | -74.155 | 2004 | 5
PJM | Hog Creek Wind Project | 61330 | WT1 |  |  | Onshore Wind Turbine | 66 | OH | Hardin | 40.7931 | -83.7287 | 2017 | 12
PJM | Holcomb Rock | 56314 | HG1 |  |  | Conventional Hydroelectric | 0.6 | VA | Lynchburg City | 37.5035 | -79.3006 | 1920 | 6
PJM | Holcomb Rock | 56314 | HG2 |  |  | Conventional Hydroelectric | 0.6 | VA | Lynchburg City | 37.5035 | -79.3006 | 1920 | 6
PJM | Holcomb Rock | 56314 | HG3 |  |  | Conventional Hydroelectric | 0.6 | VA | Lynchburg City | 37.5035 | -79.3006 | 1920 | 6
PJM | Holland Solar | 60763 | PV1 |  |  | Solar Photovoltaic | 3 | NJ | Hunterdon | 40.5997 | -75.1086 | 2015 | 12
PJM | Holland Solar Farm | 65387 | HOLND |  |  | Solar Photovoltaic | 6.7 | NJ | Hunterdon | 40.619 | -75.155 | 2022 | 7
PJM | Hollins Ferry CSG | 65324 | HOLL |  |  | Solar Photovoltaic | 1.5 | MD | Baltimore City | 39.2258 | -76.6881 | 2021 | 12
PJM | Holly Spring Meadows | 66819 | HOLLY |  |  | Solar Photovoltaic | 1.2 | MD | Prince Georges | 38.8621 | -76.9125 | 2023 | 7
PJM | Hollyfield | 61023 | 1 |  |  | Solar Photovoltaic | 17 | VA | King William | 37.672 | -77.1704 | 2018 | 9
PJM | Holtwood | 3145 | HW1 |  |  | Conventional Hydroelectric | 10.4 | PA | Lancaster | 39.8272 | -76.3318 | 1910 | 10
PJM | Holtwood | 3145 | HW10 |  |  | Conventional Hydroelectric | 12 | PA | Lancaster | 39.8272 | -76.3318 | 1924 | 3
PJM | Holtwood | 3145 | HW11 |  |  | Conventional Hydroelectric | 1.4 | PA | Lancaster | 39.8272 | -76.3318 | 2011 | 6
PJM | Holtwood | 3145 | HW13 |  |  | Conventional Hydroelectric | 1.4 | PA | Lancaster | 39.8272 | -76.3318 | 2011 | 6
PJM | Holtwood | 3145 | HW18 |  |  | Conventional Hydroelectric | 66 | PA | Lancaster | 39.8272 | -76.3318 | 2013 | 11
PJM | Holtwood | 3145 | HW19 |  |  | Conventional Hydroelectric | 66 | PA | Lancaster | 39.8272 | -76.3318 | 2013 | 11
PJM | Holtwood | 3145 | HW2 |  |  | Conventional Hydroelectric | 10.4 | PA | Lancaster | 39.8272 | -76.3318 | 1911 | 2
PJM | Holtwood | 3145 | HW3 |  |  | Conventional Hydroelectric | 13.5 | PA | Lancaster | 39.8272 | -76.3318 | 1911 | 2
PJM | Holtwood | 3145 | HW4 |  |  | Conventional Hydroelectric | 10.4 | PA | Lancaster | 39.8272 | -76.3318 | 1911 | 5
PJM | Holtwood | 3145 | HW5 |  |  | Conventional Hydroelectric | 10.4 | PA | Lancaster | 39.8272 | -76.3318 | 1911 | 7
PJM | Holtwood | 3145 | HW6 |  |  | Conventional Hydroelectric | 10.4 | PA | Lancaster | 39.8272 | -76.3318 | 1911 | 12
PJM | Holtwood | 3145 | HW7 |  |  | Conventional Hydroelectric | 10.4 | PA | Lancaster | 39.8272 | -76.3318 | 1913 | 10
PJM | Holtwood | 3145 | HW8 |  |  | Conventional Hydroelectric | 11.4 | PA | Lancaster | 39.8272 | -76.3318 | 1914 | 12
PJM | Holtwood | 3145 | HW9 |  |  | Conventional Hydroelectric | 13.2 | PA | Lancaster | 39.8272 | -76.3318 | 1914 | 2
PJM | Homer City Generating Station | 3122 | 1 |  |  | Conventional Steam Coal | 660 | PA | Indiana | 40.5128 | -79.1961 | 1969 | 6
PJM | Honeysuckle Solar Farm | 65936 | INHS1 |  |  | Solar Photovoltaic | 150 | IN | St Joseph | 41.719 | -86.464 | 2024 | 6
PJM | Hopewell Cogeneration | 10633 | GT1 |  |  | Natural Gas Fired Combined Cycle | 101 | VA | Prince George | 37.2917 | -77.2811 | 1990 | 1
PJM | Hopewell Cogeneration | 10633 | GT2 |  |  | Natural Gas Fired Combined Cycle | 101 | VA | Prince George | 37.2917 | -77.2811 | 1990 | 2
PJM | Hopewell Cogeneration | 10633 | GT3 |  |  | Natural Gas Fired Combined Cycle | 101 | VA | Prince George | 37.2917 | -77.2811 | 1990 | 3
PJM | Hopewell Cogeneration | 10633 | ST1 |  |  | Natural Gas Fired Combined Cycle | 96 | VA | Prince George | 37.2917 | -77.2811 | 1990 | 3
PJM | Hopewell Cogeneration NJ | 60933 | GEN1 |  |  | Natural Gas Internal Combustion Engine | 2 | NJ | Mercer | 40.3483 | -74.7715 | 2015 | 8
PJM | Hopewell Cogeneration NJ | 60933 | GEN2 |  |  | Natural Gas Internal Combustion Engine | 2 | NJ | Mercer | 40.3483 | -74.7715 | 2015 | 8
PJM | Hopewell Mill | 50813 | GEN1 |  |  | Wood/Wood Waste Biomass | 47.6 | VA | Hopewell City | 37.2914 | -77.2816 | 1980 | 12
PJM | Hopewell Power Station | 10771 | 1 |  |  | Wood/Wood Waste Biomass | 71.1 | VA | Hopewell City | 37.2978 | -77.283 | 1992 | 7
PJM | Hopewell Valley High School Hybrid | 61473 | BA1 |  |  | Batteries | 1 | NJ | Mercer | 40.328 | -74.8049 | 2015 | 12
PJM | Hopewell Valley High School Hybrid | 61473 | HWVHS |  |  | Solar Photovoltaic | 0.9 | NJ | Mercer | 40.328 | -74.8049 | 2015 | 12
PJM | Hostetter Solar One, LLC | 64608 | 64608 |  |  | Solar Photovoltaic | 2 | MD | Washington | 39.6645 | -77.7006 | 2020 | 12
PJM | Howard Down | 2434 | 11 |  |  | Natural Gas Fired Combustion Turbine | 68.2 | NJ | Cumberland | 39.4889 | -75.0347 | 2012 | 6
PJM | Howell (Lowes) | 67460 | HLPV1 |  |  | Solar Photovoltaic | 1 | NJ | Monmouth | 40.13 | -74.218 | 2023 | 3
PJM | Howell Energy Storage Project | 65953 | HW1 |  |  | Batteries | 7 | NJ | Monmouth | 40.1337 | -74.1709 | 2023 | 3
PJM | Howell Solar | 60728 | PV1 |  |  | Solar Photovoltaic | 7 | NJ | Monmouth | 40.147 | -74.1675 | 2016 | 3
PJM | Hudson County Solar | 65167 | 470 |  |  | Solar Photovoltaic | 1.2 | NJ | Hudson | 40.7276 | -74.108 | 2022 | 6
PJM | Hummel Station LLC | 60368 | CTG1 |  |  | Natural Gas Fired Combined Cycle | 244.8 | PA | Snyder | 40.839 | -76.8255 | 2018 | 6
PJM | Hummel Station LLC | 60368 | CTG2 |  |  | Natural Gas Fired Combined Cycle | 244.8 | PA | Snyder | 40.839 | -76.8255 | 2018 | 6
PJM | Hummel Station LLC | 60368 | CTG3 |  |  | Natural Gas Fired Combined Cycle | 244.8 | PA | Snyder | 40.839 | -76.8255 | 2018 | 6
PJM | Hummel Station LLC | 60368 | STG |  |  | Natural Gas Fired Combined Cycle | 460 | PA | Snyder | 40.839 | -76.8255 | 2018 | 6
PJM | Hunker Solar River, LLC | 63691 | 13502 |  |  | Solar Photovoltaic | 3.3 | PA | Westmoreland | 40.2164 | -79.6471 | 2021 | 8
PJM | Hunlock Power Station | 3176 | 3 |  |  | Natural Gas Fired Combined Cycle | 49.9 | PA | Luzerne | 41.2006 | -76.07 | 1959 | 9
PJM | Hunlock Power Station | 3176 | 5 |  |  | Natural Gas Fired Combined Cycle | 48 | PA | Luzerne | 41.2006 | -76.07 | 2011 | 7
PJM | Hunlock Power Station | 3176 | 6 |  |  | Natural Gas Fired Combined Cycle | 48 | PA | Luzerne | 41.2006 | -76.07 | 2011 | 7
PJM | Hunlock Unit 4 | 56397 | 4 |  |  | Natural Gas Fired Combustion Turbine | 44 | PA | LUZERNE | 41.2025 | -76.0683 | 2000 | 12
PJM | Hunterdon Health System Solar Project | 62225 | PV1 |  |  | Solar Photovoltaic | 1.5 | NJ | Hunterdon | 40.652 | -74.908 | 2019 | 2
PJM | Hunterstown | 3110 | 1 |  |  | Natural Gas Fired Combustion Turbine | 20 | PA | Adams | 39.8662 | -77.1648 | 1971 | 5
PJM | Hunterstown | 3110 | 2 |  |  | Natural Gas Fired Combustion Turbine | 20 | PA | Adams | 39.8662 | -77.1648 | 1971 | 5
PJM | Hunterstown | 3110 | 3 |  |  | Natural Gas Fired Combustion Turbine | 20 | PA | Adams | 39.8662 | -77.1648 | 1971 | 5
PJM | Hunterstown Power Plant | 55976 | 101 |  |  | Natural Gas Fired Combined Cycle | 179 | PA | Adams | 39.8725 | -77.1672 | 2003 | 7
PJM | Hunterstown Power Plant | 55976 | 201 |  |  | Natural Gas Fired Combined Cycle | 179 | PA | Adams | 39.8725 | -77.1672 | 2003 | 7
PJM | Hunterstown Power Plant | 55976 | 301 |  |  | Natural Gas Fired Combined Cycle | 179 | PA | Adams | 39.8725 | -77.1672 | 2003 | 7
PJM | Hunterstown Power Plant | 55976 | 401 |  |  | Natural Gas Fired Combined Cycle | 361 | PA | Adams | 39.8725 | -77.1672 | 2003 | 7
PJM | Hydro Plant | 1856 | 1 |  |  | Conventional Hydroelectric | 0.4 | MI | St Joseph | 41.9711 | -85.5381 | 1911 | 9
PJM | Hydro Plant | 1856 | 2 |  |  | Conventional Hydroelectric | 0.4 | MI | St Joseph | 41.9711 | -85.5381 | 1911 | 9
PJM | Hydro Plant | 1856 | 3 |  |  | Conventional Hydroelectric | 0.7 | MI | St Joseph | 41.9711 | -85.5381 | 1983 | 4
PJM | Hydro Plant | 1856 | 4 |  |  | Conventional Hydroelectric | 0.7 | MI | St Joseph | 41.9711 | -85.5381 | 1983 | 4
PJM | I 95 Landfill Phase II | 54723 | UNT1 |  |  | Landfill Gas | 0.8 | VA | Fairfax | 38.6892 | -77.2375 | 1993 | 3
PJM | I 95 Landfill Phase II | 54723 | UNT2 |  |  | Landfill Gas | 0.8 | VA | Fairfax | 38.6892 | -77.2375 | 1993 | 3
PJM | I 95 Landfill Phase II | 54723 | UNT3 |  |  | Landfill Gas | 0.8 | VA | Fairfax | 38.6892 | -77.2375 | 1993 | 3
PJM | I 95 Landfill Phase II | 54723 | UNT4 |  |  | Landfill Gas | 0.8 | VA | Fairfax | 38.6892 | -77.2375 | 1993 | 3
PJM | IFF Hazlet | 60709 | GRND |  |  | Solar Photovoltaic | 3 | NJ | Monmouth | 40.4382 | -74.1601 | 2014 | 12
PJM | IFF Union Beach Project | 62306 | IFFUB |  |  | Solar Photovoltaic | 5.5 | NJ | Monmouth | 40.4466 | -74.1546 | 2019 | 6
PJM | IGS AKC1 | 65985 | 461 |  |  | Solar Photovoltaic | 3.8 | OH | Summit | 41.0496 | -81.5816 | 2023 | 7
PJM | IGS CC, LLC | 63428 | 254 |  |  | Solar Photovoltaic | 1.5 | DC | District of Columbia | 38.9362 | -76.9682 | 2020 | 3
PJM | IGS CMH4, LLC | 66010 | 460 |  |  | Solar Photovoltaic | 4.2 | OH | Madison | 39.943 | -83.3177 | 2023 | 7
PJM | IGS East Central, LLC | 64329 | EAST |  |  | Solar Photovoltaic | 2 | IL | Will | 41.4717 | -88.0437 | 2020 | 12
PJM | IGS FE Trenton, LLC | 63626 | 229 |  |  | Solar Photovoltaic | 1.5 | NJ | Mercer | 40.1893 | -74.6568 | 2020 | 3
PJM | IGS Frankfort 2 CSG | 64779 | FRAN2 |  |  | Solar Photovoltaic | 2 | IL | Cook | 41.4956 | -87.7876 | 2021 | 7
PJM | IGS PCW1 | 66069 | 462 |  |  | Solar Photovoltaic | 3.1 | OH | Wood | 41.5485 | -83.5787 | 2023 | 7
PJM | IGS Solar I - BWI2 | 61465 | BWI2 |  |  | Solar Photovoltaic | 1.4 | MD | Baltimore | 39.267 | -76.548 | 2017 | 2
PJM | IGS Solar I - BWI5 | 61358 | BWI5 |  |  | Solar Photovoltaic | 1.1 | MD | Baltimore | 39.27 | -76.548 | 2016 | 12
PJM | IGS Solar I - EWR5 | 61359 | EWR5 |  |  | Solar Photovoltaic | 1.9 | NJ | Middlesex | 40.582 | -74.255 | 2016 | 11
PJM | IGS Solar I - EWR6 | 61360 | EWR6 |  |  | Solar Photovoltaic | 1.9 | NJ | Middlesex | 40.583 | -74.257 | 2016 | 11
PJM | IIV000 Mt Bethel Fuel Cell | 63713 | IIV0A |  |  | Other Natural Gas | 1.3 | NJ | Somerset | 40.6325 | -74.5035 | 2019 | 1
PJM | IIV000 Mt Bethel Fuel Cell | 63713 | IIV0B |  |  | Other Natural Gas | 1.3 | NJ | Somerset | 40.6325 | -74.5035 | 2019 | 1
PJM | IKEA College Park 411 | 58015 | IKEA |  |  | Solar Photovoltaic | 1 | MD | Prince Georges | 39.021 | -76.926 | 2021 | 10
PJM | IKEA College Park 411 | 58015 | PV |  |  | Solar Photovoltaic | 1 | MD | Prince Georges | 39.021 | -76.926 | 2012 | 2
PJM | IKEA Conshohocken Rooftop PV System | 61819 | 211 |  |  | Solar Photovoltaic | 1 | PA | Montgomery | 40.0952 | -75.3064 | 2013 | 2
PJM | IKEA Joliet Rooftop PV System | 61192 | PV |  |  | Solar Photovoltaic | 2 | IL | Will | 41.48 | -88.07 | 2017 | 12
PJM | IKEA Norfolk Rooftop PV System | 62355 | 569PV |  |  | Solar Photovoltaic | 0.9 | VA | Norfolk City | 36.8759 | -76.2009 | 2019 | 3
PJM | IKEA Perryville 460 | 58014 | PV |  |  | Solar Photovoltaic | 2.1 | MD | Cecil | 39.5608 | -76.0553 | 2013 | 2
PJM | IL Joliet 1101 Cherry Hl Rd | 67713 | 19581 |  |  | Solar Photovoltaic | 4 | IL | Will | 41.508 | -88.026 | 2025 | 10
PJM | IL Rochelle 975 S. Caron Rd | 67714 | 19578 |  |  | Solar Photovoltaic | 1.5 | IL | Ogle | 41.9097 | -89.0443 | 2025 | 6
PJM | IL17021 Brush Creek I CSG | 64730 | BCK17 |  |  | Solar Photovoltaic | 2 | IL | Stephenson | 42.4522 | -89.6388 | 2022 | 3
PJM | ILR Landfill | 60375 | ILR1 |  |  | Solar Photovoltaic | 6.6 | NJ | Middlesex | 40.4705 | -74.3836 | 2016 | 12
PJM | IMPA Anderson Solar Park | 60253 | SANDE |  |  | Solar Photovoltaic | 5 | IN | Madison | 40.0516 | -85.7371 | 2017 | 1
PJM | IMPA Anderson Solar Park 2 | 61054 | SAND2 |  |  | Solar Photovoltaic | 8.1 | IN | Madison | 40.1383 | -85.6909 | 2017 | 12
PJM | IMPA Frankton Solar Park | 59479 | SFRAN |  |  | Solar Photovoltaic | 1 | IN | Madison | 40.2164 | -85.7747 | 2014 | 7
PJM | IMPA Richmond Solar Park | 59478 | SRICH |  |  | Solar Photovoltaic | 1 | IN | Wayne | 39.8011 | -84.895 | 2014 | 9
PJM | IMPA Richmond Solar Park 7 | 66367 | RICH7 |  |  | Solar Photovoltaic | 4.4 | IN | Wayne | 39.8136 | -84.9581 | 2023 | 10
PJM | IOS - ERW9 | 61466 | EWR9 |  |  | Solar Photovoltaic | 5.3 | NJ | Middlesex | 40.595 | -74.225 | 2017 | 8
PJM | ISH Solar Central, LLC | 57799 | 1 |  |  | Solar Photovoltaic | 1.4 | NJ | Monmouth | 40.2675 | -74.2786 | 2011 | 10
PJM | ITT Cogen Facility | 52021 | GEN1 |  |  | Natural Gas Fired Combustion Turbine | 3.7 | IL | Cook | 41.8344 | -87.6285 | 1991 | 5
PJM | ITT Cogen Facility | 52021 | GEN2 |  |  | Natural Gas Fired Combustion Turbine | 3.7 | IL | Cook | 41.8344 | -87.6285 | 1991 | 5
PJM | Imclone Solar Electric Facility | 59631 | IM |  |  | Solar Photovoltaic | 8 | NJ | Somerset | 40.555 | -74.7094 | 2014 | 5
PJM | Indeck Niles Energy Center | 55460 | CT1 |  |  | Natural Gas Fired Combined Cycle | 386.8 | MI | Cass | 41.8621 | -86.2214 | 2022 | 7
PJM | Indeck Niles Energy Center | 55460 | CT2 |  |  | Natural Gas Fired Combined Cycle | 386.8 | MI | Cass | 41.8621 | -86.2214 | 2022 | 7
PJM | Indeck Niles Energy Center | 55460 | ST1 |  |  | Natural Gas Fired Combined Cycle | 400.8 | MI | Cass | 41.8621 | -86.2214 | 2022 | 7
PJM | Indian River Generating Station | 594 | 10 |  |  | Petroleum Liquids | 18.6 | DE | Sussex | 38.5857 | -75.2341 | 1967 | 6
PJM | Indian River Generating Station | 594 | 4 |  |  | Conventional Steam Coal | 445.5 | DE | Sussex | 38.5857 | -75.2341 | 1980 | 10
PJM | Indiana University of Pennsylvania | 10129 | GEN1 |  |  | Natural Gas Internal Combustion Engine | 6.1 | PA | Indiana | 40.6144 | -79.1594 | 1988 | 3
PJM | Indiana University of Pennsylvania | 10129 | GEN2 |  |  | Natural Gas Internal Combustion Engine | 6.1 | PA | Indiana | 40.6144 | -79.1594 | 1988 | 3
PJM | Indiana University of Pennsylvania | 10129 | GEN3 |  |  | Natural Gas Internal Combustion Engine | 6.1 | PA | Indiana | 40.6144 | -79.1594 | 1988 | 3
PJM | Indiana University of Pennsylvania | 10129 | GEN4 |  |  | Natural Gas Internal Combustion Engine | 6.1 | PA | Indiana | 40.6144 | -79.1594 | 1988 | 3
PJM | Ingredion Incorporated | 54556 | TG03 |  |  | Natural Gas Fired Combustion Turbine | 4.8 | IL | Cook | 41.7775 | -87.8233 | 1996 | 2
PJM | Ingredion Incorporated | 54556 | TG04 |  |  | Natural Gas Fired Combustion Turbine | 4.8 | IL | Cook | 41.7775 | -87.8233 | 1996 | 2
PJM | Ingredion Incorporated | 54556 | TGO1 |  |  | Natural Gas Steam Turbine | 22.5 | IL | Cook | 41.7775 | -87.8233 | 1991 | 5
PJM | Ingredion Incorporated | 54556 | TGO2 |  |  | Natural Gas Steam Turbine | 22.5 | IL | Cook | 41.7775 | -87.8233 | 1991 | 5
PJM | Inner Harbor East Heating | 56050 | 1 |  |  | Natural Gas Internal Combustion Engine | 2.1 | MD | Baltimore City | 39.2837 | -76.5994 | 2004 | 9
PJM | International Paper Franklin Mill | 52152 | GEN9 |  |  | Wood/Wood Waste Biomass | 36.1 | VA | Isle of Wight | 36.6803 | -76.9128 | 1977 | 11
PJM | Interstate 3 Solar | 67070 | CJ903 |  |  | Solar Photovoltaic | 1.5 | NJ | Middlesex | 40.397 | -74.45 | 2022 | 5
PJM | Invenergy Nelson Expansion LLC | 60387 | GEN3 |  |  | Natural Gas Fired Combustion Turbine | 190 | IL | Lee | 41.7744 | -89.6065 | 2023 | 4
PJM | Invenergy Nelson Expansion LLC | 60387 | GEN4 |  |  | Natural Gas Fired Combustion Turbine | 190 | IL | Lee | 41.7744 | -89.6065 | 2023 | 4
PJM | Ironwood LLC | 55337 | CT1 |  |  | Natural Gas Fired Combined Cycle | 259.2 | PA | Lebanon | 40.3509 | -76.3658 | 2001 | 12
PJM | Ironwood LLC | 55337 | CT2 |  |  | Natural Gas Fired Combined Cycle | 259.2 | PA | Lebanon | 40.3509 | -76.3658 | 2001 | 12
PJM | Ironwood LLC | 55337 | ST4 |  |  | Natural Gas Fired Combined Cycle | 259.2 | PA | Lebanon | 40.3509 | -76.3658 | 2001 | 12
PJM | J K Smith | 54 | GT1 |  |  | Natural Gas Fired Combustion Turbine | 149 | KY | Clark | 37.8833 | -84.1017 | 1999 | 3
PJM | J K Smith | 54 | GT10 |  |  | Natural Gas Fired Combustion Turbine | 98 | KY | Clark | 37.8833 | -84.1017 | 2010 | 5
PJM | J K Smith | 54 | GT2 |  |  | Natural Gas Fired Combustion Turbine | 149 | KY | Clark | 37.8833 | -84.1017 | 1999 | 1
PJM | J K Smith | 54 | GT3 |  |  | Natural Gas Fired Combustion Turbine | 149 | KY | Clark | 37.8833 | -84.1017 | 1999 | 4
PJM | J K Smith | 54 | GT4 |  |  | Natural Gas Fired Combustion Turbine | 108 | KY | Clark | 37.8833 | -84.1017 | 2001 | 11
PJM | J K Smith | 54 | GT5 |  |  | Natural Gas Fired Combustion Turbine | 108 | KY | Clark | 37.8833 | -84.1017 | 2001 | 11
PJM | J K Smith | 54 | GT6 |  |  | Natural Gas Fired Combustion Turbine | 98 | KY | Clark | 37.8833 | -84.1017 | 2005 | 1
PJM | J K Smith | 54 | GT7 |  |  | Natural Gas Fired Combustion Turbine | 98 | KY | Clark | 37.8833 | -84.1017 | 2005 | 1
PJM | J K Smith | 54 | GT9 |  |  | Natural Gas Fired Combustion Turbine | 98 | KY | Clark | 37.8833 | -84.1017 | 2010 | 5
PJM | JBAB - Washington DC | 62374 | PV1 |  |  | Solar Photovoltaic | 5.9 | DC | District of Columbia | 38.8527 | -77.0093 | 2019 | 1
PJM | JMB Mcguire-Dix-Lakehurst Solar Project | 58793 | UCIV |  |  | Solar Photovoltaic | 11.4 | NJ | Burlington | 39.9928 | -74.6369 | 2013 | 10
PJM | Jackson Board of Education-Liberty HS | 60113 | PV1 |  |  | Solar Photovoltaic | 1.2 | NJ | Ocean | 40.0927 | -74.262 | 2016 | 7
PJM | Jackson Cntr Peaking | 7780 | 1 |  |  | Petroleum Liquids | 1.8 | OH | Shelby | 40.4597 | -84.0401 | 1999 | 6
PJM | Jackson Generation, LLC | 62926 | 01 |  |  | Natural Gas Fired Combined Cycle | 644.3 | IL | Will | 41.4385 | -88.1106 | 2022 | 5
PJM | Jackson Generation, LLC | 62926 | 02 |  |  | Natural Gas Fired Combined Cycle | 644.3 | IL | Will | 41.4385 | -88.1106 | 2022 | 5
PJM | Jackson Legler Solar 1 LLC | 65094 | 314 |  |  | Solar Photovoltaic | 2.9 | NJ | Ocean | 40.0645 | -74.3504 | 2021 | 12
PJM | Jackson Pike WWTP Cogen Engines | 67264 | 1 |  |  | Other Waste Biomass | 1.4 | OH | Franklin | 39.9112 | -83.0165 | 2025 | 10
PJM | Jackson Pike WWTP Cogen Engines | 67264 | 2 |  |  | Other Waste Biomass | 1.4 | OH | Franklin | 39.9112 | -83.0165 | 2025 | 10
PJM | Jacobstown | 59185 | PV1 |  |  | Solar Photovoltaic | 5 | NJ | Burlington | 40.0637 | -74.5824 | 2014 | 9
PJM | Jade Meadow LLC | 67214 | JMS01 |  |  | Solar Photovoltaic | 19.8 | MD | Allegany | 39.598 | -78.951 | 2024 | 3
PJM | Jakana Solar | 59170 | 5MWPV |  |  | Solar Photovoltaic | 5 | NC | Martin | 35.8753 | -77.0811 | 2014 | 11
PJM | Jamesville Road Solar, LLC | 62329 | JMVLR |  |  | Solar Photovoltaic | 5 | NC | Martin | 35.8454 | -76.8015 | 2019 | 11
PJM | Jay County LFGTE | 56464 | 1 |  |  | Landfill Gas | 0.8 | IN | Jay | 40.3797 | -85.0882 | 2005 | 4
PJM | Jay County LFGTE | 56464 | 2 |  |  | Landfill Gas | 0.8 | IN | Jay | 40.3797 | -85.0882 | 2005 | 4
PJM | Jay County LFGTE | 56464 | 3 |  |  | Landfill Gas | 0.8 | IN | Jay | 40.3797 | -85.0882 | 2005 | 4
PJM | Jay County LFGTE | 56464 | 4 |  |  | Landfill Gas | 0.8 | IN | Jay | 40.3797 | -85.0882 | 2005 | 4
PJM | Jefferson Torresdale Hospital | 63023 | COGEN |  |  | Natural Gas Internal Combustion Engine | 1.1 | PA | Philadelphia | 40.0711 | -74.9831 | 2016 | 5
PJM | Jersey City DWP | 63530 | 10331 |  |  | Solar Photovoltaic | 1 | NJ | Hudson | 40.69 | -74.0874 | 2019 | 12
PJM | Jersey Gardens Phase 1 | 58653 | 1 |  |  | Solar Photovoltaic | 1.7 | NJ | Union | 40.6608 | -74.1733 | 2011 | 12
PJM | Jersey Gardens Phase 2 | 58654 | 1 |  |  | Solar Photovoltaic | 2.3 | NJ | Union | 40.6608 | -74.1733 | 2012 | 2
PJM | Jersey-Atlantic Wind Farm | 56300 | 1 |  |  | Onshore Wind Turbine | 7.5 | NJ | Atlantic | 39.3822 | -74.4475 | 2006 | 3
PJM | John B Rich Memorial Power Station | 10113 | GEN1 |  |  | Conventional Steam Coal | 88.4 | PA | Schuylkill | 40.7903 | -76.1983 | 1988 | 2
PJM | John E Amos | 3935 | 1 |  |  | Conventional Steam Coal | 816.3 | WV | Putnam | 38.4731 | -81.8233 | 1971 | 9
PJM | John E Amos | 3935 | 2 |  |  | Conventional Steam Coal | 816.3 | WV | Putnam | 38.4731 | -81.8233 | 1972 | 6
PJM | John E Amos | 3935 | 3 |  |  | Conventional Steam Coal | 1300 | WV | Putnam | 38.4731 | -81.8233 | 1973 | 10
PJM | John H Kerr | 3833 | 1 |  |  | Conventional Hydroelectric | 13.8 | VA | Mecklenburg | 36.5994 | -78.3005 | 1952 | 12
PJM | John H Kerr | 3833 | 2 |  |  | Conventional Hydroelectric | 46.8 | VA | Mecklenburg | 36.5994 | -78.3005 | 1952 | 11
PJM | John H Kerr | 3833 | 3 |  |  | Conventional Hydroelectric | 46.8 | VA | Mecklenburg | 36.5994 | -78.3005 | 1953 | 1
PJM | John H Kerr | 3833 | 4 |  |  | Conventional Hydroelectric | 46.8 | VA | Mecklenburg | 36.5994 | -78.3005 | 1953 | 3
PJM | John H Kerr | 3833 | 5 |  |  | Conventional Hydroelectric | 46.8 | VA | Mecklenburg | 36.5994 | -78.3005 | 1953 | 9
PJM | John H Kerr | 3833 | 6 |  |  | Conventional Hydroelectric | 46.8 | VA | Mecklenburg | 36.5994 | -78.3005 | 1953 | 10
PJM | John H Kerr | 3833 | 7 |  |  | Conventional Hydroelectric | 46.8 | VA | Mecklenburg | 36.5994 | -78.3005 | 1953 | 12
PJM | John H Kerr | 3833 | A |  |  | Conventional Hydroelectric | 1.1 | VA | Mecklenburg | 36.5994 | -78.3005 | 2008 | 12
PJM | John H Kerr | 3833 | B |  |  | Conventional Hydroelectric | 1.1 | VA | Mecklenburg | 36.5994 | -78.3005 | 2008 | 8
PJM | Johnson Matthey, Inc. Solar | 57723 | PV1 |  |  | Solar Photovoltaic | 4 | NJ | Gloucester | 39.8253 | -75.2197 | 2011 | 3
PJM | Johnsonburg Mill | 54638 | PT1 |  |  | Wood/Wood Waste Biomass | 54 | PA | Elk | 41.4915 | -78.6758 | 1993 | 2
PJM | Jones Farm Solar | 66842 | JONF1 |  |  | Solar Photovoltaic | 64 | MD | Queen Annes | 39.232 | -75.7723 | 2025 | 6
PJM | Jordache Enterprises Solar | 58049 | PV |  |  | Solar Photovoltaic | 1.3 | NJ | Middlesex | 40.5557 | -74.4084 | 2011 | 11
PJM | Jordan Energy-DFA Middlebury Center Plan | 66730 | P4318 |  |  | Solar Photovoltaic | 1.1 | PA | Tioga | 41.838 | -77.2759 | 2021 | 12
PJM | Junction Road | 60265 | JUNCT |  |  | Solar Photovoltaic | 4.4 | NJ | Hunterdon | 40.5237 | -74.8434 | 2016 | 5
PJM | Juniata Locomotive Shop | 10302 | GEN3 |  |  | Natural Gas Fired Combustion Turbine | 1.5 | PA | Blair | 40.5333 | -78.3841 | 2015 | 4
PJM | Justin Court Energy Storage | 66758 | JC1 |  |  | Batteries | 20 | NJ | Hunterdon | 40.5263 | -74.8441 | 2024 | 2
PJM | KDC Solar ASGM | 62739 | ARDAH |  |  | Solar Photovoltaic | 3.8 | NJ | Cumberland | 39.4097 | -75.2185 | 2019 | 7
PJM | KDC Solar CSCP LLC | 62746 | CSCP |  |  | Solar Photovoltaic | 3.4 | NJ | Monmouth | 40.2378 | -74.3144 | 2019 | 9
PJM | KDC Solar CV Animal Control LLC | 66655 | CVAC |  |  | Solar Photovoltaic | 2 | MD | Howard | 39.3147 | -76.9789 | 2023 | 11
PJM | KDC Solar CV Ascend One LLC | 66652 | CVAO |  |  | Solar Photovoltaic | 2 | MD | Howard | 39.3177 | -76.9845 | 2023 | 5
PJM | KDC Solar CV Cedar Lane Park LLC | 66653 | CVCL |  |  | Solar Photovoltaic | 2 | MD | Howard | 39.3147 | -76.9789 | 2023 | 11
PJM | KDC Solar CV Central MD Regional Transit | 66654 | CVRT |  |  | Solar Photovoltaic | 2 | MD | Howard | 39.311 | -76.978 | 2023 | 5
PJM | KDC Solar CV O'Donnell Property LLC | 66656 | CVOD |  |  | Solar Photovoltaic | 2 | MD | Howard | 39.311 | -76.978 | 2023 | 7
PJM | KDC Solar PR1, LLC | 59910 | SF |  |  | Solar Photovoltaic | 17 | NJ | Ocean | 40.1367 | -74.4397 | 2019 | 6
PJM | KDC Solar TC Blandair Park LLC | 65984 | TCBP |  |  | Solar Photovoltaic | 2 | MD | Howard | 39.3006 | -76.961 | 2022 | 10
PJM | KDC Solar TC George Howard LLC | 65983 | TCGH |  |  | Solar Photovoltaic | 2 | MD | Howard | 39.3001 | -76.9571 | 2022 | 10
PJM | KDC Solar TC Little Patuxent WWTP LLC | 65982 | TCLP |  |  | Solar Photovoltaic | 2 | MD | Howard | 39.2991 | -76.96 | 2022 | 10
PJM | KE73 | 67391 | SC |  |  | Solar Photovoltaic | 4 | DE | Kent | 39.2348 | -75.5628 | 2025 | 9
PJM | KSU Trumbull | 65691 | TRUMB |  |  | Solar Photovoltaic | 1 | OH | Trumbull | 41.2787 | -80.8366 | 2021 | 6
PJM | Kankakee Hydro Facility | 54525 | 1 |  |  | Conventional Hydroelectric | 0.4 | IL | Kankakee | 41.1128 | -87.8681 | 1991 | 7
PJM | Kankakee Hydro Facility | 54525 | 2 |  |  | Conventional Hydroelectric | 0.4 | IL | Kankakee | 41.1128 | -87.8681 | 1991 | 7
PJM | Kankakee Hydro Facility | 54525 | 3 |  |  | Conventional Hydroelectric | 0.4 | IL | Kankakee | 41.1128 | -87.8681 | 1991 | 7
PJM | KapStone Kraft Paper Corp | 50254 | GEN1 |  |  | Wood/Wood Waste Biomass | 28.3 | NC | Halifax | 36.4769 | -77.6414 | 1966 | 1
PJM | Keeversville Solar CSG | 64868 | KEEV |  |  | Solar Photovoltaic | 2 | IL | Will | 41.2556 | -88.2185 | 2021 | 7
PJM | Kelford (Cypress) | 59796 | FLS1 |  |  | Solar Photovoltaic | 5 | NC | Bertie | 36.1542 | -77.2185 | 2016 | 5
PJM | Kelford (Duke) | 59527 | KELF1 |  |  | Solar Photovoltaic | 20 | NC | Bertie | 36.1481 | -77.2119 | 2015 | 12
PJM | Kelly Creek Wind Project | 60587 | WND1 |  |  | Onshore Wind Turbine | 184 | IL | Ford | 40.9675 | -88.1975 | 2016 | 12
PJM | Kendall County Generation Facility | 55131 | CTG1 |  |  | Natural Gas Fired Combined Cycle | 180 | IL | Kendall | 41.4797 | -88.2581 | 2002 | 3
PJM | Kendall County Generation Facility | 55131 | CTG2 |  |  | Natural Gas Fired Combined Cycle | 180 | IL | Kendall | 41.4797 | -88.2581 | 2002 | 4
PJM | Kendall County Generation Facility | 55131 | CTG3 |  |  | Natural Gas Fired Combined Cycle | 180 | IL | Kendall | 41.4797 | -88.2581 | 2002 | 4
PJM | Kendall County Generation Facility | 55131 | CTG4 |  |  | Natural Gas Fired Combined Cycle | 180 | IL | Kendall | 41.4797 | -88.2581 | 2002 | 5
PJM | Kendall County Generation Facility | 55131 | STG1 |  |  | Natural Gas Fired Combined Cycle | 134 | IL | Kendall | 41.4797 | -88.2581 | 2002 | 3
PJM | Kendall County Generation Facility | 55131 | STG2 |  |  | Natural Gas Fired Combined Cycle | 134 | IL | Kendall | 41.4797 | -88.2581 | 2002 | 4
PJM | Kendall County Generation Facility | 55131 | STG3 |  |  | Natural Gas Fired Combined Cycle | 134 | IL | Kendall | 41.4797 | -88.2581 | 2002 | 4
PJM | Kendall County Generation Facility | 55131 | STG4 |  |  | Natural Gas Fired Combined Cycle | 134 | IL | Kendall | 41.4797 | -88.2581 | 2002 | 5
PJM | Kenilworth Energy Facility | 10805 | GEN1 |  |  | Natural Gas Fired Combined Cycle | 22 | NJ | Union | 40.6781 | -74.2744 | 1989 | 3
PJM | Kenilworth Energy Facility | 10805 | GEN2 |  |  | Natural Gas Fired Combined Cycle | 6.8 | NJ | Union | 40.6781 | -74.2744 | 1989 | 4
PJM | Kent County - Worton Complex | 58243 | WRTN |  |  | Solar Photovoltaic | 1 | MD | Kent | 39.2808 | -76.0908 | 2012 | 7
PJM | Kent County Wastewater Treatment Solar | 57330 | 1 |  |  | Solar Photovoltaic | 1.2 | DE | Kent | 38.9931 | -75.4375 | 2011 | 3
PJM | Kent County-Kennedyville | 58239 | PVKV |  |  | Solar Photovoltaic | 1 | MD | Kent | 39.2972 | -75.9822 | 2012 | 8
PJM | Keys Energy Center | 60302 | 10 |  |  | Natural Gas Fired Combined Cycle | 359.6 | MD | Prince Georges | 38.6955 | -76.8278 | 2018 | 7
PJM | Keys Energy Center | 60302 | 11 |  |  | Natural Gas Fired Combined Cycle | 235.5 | MD | Prince Georges | 38.6955 | -76.8278 | 2018 | 7
PJM | Keys Energy Center | 60302 | 12 |  |  | Natural Gas Fired Combined Cycle | 235.5 | MD | Prince Georges | 38.6955 | -76.8278 | 2018 | 7
PJM | Keystone | 3136 | 1 |  |  | Conventional Steam Coal | 936 | PA | Armstrong | 40.6604 | -79.3411 | 1967 | 8
PJM | Keystone | 3136 | 2 |  |  | Conventional Steam Coal | 936 | PA | Armstrong | 40.6604 | -79.3411 | 1968 | 7
PJM | Keystone | 3136 | 3 |  |  | Petroleum Liquids | 2.5 | PA | Armstrong | 40.6604 | -79.3411 | 1968 | 11
PJM | Keystone | 3136 | 4 |  |  | Petroleum Liquids | 2.9 | PA | Armstrong | 40.6604 | -79.3411 | 1968 | 11
PJM | Keystone | 3136 | 5 |  |  | Petroleum Liquids | 2.9 | PA | Armstrong | 40.6604 | -79.3411 | 1968 | 11
PJM | Keystone | 3136 | 6 |  |  | Petroleum Liquids | 2.9 | PA | Armstrong | 40.6604 | -79.3411 | 1968 | 11
PJM | Keystone Solar | 58091 | KSTN |  |  | Solar Photovoltaic | 5 | PA | Lancaster | 39.8611 | -76.2211 | 2012 | 9
PJM | Kincaid Generation LLC | 876 | 1 |  |  | Conventional Steam Coal | 659.5 | IL | Christian | 39.5906 | -89.4964 | 1967 | 6
PJM | Kincaid Generation LLC | 876 | 2 |  |  | Conventional Steam Coal | 659.5 | IL | Christian | 39.5906 | -89.4964 | 1968 | 6
PJM | King & Queen | 56686 | 1 |  |  | Landfill Gas | 0.3 | VA | King and Queen | 37.6711 | -76.76 | 2008 | 1
PJM | King & Queen | 56686 | 10 |  |  | Landfill Gas | 0.3 | VA | King and Queen | 37.6711 | -76.76 | 2008 | 1
PJM | King & Queen | 56686 | 11 |  |  | Landfill Gas | 0.3 | VA | King and Queen | 37.6711 | -76.76 | 2008 | 1
PJM | King & Queen | 56686 | 12 |  |  | Landfill Gas | 0.3 | VA | King and Queen | 37.6711 | -76.76 | 2008 | 1
PJM | King & Queen | 56686 | 13 |  |  | Landfill Gas | 0.3 | VA | King and Queen | 37.6711 | -76.76 | 2008 | 1
PJM | King & Queen | 56686 | 14 |  |  | Landfill Gas | 0.3 | VA | King and Queen | 37.6711 | -76.76 | 2008 | 1
PJM | King & Queen | 56686 | 15 |  |  | Landfill Gas | 0.3 | VA | King and Queen | 37.6711 | -76.76 | 2008 | 1
PJM | King & Queen | 56686 | 16 |  |  | Landfill Gas | 0.3 | VA | King and Queen | 37.6711 | -76.76 | 2008 | 1
PJM | King & Queen | 56686 | 17 |  |  | Landfill Gas | 0.3 | VA | King and Queen | 37.6711 | -76.76 | 2008 | 1
PJM | King & Queen | 56686 | 18 |  |  | Landfill Gas | 0.3 | VA | King and Queen | 37.6711 | -76.76 | 2008 | 1
PJM | King & Queen | 56686 | 19 |  |  | Landfill Gas | 0.3 | VA | King and Queen | 37.6711 | -76.76 | 2008 | 1
PJM | King & Queen | 56686 | 2 |  |  | Landfill Gas | 0.3 | VA | King and Queen | 37.6711 | -76.76 | 2008 | 1
PJM | King & Queen | 56686 | 20 |  |  | Landfill Gas | 0.3 | VA | King and Queen | 37.6711 | -76.76 | 2008 | 1
PJM | King & Queen | 56686 | 21 |  |  | Landfill Gas | 0.3 | VA | King and Queen | 37.6711 | -76.76 | 2008 | 1
PJM | King & Queen | 56686 | 22 |  |  | Landfill Gas | 0.3 | VA | King and Queen | 37.6711 | -76.76 | 2008 | 1
PJM | King & Queen | 56686 | 23 |  |  | Landfill Gas | 0.3 | VA | King and Queen | 37.6711 | -76.76 | 2008 | 1
PJM | King & Queen | 56686 | 24 |  |  | Landfill Gas | 0.3 | VA | King and Queen | 37.6711 | -76.76 | 2008 | 1
PJM | King & Queen | 56686 | 25 |  |  | Landfill Gas | 0.3 | VA | King and Queen | 37.6711 | -76.76 | 2008 | 1
PJM | King & Queen | 56686 | 26 |  |  | Landfill Gas | 0.3 | VA | King and Queen | 37.6711 | -76.76 | 2008 | 1
PJM | King & Queen | 56686 | 27 |  |  | Landfill Gas | 0.3 | VA | King and Queen | 37.6711 | -76.76 | 2008 | 1
PJM | King & Queen | 56686 | 28 |  |  | Landfill Gas | 0.3 | VA | King and Queen | 37.6711 | -76.76 | 2008 | 1
PJM | King & Queen | 56686 | 29 |  |  | Landfill Gas | 0.3 | VA | King and Queen | 37.6711 | -76.76 | 2008 | 1
PJM | King & Queen | 56686 | 3 |  |  | Landfill Gas | 0.3 | VA | King and Queen | 37.6711 | -76.76 | 2008 | 1
PJM | King & Queen | 56686 | 30 |  |  | Landfill Gas | 0.3 | VA | King and Queen | 37.6711 | -76.76 | 2008 | 1
PJM | King & Queen | 56686 | 31 |  |  | Landfill Gas | 0.3 | VA | King and Queen | 37.6711 | -76.76 | 2008 | 1
PJM | King & Queen | 56686 | 32 |  |  | Landfill Gas | 0.3 | VA | King and Queen | 37.6711 | -76.76 | 2008 | 1
PJM | King & Queen | 56686 | 33 |  |  | Landfill Gas | 0.3 | VA | King and Queen | 37.6711 | -76.76 | 2008 | 1
PJM | King & Queen | 56686 | 34 |  |  | Landfill Gas | 0.3 | VA | King and Queen | 37.6711 | -76.76 | 2008 | 1
PJM | King & Queen | 56686 | 35 |  |  | Landfill Gas | 0.3 | VA | King and Queen | 37.6711 | -76.76 | 2008 | 1
PJM | King & Queen | 56686 | 36 |  |  | Landfill Gas | 0.3 | VA | King and Queen | 37.6711 | -76.76 | 2008 | 1
PJM | King & Queen | 56686 | 4 |  |  | Landfill Gas | 0.3 | VA | King and Queen | 37.6711 | -76.76 | 2008 | 1
PJM | King & Queen | 56686 | 5 |  |  | Landfill Gas | 0.3 | VA | King and Queen | 37.6711 | -76.76 | 2008 | 1
PJM | King & Queen | 56686 | 6 |  |  | Landfill Gas | 0.3 | VA | King and Queen | 37.6711 | -76.76 | 2008 | 1
PJM | King & Queen | 56686 | 7 |  |  | Landfill Gas | 0.3 | VA | King and Queen | 37.6711 | -76.76 | 2008 | 1
PJM | King & Queen | 56686 | 8 |  |  | Landfill Gas | 0.3 | VA | King and Queen | 37.6711 | -76.76 | 2008 | 1
PJM | King & Queen | 56686 | 9 |  |  | Landfill Gas | 0.3 | VA | King and Queen | 37.6711 | -76.76 | 2008 | 1
PJM | Kinsley II Landfill Solar System | 65466 | KINS2 |  |  | Solar Photovoltaic | 3.8 | NJ | Gloucester | 39.7927 | -75.1114 | 2020 | 1
PJM | Kinsley Landfill Solar | 58877 | KINS |  |  | Solar Photovoltaic | 8.6 | NJ | Gloucester | 39.7933 | -75.1064 | 2015 | 1
PJM | Kirby Road Solar, LLC | 64602 | KBR |  |  | Solar Photovoltaic | 1.3 | MD | Prince Georges | 38.779 | -76.9237 | 2021 | 6
PJM | Kish CSG | 63990 | KISH |  |  | Solar Photovoltaic | 2 | IL | Boone | 42.2152 | -88.9206 | 2021 | 8
PJM | Kishwaukee CHP Plant | 58177 | 1 |  |  | Other Waste Biomass | 1 | IL | Winnebago | 42.2219 | -89.0933 | 2010 | 1
PJM | Kishwaukee CHP Plant | 58177 | 2 |  |  | Other Waste Biomass | 1 | IL | Winnebago | 42.2219 | -89.0933 | 2010 | 6
PJM | Kishwaukee CHP Plant | 58177 | 3 |  |  | Other Waste Biomass | 1 | IL | Winnebago | 42.2219 | -89.0933 | 2010 | 5
PJM | Knouse Solar Project 1 | 57412 | 1 |  |  | Solar Photovoltaic | 3 | PA | Cumberland | 40.0264 | -77.2344 | 2010 | 12
PJM | Kyger Creek | 2876 | 1 |  |  | Conventional Steam Coal | 217.3 | OH | Gallia | 38.9144 | -82.1289 | 1955 | 2
PJM | Kyger Creek | 2876 | 2 |  |  | Conventional Steam Coal | 217.3 | OH | Gallia | 38.9144 | -82.1289 | 1955 | 6
PJM | Kyger Creek | 2876 | 3 |  |  | Conventional Steam Coal | 217.3 | OH | Gallia | 38.9144 | -82.1289 | 1955 | 9
PJM | Kyger Creek | 2876 | 4 |  |  | Conventional Steam Coal | 217.3 | OH | Gallia | 38.9144 | -82.1289 | 1955 | 11
PJM | Kyger Creek | 2876 | 5 |  |  | Conventional Steam Coal | 217.3 | OH | Gallia | 38.9144 | -82.1289 | 1955 | 12
PJM | L&D Landfill Solar | 59601 | L&D |  |  | Solar Photovoltaic | 10 | NJ | Burlington | 39.9803 | -74.7703 | 2015 | 12
PJM | L&S Sweetners | 58497 | GEN1 |  |  | Landfill Gas | 1.6 | PA | Lancaster | 40.0906 | -76.1456 | 2013 | 10
PJM | L&S Sweetners | 58497 | GEN2 |  |  | Landfill Gas | 1.6 | PA | Lancaster | 40.0906 | -76.1456 | 2013 | 10
PJM | L'Oreal Franklin | 60765 | PV1 |  |  | Solar Photovoltaic | 1 | NJ | Somerset | 40.4879 | -74.5214 | 2012 | 3
PJM | L'Oreal Monmouth | 60766 | PV1 |  |  | Solar Photovoltaic | 2 | NJ | Monmouth | 40.4003 | -74.5047 | 2013 | 2
PJM | L'Oreal Piscataway | 57868 | UNIT1 |  |  | Solar Photovoltaic | 0.5 | NJ | Middlesex | 40.5543 | -74.468 | 2011 | 12
PJM | L'Oreal Piscataway | 57868 | UNIT2 |  |  | Solar Photovoltaic | 0.3 | NJ | Middlesex | 40.5543 | -74.468 | 2011 | 12
PJM | L'Oreal Piscataway | 57868 | UNIT3 |  |  | Solar Photovoltaic | 0.3 | NJ | Middlesex | 40.5543 | -74.468 | 2016 | 8
PJM | L'Oreal Piscataway | 57868 | UNIT4 |  |  | Solar Photovoltaic | 0.7 | NJ | Middlesex | 40.5543 | -74.468 | 2011 | 12
PJM | L'Oreal Solar - Florence | 61744 | 1 |  |  | Solar Photovoltaic | 1.1 | KY | Boone | 38.9877 | -84.6082 | 2017 | 7
PJM | LE Wind Turbine 1 | 57613 | WTG1 |  |  | Onshore Wind Turbine | 2.5 | OH | Cuyahoga | 41.5844 | -81.5256 | 2011 | 7
PJM | LTMUA | 63413 | 1 |  |  | Solar Photovoltaic | 1 | NJ | Cape May | 39.0078 | -74.9356 | 2012 | 3
PJM | LaSalle Generating Station | 6026 | 1 |  |  | Nuclear | 1170 | IL | LaSalle | 41.2455 | -88.6691 | 1984 | 1
PJM | LaSalle Generating Station | 6026 | 2 |  |  | Nuclear | 1170 | IL | LaSalle | 41.2455 | -88.6691 | 1984 | 10
PJM | LabCorp Engine | 64142 | LCG |  |  | Natural Gas Internal Combustion Engine | 3.2 | NJ | Somerset | 40.5704 | -74.6395 | 2019 | 12
PJM | Lackawanna Energy Center | 60357 | GEN1 |  |  | Natural Gas Fired Combined Cycle | 499.5 | PA | Lackawanna | 41.4714 | -75.5442 | 2018 | 3
PJM | Lackawanna Energy Center | 60357 | GEN2 |  |  | Natural Gas Fired Combined Cycle | 499.5 | PA | Lackawanna | 41.4714 | -75.5442 | 2018 | 10
PJM | Lackawanna Energy Center | 60357 | GEN3 |  |  | Natural Gas Fired Combined Cycle | 499.5 | PA | Lackawanna | 41.4714 | -75.5442 | 2018 | 12
PJM | Ladysmith | 7839 | 1 |  |  | Natural Gas Fired Combustion Turbine | 178.5 | VA | Caroline | 38.0722 | -77.5133 | 2001 | 5
PJM | Ladysmith | 7839 | 2 |  |  | Natural Gas Fired Combustion Turbine | 178.5 | VA | Caroline | 38.0722 | -77.5133 | 2001 | 5
PJM | Ladysmith | 7839 | 3 |  |  | Natural Gas Fired Combustion Turbine | 178.5 | VA | Caroline | 38.0722 | -77.5133 | 2008 | 6
PJM | Ladysmith | 7839 | 4 |  |  | Natural Gas Fired Combustion Turbine | 178.5 | VA | Caroline | 38.0722 | -77.5133 | 2008 | 6
PJM | Ladysmith | 7839 | 5 |  |  | Natural Gas Fired Combustion Turbine | 178.5 | VA | Caroline | 38.0722 | -77.5133 | 2009 | 4
PJM | LafargeHolcim - Paulding Wind Project | 62752 | L1 |  |  | Onshore Wind Turbine | 1.5 | OH | Paulding | 41.1924 | -84.6126 | 2020 | 8
PJM | LafargeHolcim - Paulding Wind Project | 62752 | L2 |  |  | Onshore Wind Turbine | 1.5 | OH | Paulding | 41.1924 | -84.6126 | 2020 | 8
PJM | LafargeHolcim - Paulding Wind Project | 62752 | L3 |  |  | Onshore Wind Turbine | 1.5 | OH | Paulding | 41.1924 | -84.6126 | 2020 | 8
PJM | Lafayette 2 - Kankakee Yonke | 64304 | GEN1 |  |  | Solar Photovoltaic | 2 | IL | Kankakee | 41.0973 | -87.8693 | 2020 | 12
PJM | Lafayette 2 - McHenry Franks 1 | 64302 | GEN1 |  |  | Solar Photovoltaic | 2 | IL | McHenry | 42.2516 | -88.5967 | 2020 | 12
PJM | Lafayette 2 - McHenry Franks 2 | 64303 | GEN1 |  |  | Solar Photovoltaic | 2 | IL | McHenry | 42.2148 | -88.4919 | 2020 | 12
PJM | Lake City | 67200 | 642 |  |  | Solar Photovoltaic | 2 | MI | Missaukee | 44.2896 | -85.2145 | 2024 | 11
PJM | Lake Forest Hospital Central Energy Plan | 60797 | GEN1 |  |  | Natural Gas Internal Combustion Engine | 0.8 | IL | Lake | 42.2542 | -87.8643 | 1996 | 6
PJM | Lake Forest Hospital Central Energy Plan | 60797 | GEN2 |  |  | Natural Gas Internal Combustion Engine | 0.8 | IL | Lake | 42.2542 | -87.8643 | 1996 | 6
PJM | Lake Forest Hospital Central Energy Plan | 60797 | GEN3 |  |  | Natural Gas Internal Combustion Engine | 0.8 | IL | Lake | 42.2542 | -87.8643 | 1996 | 6
PJM | Lake Forest Hospital Central Energy Plan | 60797 | GEN4 |  |  | Natural Gas Internal Combustion Engine | 0.8 | IL | Lake | 42.2542 | -87.8643 | 1996 | 6
PJM | Lake Gas Recovery | 50575 | GEN2 |  |  | Landfill Gas | 3 | IL | Cook | 42.1062 | -87.8137 | 1993 | 8
PJM | Lake Gas Recovery | 50575 | GEN3 |  |  | Landfill Gas | 3 | IL | Cook | 42.1062 | -87.8137 | 1993 | 8
PJM | Lake Lynn Hydro Station | 6636 | 1 |  |  | Conventional Hydroelectric | 12.8 | PA | Fayette | 39.7203 | -79.8561 | 1926 | 9
PJM | Lake Lynn Hydro Station | 6636 | 2 |  |  | Conventional Hydroelectric | 12.8 | PA | Fayette | 39.7203 | -79.8561 | 1929 | 7
PJM | Lake Lynn Hydro Station | 6636 | 3 |  |  | Conventional Hydroelectric | 12.8 | PA | Fayette | 39.7203 | -79.8561 | 1926 | 6
PJM | Lake Lynn Hydro Station | 6636 | 4 |  |  | Conventional Hydroelectric | 12.8 | PA | Fayette | 39.7203 | -79.8561 | 1926 | 5
PJM | Lakehurst Solar | 63503 | LAKHS |  |  | Solar Photovoltaic | 9.6 | NJ | Ocean | 40.024 | -74.312 | 2020 | 3
PJM | Lakeview Gas Recovery | 55074 | GEN1 |  |  | Landfill Gas | 3 | PA | Erie | 42.0602 | -80.0208 | 1997 | 5
PJM | Lakeview Gas Recovery | 55074 | GEN2 |  |  | Landfill Gas | 3 | PA | Erie | 42.0602 | -80.0208 | 1997 | 6
PJM | Lakewood Cheddar School | 62454 | 1 |  |  | Solar Photovoltaic | 1 | NJ | Ocean | 40.0709 | -74.1808 | 2013 | 1
PJM | Lancaster County Resource Recovery | 50859 | GEN1 |  |  | Municipal Solid Waste | 35.7 | PA | Lancaster | 40.0711 | -76.6436 | 1990 | 12
PJM | Lanchester Generating Station | 56850 | 1 |  |  | Landfill Gas | 1.6 | PA | Lancaster | 40.1108 | -75.9547 | 2006 | 12
PJM | Lanchester Generating Station | 56850 | 2 |  |  | Landfill Gas | 1.6 | PA | Lancaster | 40.1108 | -75.9547 | 2010 | 8
PJM | Laurel Dam | 6171 | 1 |  |  | Conventional Hydroelectric | 70 | KY | Laurel | 36.9614 | -84.27 | 1977 | 11
PJM | Laurel Hill Wind | 57744 | 1 |  |  | Onshore Wind Turbine | 69 | PA | Lycoming | 41.5323 | -77.0296 | 2012 | 9
PJM | Laurel Mountain Hybrid | 57447 | 1 |  |  | Onshore Wind Turbine | 97.6 | WV | Barbour | 39.0072 | -79.8866 | 2011 | 8
PJM | Laurel Mountain Hybrid | 57447 | 2 |  |  | Batteries | 16 | WV | Barbour | 39.0072 | -79.8866 | 2011 | 10
PJM | Lawrence Solar 1 LLC | 67681 | LAWS1 |  |  | Solar Photovoltaic | 2 | IL | McHenry | 42.4802 | -88.5992 | 2024 | 12
PJM | Lawrence Solar 2 LLC | 67682 | LAWS2 |  |  | Solar Photovoltaic | 2 | IL | McHenry | 42.4802 | -88.5992 | 2024 | 12
PJM | Lawrenceburg Power, LLC | 55502 | 0100 |  |  | Natural Gas Fired Combined Cycle | 268 | IN | Dearborn | 39.0911 | -84.8669 | 2004 | 6
PJM | Lawrenceburg Power, LLC | 55502 | 0200 |  |  | Natural Gas Fired Combined Cycle | 268 | IN | Dearborn | 39.0911 | -84.8669 | 2004 | 6
PJM | Lawrenceburg Power, LLC | 55502 | 1100 |  |  | Natural Gas Fired Combined Cycle | 174 | IN | Dearborn | 39.0911 | -84.8669 | 2004 | 6
PJM | Lawrenceburg Power, LLC | 55502 | 1200 |  |  | Natural Gas Fired Combined Cycle | 174 | IN | Dearborn | 39.0911 | -84.8669 | 2004 | 6
PJM | Lawrenceburg Power, LLC | 55502 | 2100 |  |  | Natural Gas Fired Combined Cycle | 174 | IN | Dearborn | 39.0911 | -84.8669 | 2004 | 6
PJM | Lawrenceburg Power, LLC | 55502 | 2200 |  |  | Natural Gas Fired Combined Cycle | 174 | IN | Dearborn | 39.0911 | -84.8669 | 2004 | 6
PJM | Lebanon Solar | 57488 | LSNJ |  |  | Solar Photovoltaic | 2 | NJ | Hunterdon | 40.6758 | -74.9122 | 2011 | 12
PJM | Lee Energy Facility | 55236 | CT1 |  |  | Natural Gas Fired Combustion Turbine | 86.5 | IL | Lee | 41.8287 | -89.4054 | 2001 | 6
PJM | Lee Energy Facility | 55236 | CT2 |  |  | Natural Gas Fired Combustion Turbine | 86.5 | IL | Lee | 41.8287 | -89.4054 | 2001 | 6
PJM | Lee Energy Facility | 55236 | CT3 |  |  | Natural Gas Fired Combustion Turbine | 86.5 | IL | Lee | 41.8287 | -89.4054 | 2001 | 6
PJM | Lee Energy Facility | 55236 | CT4 |  |  | Natural Gas Fired Combustion Turbine | 86.5 | IL | Lee | 41.8287 | -89.4054 | 2001 | 6
PJM | Lee Energy Facility | 55236 | CT5 |  |  | Natural Gas Fired Combustion Turbine | 86.5 | IL | Lee | 41.8287 | -89.4054 | 2001 | 5
PJM | Lee Energy Facility | 55236 | CT6 |  |  | Natural Gas Fired Combustion Turbine | 86.5 | IL | Lee | 41.8287 | -89.4054 | 2001 | 5
PJM | Lee Energy Facility | 55236 | CT7 |  |  | Natural Gas Fired Combustion Turbine | 86.5 | IL | Lee | 41.8287 | -89.4054 | 2001 | 6
PJM | Lee Energy Facility | 55236 | CT8 |  |  | Natural Gas Fired Combustion Turbine | 86.5 | IL | Lee | 41.8287 | -89.4054 | 2001 | 6
PJM | Leesville | 3777 | 1 |  |  | Conventional Hydroelectric | 20 | VA | Pittsylvania | 37.0933 | -79.4025 | 1964 | 2
PJM | Leesville | 3777 | 2 |  |  | Conventional Hydroelectric | 20 | VA | Pittsylvania | 37.0933 | -79.4025 | 1964 | 3
PJM | Leggett Solar, LLC | 60783 | 1 |  |  | Solar Photovoltaic | 5 | NC | Edgecombe | 36.058 | -77.623 | 2016 | 12
PJM | Lena | 63951 | LENA |  |  | Solar Photovoltaic | 2 | IL | Stephenson | 42.3568 | -89.884 | 2021 | 5
PJM | Lewiston Solar | 59174 | 5MWPV |  |  | Solar Photovoltaic | 5 | NC | Bertie | 36.1411 | -77.2111 | 2014 | 12
PJM | Liberty Electric Power Plant | 55231 | GTG1 |  |  | Natural Gas Fired Combined Cycle | 186 | PA | Delaware | 39.8614 | -75.3358 | 2002 | 5
PJM | Liberty Electric Power Plant | 55231 | GTG2 |  |  | Natural Gas Fired Combined Cycle | 186 | PA | Delaware | 39.8614 | -75.3358 | 2002 | 5
PJM | Liberty Electric Power Plant | 55231 | STG |  |  | Natural Gas Fired Combined Cycle | 242 | PA | Delaware | 39.8614 | -75.3358 | 2002 | 5
PJM | Limerick | 6105 | 1 |  |  | Nuclear | 1138.5 | PA | Montgomery | 40.2243 | -75.5874 | 1986 | 2
PJM | Limerick | 6105 | 2 |  |  | Nuclear | 1138.5 | PA | Montgomery | 40.2243 | -75.5874 | 1990 | 1
PJM | Lincoln Financial Field | 58231 | GEN1 |  |  | Solar Photovoltaic | 2.9 | PA | Philadelphia | 39.9008 | -75.1675 | 2013 | 1
PJM | Lincoln Generating Facility | 55222 | CTG1 |  |  | Natural Gas Fired Combustion Turbine | 86.5 | IL | Will | 41.3933 | -87.9436 | 2000 | 6
PJM | Lincoln Generating Facility | 55222 | CTG2 |  |  | Natural Gas Fired Combustion Turbine | 86.5 | IL | Will | 41.3933 | -87.9436 | 2000 | 6
PJM | Lincoln Generating Facility | 55222 | CTG3 |  |  | Natural Gas Fired Combustion Turbine | 86.5 | IL | Will | 41.3933 | -87.9436 | 2000 | 6
PJM | Lincoln Generating Facility | 55222 | CTG4 |  |  | Natural Gas Fired Combustion Turbine | 86.5 | IL | Will | 41.3933 | -87.9436 | 2000 | 6
PJM | Lincoln Generating Facility | 55222 | CTG5 |  |  | Natural Gas Fired Combustion Turbine | 86.5 | IL | Will | 41.3933 | -87.9436 | 2000 | 6
PJM | Lincoln Generating Facility | 55222 | CTG6 |  |  | Natural Gas Fired Combustion Turbine | 86.5 | IL | Will | 41.3933 | -87.9436 | 2000 | 6
PJM | Lincoln Generating Facility | 55222 | CTG7 |  |  | Natural Gas Fired Combustion Turbine | 86.5 | IL | Will | 41.3933 | -87.9436 | 2000 | 6
PJM | Lincoln Generating Facility | 55222 | CTG8 |  |  | Natural Gas Fired Combustion Turbine | 86.5 | IL | Will | 41.3933 | -87.9436 | 2000 | 6
PJM | Linden Hawk Rise Solar CSG | 65368 | LINDN |  |  | Solar Photovoltaic | 4 | NJ | Union | 40.6039 | -74.2455 | 2021 | 12
PJM | Linden Solar Farm | 57381 | LIND |  |  | Solar Photovoltaic | 2.7 | NJ | Union | 40.62 | -74.2144 | 2010 | 12
PJM | Lineage Logistics Solar | 63825 | LLCHI |  |  | Solar Photovoltaic | 1.6 | IL | Will | 41.455 | -87.752 | 2019 | 12
PJM | Lion One | 67392 | SC |  |  | Solar Photovoltaic | 2 | MD | Baltimore | 39.3273 | -76.781 | 2024 | 4
PJM | Lister Avenue Solar | 67065 | NJ401 |  |  | Solar Photovoltaic | 2 | NJ | Essex | 40.7394 | -74.1381 | 2022 | 7
PJM | Listonburg Solar | 65929 | 8 |  |  | Solar Photovoltaic | 15 | PA | Somerset | 39.7647 | -79.3034 | 2024 | 12
PJM | Livingston Crossing (CSG) | 67393 | SC |  |  | Solar Photovoltaic | 2 | MD | Prince Georges | 38.6969 | -76.9782 | 2025 | 7
PJM | Livingston Generating Facility | 55054 | 1 |  |  | Landfill Gas | 5 | IL | Livingston | 40.9314 | -88.6548 | 1999 | 12
PJM | Livingston Generating Facility | 55054 | 3 |  |  | Landfill Gas | 5 | IL | Livingston | 40.9314 | -88.6548 | 1999 | 12
PJM | Livingston Generating Facility | 55054 | GEN2 |  |  | Landfill Gas | 5 | IL | Livingston | 40.9314 | -88.6548 | 2000 | 1
PJM | Livingston Solar Canopies | 58505 | LVSC |  |  | Solar Photovoltaic | 6.6 | NJ | Middlesex | 40.5275 | -74.4383 | 2013 | 1
PJM | Livingston Solar Farm | 58504 | LVSF |  |  | Solar Photovoltaic | 1.2 | NJ | Middlesex | 40.5236 | -74.43 | 2009 | 5
PJM | Lockport Powerhouse | 10903 | 1GEN |  |  | Conventional Hydroelectric | 8 | IL | Will | 41.5697 | -88.0789 | 1999 | 2
PJM | Lockport Powerhouse | 10903 | 2GEN |  |  | Conventional Hydroelectric | 8 | IL | Will | 41.5697 | -88.0789 | 2001 | 12
PJM | Locust Ridge | 56470 | LRWF |  |  | Onshore Wind Turbine | 26 | PA | Schuylkill | 40.855 | -76.1292 | 2007 | 3
PJM | Locust Ridge II LLC | 56770 | 1 |  |  | Onshore Wind Turbine | 102 | PA | Schuylkill | 40.8411 | -76.1547 | 2009 | 5
PJM | London | 6560 | 1 |  |  | Conventional Hydroelectric | 4.8 | WV | Kanawha | 38.1944 | -81.3706 | 1935 | 12
PJM | London | 6560 | 2 |  |  | Conventional Hydroelectric | 4.8 | WV | Kanawha | 38.1944 | -81.3706 | 1935 | 12
PJM | London | 6560 | 3 |  |  | Conventional Hydroelectric | 4.8 | WV | Kanawha | 38.1944 | -81.3706 | 1935 | 12
PJM | Lone Tree Wind, LLC | 63251 | LTW |  |  | Onshore Wind Turbine | 79 | IL | Bureau | 41.2032 | -89.6019 | 2020 | 12
PJM | Long Farm 46 Solar, LLC | 60208 | PV1 |  |  | Solar Photovoltaic | 5 | NC | Northampton | 36.467 | -77.618 | 2016 | 2
PJM | Long John CSG | 64784 | LJOHN |  |  | Solar Photovoltaic | 2 | IL | DeKalb | 41.694 | -88.6531 | 2021 | 5
PJM | Long Ridge Energy Generation | 61322 | HPPP1 |  |  | Natural Gas Fired Combined Cycle | 521.9 | OH | Monroe | 39.7026 | -80.8455 | 2021 | 10
PJM | Longview Power Plant | 56671 | MKA01 |  |  | Conventional Steam Coal | 807.5 | WV | Monongalia | 39.7079 | -79.959 | 2011 | 12
PJM | Longview Solar | 60735 | PV1 |  |  | Solar Photovoltaic | 13.6 | MD | Wicomico | 38.3947 | -75.6727 | 2016 | 2
PJM | Longwood Gardens | 57768 | 1 |  |  | Solar Photovoltaic | 1.3 | PA | Chester | 39.8667 | -75.6678 | 2010 | 5
PJM | Lookout Windpower LLC | 56700 | 1 |  |  | Onshore Wind Turbine | 37.8 | PA | Somerset | 39.8794 | -78.9183 | 2008 | 10
PJM | Louisa Generation Facility | 7837 | 1 |  |  | Natural Gas Fired Combustion Turbine | 86.7 | VA | Louisa | 38.1181 | -78.2139 | 2003 | 8
PJM | Louisa Generation Facility | 7837 | 2 |  |  | Natural Gas Fired Combustion Turbine | 86.7 | VA | Louisa | 38.1181 | -78.2139 | 2003 | 8
PJM | Louisa Generation Facility | 7837 | 3 |  |  | Natural Gas Fired Combustion Turbine | 86.7 | VA | Louisa | 38.1181 | -78.2139 | 2003 | 8
PJM | Louisa Generation Facility | 7837 | 4 |  |  | Natural Gas Fired Combustion Turbine | 86.7 | VA | Louisa | 38.1181 | -78.2139 | 2003 | 8
PJM | Louisa Generation Facility | 7837 | 5 |  |  | Natural Gas Fired Combustion Turbine | 198.9 | VA | Louisa | 38.1181 | -78.2139 | 2003 | 8
PJM | Love Lane Solar | 65486 | LOVLN |  |  | Solar Photovoltaic | 1.8 | NJ | Cumberland | 39.471 | -75.218 | 2024 | 5
PJM | Low Moor | 3799 | GT1 |  |  | Petroleum Liquids | 20.7 | VA | Alleghany | 37.777 | -79.892 | 1971 | 7
PJM | Low Moor | 3799 | GT2 |  |  | Petroleum Liquids | 20.7 | VA | Alleghany | 37.777 | -79.892 | 1971 | 7
PJM | Low Moor | 3799 | GT3 |  |  | Petroleum Liquids | 20.7 | VA | Alleghany | 37.777 | -79.892 | 1971 | 8
PJM | Low Moor | 3799 | GT4 |  |  | Petroleum Liquids | 20.7 | VA | Alleghany | 37.777 | -79.892 | 1971 | 8
PJM | Lower Cape May HS | 60769 | PV1 |  |  | Solar Photovoltaic | 1.5 | NJ | Cape May | 38.9767 | -74.9065 | 2012 | 12
PJM | Lower Mount Bethel Energy | 55667 | G1 |  |  | Natural Gas Fired Combined Cycle | 211.5 | PA | Northampton | 40.8019 | -75.1076 | 2004 | 5
PJM | Lower Mount Bethel Energy | 55667 | G2 |  |  | Natural Gas Fired Combined Cycle | 211.5 | PA | Northampton | 40.8019 | -75.1076 | 2004 | 5
PJM | Lower Mount Bethel Energy | 55667 | G3 |  |  | Natural Gas Fired Combined Cycle | 228.6 | PA | Northampton | 40.8019 | -75.1076 | 2004 | 5
PJM | Loyola University Health Plant | 58181 | UNIT1 |  |  | Natural Gas Fired Combustion Turbine | 5.3 | IL | Cook | 41.8558 | -87.8356 | 2005 | 9
PJM | Loyola University Health Plant | 58181 | UNIT2 |  |  | Natural Gas Fired Combustion Turbine | 5.3 | IL | Cook | 41.8558 | -87.8356 | 2005 | 9
PJM | Luray Hydro Station | 3789 | 1 |  |  | Conventional Hydroelectric | 0.6 | VA | Page | 38.6767 | -78.4989 | 1927 | 1
PJM | Luray Hydro Station | 3789 | 2 |  |  | Conventional Hydroelectric | 0.4 | VA | Page | 38.6767 | -78.4989 | 1927 | 1
PJM | Luray Hydro Station | 3789 | 3 |  |  | Conventional Hydroelectric | 0.6 | VA | Page | 38.6767 | -78.4989 | 1927 | 1
PJM | Lycoming County | 57582 | 1 |  |  | Landfill Gas | 1.6 | PA | Lycoming | 41.1511 | -76.9178 | 2012 | 10
PJM | Lycoming County | 57582 | 2 |  |  | Landfill Gas | 1.6 | PA | Lycoming | 41.1511 | -76.9178 | 2012 | 10
PJM | Lyons Solar | 66019 | PA01 |  |  | Solar Photovoltaic | 20 | PA | Berks | 40.472 | -75.785 | 2023 | 12
PJM | MC1 Solar | 60395 | MC1PV |  |  | Solar Photovoltaic | 5 | NC | Martin | 35.8748 | -77.1397 | 2016 | 8
PJM | MCCo Solar Generating Facility | 59324 | MCCO1 |  |  | Solar Photovoltaic | 1 | OH | Cuyahoga | 41.5164 | -81.5972 | 2014 | 11
PJM | MD - CS - BGE - PR24 TPE | 65340 | 19003 |  |  | Solar Photovoltaic | 2 | MD | Prince Georges | 38.9274 | -76.6992 | 2022 | 9
PJM | MD - CS - Potomac Edison Co - GA25 TPE ( | 65339 | 19002 |  |  | Solar Photovoltaic | 2 | MD | Garrett | 39.6081 | -79.3282 | 2022 | 6
PJM | MD - CS - Potomac Edison Co - GA29 TPE | 64180 | 19002 |  |  | Solar Photovoltaic | 2 | MD | Garrett | 39.5953 | -79.3879 | 2021 | 1
PJM | MD - PR97 (CSG) | 64689 | 90029 |  |  | Solar Photovoltaic | 2 | MD | Prince Georges | 38.9347 | -76.7148 | 2022 | 8
PJM | MD JESSUP 7950 OCEANO AVE | 67670 | 22337 |  |  | Solar Photovoltaic | 1.5 | MD | Howard | 39.1575 | -76.7873 | 2024 | 9
PJM | MEBA | 60496 | 1 |  |  | Solar Photovoltaic | 1.5 | MD | Talbot | 38.7729 | -76.1389 | 2014 | 11
PJM | MF Mesa Lane LLC | 56993 | MESA |  |  | Solar Photovoltaic | 3 | PA | Bucks | 40.1483 | -74.7772 | 2008 | 11
PJM | MNCPPC Germantown Solar | 62910 | X0008 |  |  | Solar Photovoltaic | 1 | MD | Montgomery | 39.149 | -77.3179 | 2018 | 2
PJM | MNCPPC Randall Farm | 64604 | X0009 |  |  | Solar Photovoltaic | 1.4 | MD | Prince Georges | 38.8316 | -76.8031 | 2020 | 4
PJM | MO32 (CSG) | 65610 | MO32 |  |  | Solar Photovoltaic | 2 | MD | Montgomery | 39.1194 | -76.9598 | 2022 | 5
PJM | MO33 CSG | 65611 | MO33 |  |  | Solar Photovoltaic | 2 | MD | Montgomery | 39.1878 | -77.1199 | 2022 | 4
PJM | MPEA Energy Center | 55067 | GEN4 |  |  | Petroleum Liquids | 2 | IL | Cook | 41.8527 | -87.6185 | 2010 | 3
PJM | MPEA Energy Center | 55067 | GEN5 |  |  | Petroleum Liquids | 2 | IL | Cook | 41.8527 | -87.6185 | 2010 | 3
PJM | MPEA Energy Center | 55067 | GEN6 |  |  | Petroleum Liquids | 2 | IL | Cook | 41.8527 | -87.6185 | 2010 | 3
PJM | MRP Elgin LLC | 55438 | CT01 |  |  | Natural Gas Fired Combustion Turbine | 135 | IL | Cook | 42.0001 | -88.2446 | 2002 | 9
PJM | MRP Elgin LLC | 55438 | CT02 |  |  | Natural Gas Fired Combustion Turbine | 135 | IL | Cook | 42.0001 | -88.2446 | 2002 | 10
PJM | MRP Elgin LLC | 55438 | CT03 |  |  | Natural Gas Fired Combustion Turbine | 135 | IL | Cook | 42.0001 | -88.2446 | 2002 | 10
PJM | MRP Elgin LLC | 55438 | CT04 |  |  | Natural Gas Fired Combustion Turbine | 135 | IL | Cook | 42.0001 | -88.2446 | 2002 | 11
PJM | MRP Rocky Road LLC | 55109 | T4 |  |  | Natural Gas Fired Combustion Turbine | 122.4 | IL | Kane | 42.0931 | -88.2397 | 2000 | 6
PJM | MRP Rocky Road LLC | 55109 | TG1 |  |  | Natural Gas Fired Combustion Turbine | 125.8 | IL | Kane | 42.0931 | -88.2397 | 1999 | 6
PJM | MRP Rocky Road LLC | 55109 | TG2 |  |  | Natural Gas Fired Combustion Turbine | 125.8 | IL | Kane | 42.0931 | -88.2397 | 1999 | 6
PJM | MRP Rocky Road LLC | 55109 | TG3 |  |  | Natural Gas Fired Combustion Turbine | 41.5 | IL | Kane | 42.0931 | -88.2397 | 1999 | 6
PJM | MTHS Co-Gen Buildings | 58825 | STH1 |  |  | Natural Gas Internal Combustion Engine | 0.6 | IL | Cook | 42.0019 | -87.8522 | 1992 | 1
PJM | MTHS Co-Gen Buildings | 58825 | STH2 |  |  | Natural Gas Internal Combustion Engine | 0.6 | IL | Cook | 42.0019 | -87.8522 | 1992 | 1
PJM | Macy's MD Joppa Solar Project | 62323 | MMDJ |  |  | Solar Photovoltaic | 1.8 | MD | Harford | 39.4475 | -76.3209 | 2016 | 3
PJM | Madison | 55110 | CT1 |  |  | Natural Gas Fired Combustion Turbine | 86.5 | OH | Butler | 39.4522 | -84.4647 | 2000 | 6
PJM | Madison | 55110 | CT2 |  |  | Natural Gas Fired Combustion Turbine | 86.5 | OH | Butler | 39.4522 | -84.4647 | 2000 | 6
PJM | Madison | 55110 | CT3 |  |  | Natural Gas Fired Combustion Turbine | 86.5 | OH | Butler | 39.4522 | -84.4647 | 2000 | 6
PJM | Madison | 55110 | CT4 |  |  | Natural Gas Fired Combustion Turbine | 86.5 | OH | Butler | 39.4522 | -84.4647 | 2000 | 6
PJM | Madison | 55110 | CT5 |  |  | Natural Gas Fired Combustion Turbine | 86.5 | OH | Butler | 39.4522 | -84.4647 | 2000 | 6
PJM | Madison | 55110 | CT6 |  |  | Natural Gas Fired Combustion Turbine | 86.5 | OH | Butler | 39.4522 | -84.4647 | 2000 | 6
PJM | Madison | 55110 | CT7 |  |  | Natural Gas Fired Combustion Turbine | 86.5 | OH | Butler | 39.4522 | -84.4647 | 2000 | 6
PJM | Madison | 55110 | CT8 |  |  | Natural Gas Fired Combustion Turbine | 86.5 | OH | Butler | 39.4522 | -84.4647 | 2000 | 6
PJM | Madison Fields Solar Project, LLC | 66198 | USMDF |  |  | Solar Photovoltaic | 180 | OH | Madison | 40.0971 | -83.4687 | 2024 | 1
PJM | Madison Solar (VA) | 66316 | MDSO |  |  | Solar Photovoltaic | 62.5 | VA | Orange | 38.2877 | -77.84 | 2024 | 9
PJM | Mahoning | 57411 | GEN1 |  |  | Landfill Gas | 0.8 | OH | Mahoning | 40.9144 | -80.5861 | 2013 | 1
PJM | Mahoning | 57411 | GEN2 |  |  | Landfill Gas | 0.8 | OH | Mahoning | 40.9144 | -80.5861 | 2013 | 1
PJM | Mahoning | 57411 | GEN3 |  |  | Landfill Gas | 0.8 | OH | Mahoning | 40.9144 | -80.5861 | 2013 | 1
PJM | Mahoning | 57411 | GEN4 |  |  | Landfill Gas | 0.8 | OH | Mahoning | 40.9144 | -80.5861 | 2013 | 1
PJM | Mahoning | 57411 | GEN5 |  |  | Landfill Gas | 0.8 | OH | Mahoning | 40.9144 | -80.5861 | 2013 | 1
PJM | Mahoning Creek Hydroelectric Project | 58685 | 8107 |  |  | Conventional Hydroelectric | 6 | PA | Armstrong | 40.9211 | -79.2817 | 2013 | 12
PJM | Mammoth North Solar | 65957 | GEN1 |  |  | Solar Photovoltaic | 400 | IN | Starke | 41.1993 | -86.6338 | 2024 | 11
PJM | Manalapan Village Solar | 57661 | MANVL |  |  | Solar Photovoltaic | 3.5 | NJ | Monmouth | 40.2567 | -74.3497 | 2011 | 12
PJM | Manheim New Jersey | 63229 | NJSGR |  |  | Solar Photovoltaic | 0.8 | NJ | Burlington | 40.1136 | -74.7063 | 2013 | 6
PJM | Manheim New Jersey | 63229 | NJSRO |  |  | Solar Photovoltaic | 1.4 | NJ | Burlington | 40.1136 | -74.7063 | 2009 | 6
PJM | Maple Solar | 57750 | P1 |  |  | Solar Photovoltaic | 1.6 | NJ | Cumberland | 39.4875 | -74.9808 | 2011 | 5
PJM | Maple Solar | 57750 | P2 |  |  | Solar Photovoltaic | 0.8 | NJ | Cumberland | 39.4875 | -74.9808 | 2011 | 9
PJM | Maplewood Solar | 65319 | MAPL |  |  | Solar Photovoltaic | 120 | VA | Pittsylvania | 36.89 | -79.32 | 2022 | 12
PJM | Marcus Hook Energy LP | 55801 | CT13 |  |  | Natural Gas Fired Combined Cycle | 188.2 | PA | Delaware | 39.807 | -75.4216 | 2004 | 12
PJM | Marcus Hook Energy LP | 55801 | CT1A |  |  | Natural Gas Fired Combined Cycle | 188.2 | PA | Delaware | 39.807 | -75.4216 | 2004 | 12
PJM | Marcus Hook Energy LP | 55801 | CTIB |  |  | Natural Gas Fired Combined Cycle | 188.2 | PA | Delaware | 39.807 | -75.4216 | 2004 | 12
PJM | Marcus Hook Energy LP | 55801 | STG |  |  | Natural Gas Fired Combined Cycle | 271.5 | PA | Delaware | 39.807 | -75.4216 | 2004 | 12
PJM | Marengo Battery Storage LLC | 62856 | MBSS |  |  | Batteries | 20 | IL | McHenry | 42.2527 | -88.64 | 2018 | 12
PJM | Marengo Solar | 65013 | MARIL |  |  | Solar Photovoltaic | 2 | IL | McHenry | 42.2597 | -88.6359 | 2020 | 12
PJM | Marlboro Mushrooms Solar Field | 59327 | GEN1 |  |  | Solar Photovoltaic | 1 | PA | Chester | 39.8828 | -75.8294 | 2011 | 11
PJM | Marmet | 6561 | 1 |  |  | Conventional Hydroelectric | 4.8 | WV | Kanawha | 38.2526 | -81.5695 | 1935 | 12
PJM | Marmet | 6561 | 2 |  |  | Conventional Hydroelectric | 4.8 | WV | Kanawha | 38.2526 | -81.5695 | 1935 | 12
PJM | Marmet | 6561 | 3 |  |  | Conventional Hydroelectric | 4.8 | WV | Kanawha | 38.2526 | -81.5695 | 1935 | 12
PJM | Mars Snackfood US | 54855 | 1 |  |  | Natural Gas Fired Combustion Turbine | 3.5 | IL | Cook | 41.9171 | -87.7922 | 1987 | 5
PJM | Mars Wrigley Confectionery US, LLC | 10061 | GEN1 |  |  | Natural Gas Fired Combined Cycle | 10.9 | NJ | WARREN | 40.8625 | -74.825 | 1989 | 5
PJM | Mars Wrigley Confectionery US, LLC | 10061 | GEN2 |  |  | Natural Gas Fired Combined Cycle | 1.4 | NJ | WARREN | 40.8625 | -74.825 | 1984 | 10
PJM | Marsh Run Generation Facility | 7836 | 1 |  |  | Natural Gas Fired Combustion Turbine | 198.9 | VA | Fauquier | 38.5283 | -77.7681 | 2004 | 9
PJM | Marsh Run Generation Facility | 7836 | 2 |  |  | Natural Gas Fired Combustion Turbine | 198.9 | VA | Fauquier | 38.5283 | -77.7681 | 2004 | 9
PJM | Marsh Run Generation Facility | 7836 | 3 |  |  | Natural Gas Fired Combustion Turbine | 198.9 | VA | Fauquier | 38.5283 | -77.7681 | 2004 | 9
PJM | Martin County Solar Project, LLC | 66646 | USMTC |  |  | Solar Photovoltaic | 111 | KY | Martin | 37.7655 | -82.4741 | 2024 | 12
PJM | Martin Limestone Solar Array | 58443 | GEN1 |  |  | Solar Photovoltaic | 1 | PA | Lancaster | 40.106 | -76.0593 | 2012 | 12
PJM | Martin Marietta Wind Project | 66261 | WTG01 |  |  | Onshore Wind Turbine | 1.5 | OH | Sandusky | 41.466 | -83.367 | 2023 | 12
PJM | Martin Marietta Wind Project | 66261 | WTG02 |  |  | Onshore Wind Turbine | 1.5 | OH | Sandusky | 41.466 | -83.367 | 2023 | 12
PJM | Martin Marietta Wind Project | 66261 | WTG03 |  |  | Onshore Wind Turbine | 1.5 | OH | Sandusky | 41.466 | -83.367 | 2023 | 12
PJM | Martin Solar Center | 61458 | MARTN |  |  | Solar Photovoltaic | 5 | VA | Goochland | 37.8805 | -78.0492 | 2017 | 12
PJM | Martinsville | 3826 | 1 |  |  | Conventional Hydroelectric | 0.3 | VA | Henry | 36.6641 | -79.8836 | 1932 | 5
PJM | Martinsville | 3826 | 2 |  |  | Conventional Hydroelectric | 1 | VA | Henry | 36.6641 | -79.8836 | 1932 | 5
PJM | Martinsville LFG Generator | 57893 | LFG1 |  |  | Natural Gas Internal Combustion Engine | 1.1 | VA | Henry | 36.7172 | -79.8453 | 2012 | 3
PJM | Maryland Bioenergy Center (Jessup) | 64241 | CHP1 |  |  | Natural Gas Fired Combustion Turbine | 1.1 | MD | Howard | 39.1578 | -76.7804 | 2022 | 9
PJM | Maryland Solar | 58408 | MSH1 |  |  | Solar Photovoltaic | 27 | MD | Washington | 39.5631 | -77.7203 | 2013 | 9
PJM | Mason Solar One LLC | 64645 | MAS |  |  | Solar Photovoltaic | 1 | MD | Cecil | 39.692 | -75.9185 | 2020 | 11
PJM | Masser Farms Realty Solar | 57494 | MFRS |  |  | Solar Photovoltaic | 1 | PA | Schuylkill | 40.6406 | -76.6054 | 2011 | 5
PJM | Matilda Hamilton Fee Hydroelectric Stati | 62747 | 1 |  |  | Conventional Hydroelectric | 0.5 | KY | Estill | 37.6775 | -83.9486 | 2021 | 9
PJM | Matilda Hamilton Fee Hydroelectric Stati | 62747 | 2 |  |  | Conventional Hydroelectric | 0.5 | KY | Estill | 37.6775 | -83.9486 | 2021 | 9
PJM | Matilda Hamilton Fee Hydroelectric Stati | 62747 | 3 |  |  | Conventional Hydroelectric | 0.5 | KY | Estill | 37.6775 | -83.9486 | 2021 | 9
PJM | Matilda Hamilton Fee Hydroelectric Stati | 62747 | 4 |  |  | Conventional Hydroelectric | 0.5 | KY | Estill | 37.6775 | -83.9486 | 2021 | 9
PJM | Matilda Hamilton Fee Hydroelectric Stati | 62747 | 5 |  |  | Conventional Hydroelectric | 0.5 | KY | Estill | 37.6775 | -83.9486 | 2021 | 9
PJM | Matrix Buildings A&B (Perth Amboy) Solar | 57384 | MATR |  |  | Solar Photovoltaic | 2.5 | NJ | Middlesex | 40.5344 | -74.27 | 2011 | 1
PJM | Matrix Stults Road Solar Facility | 57588 | STULT |  |  | Solar Photovoltaic | 2.6 | NJ | Middlesex | 40.3622 | -74.4797 | 2011 | 6
PJM | Mayhill Solar LLC Community Solar | 66965 | MAYHI |  |  | Solar Photovoltaic | 1.2 | NJ | Bergen | 40.9019 | -74.0937 | 2023 | 10
PJM | McCormick & Co. Inc. at Belcamp | 57646 | PV1 |  |  | Solar Photovoltaic | 1.4 | MD | Harford | 39.4836 | -76.2292 | 2010 | 12
PJM | McCullough Road Solar Farm | 62638 | WASHG |  |  | Solar Photovoltaic | 8.8 | NJ | Warren | 40.7576 | -74.9582 | 2019 | 6
PJM | McGraw Hill Solar | 57662 | MCGRH |  |  | Solar Photovoltaic | 12 | NJ | Mercer | 40.2797 | -74.5564 | 2011 | 12
PJM | McHenry Battery Storage | 60656 | MCH1 |  |  | Batteries | 20 | IL | McHenry | 42.3314 | -88.2744 | 2016 | 2
PJM | McKee City Solar Phase 2 | 57863 | UNIT1 |  |  | Solar Photovoltaic | 2.4 | NJ | Atlantic | 39.4219 | -74.6392 | 2011 | 12
PJM | Meadow Lake Wind Farm II LLC | 57112 | GEN1 |  |  | Onshore Wind Turbine | 102.3 | IN | White | 40.6431 | -87.0242 | 2010 | 8
PJM | Meadow Lake Wind Farm III LLC | 57115 | GEN 1 |  |  | Onshore Wind Turbine | 103.5 | IN | White | 40.5986 | -87.0194 | 2010 | 9
PJM | Meadow Lake Wind Farm IV | 57177 | GEN 1 |  |  | Onshore Wind Turbine | 105.7 | IN | White | 40.6778 | -87.0328 | 2010 | 10
PJM | Meadow Lake Wind Farm LLC | 57109 | GEN 1 |  |  | Onshore Wind Turbine | 199.7 | IN | White | 40.6275 | -86.935 | 2009 | 10
PJM | Meadow Lake Wind Farm V LLC | 57628 | GEN1 |  |  | Onshore Wind Turbine | 100 | IN | White | 40.7161 | -87.0211 | 2017 | 7
PJM | Meadows PV 1 | 59513 | MEAD1 |  |  | Solar Photovoltaic | 20 | NC | Martin | 35.8369 | -77.1269 | 2016 | 6
PJM | Mechanicsville Solar | 64158 | MECH |  |  | Solar Photovoltaic | 25 | VA | Hanover | 37.666 | -77.2077 | 2020 | 9
PJM | Medford WWTP | 59277 | MED1 |  |  | Solar Photovoltaic | 1.3 | NJ | Burlington | 39.9222 | -74.8067 | 2013 | 8
PJM | Medoc | 67037 | BAT1 |  |  | Batteries | 2.5 | NC | Halifax | 36.248 | -77.8502 | 2024 | 12
PJM | Meeks Solar, LLC | 63267 | NCMKS |  |  | Solar Photovoltaic | 2 | NC | Martin | 35.8156 | -77.2911 | 2017 | 7
PJM | Meeting House | 67397 | SC |  |  | Solar Photovoltaic | 2 | MD | Cecil | 39.7038 | -75.9432 | 2023 | 8
PJM | Meherrin Solar | 62758 | MEHER |  |  | Solar Photovoltaic | 59.6 | VA | Greensville | 36.59 | -77.65 | 2022 | 9
PJM | Mehoopany Wind Energy LLC | 57769 | 1 |  |  | Onshore Wind Turbine | 140.8 | PA | Wyoming | 41.4206 | -76.0492 | 2012 | 12
PJM | Meldahl Hydroelectric Project | 56872 | 1 |  |  | Conventional Hydroelectric | 35 | KY | Bracken | 38.7914 | -84.173 | 2016 | 2
PJM | Meldahl Hydroelectric Project | 56872 | 2 |  |  | Conventional Hydroelectric | 35 | KY | Bracken | 38.7914 | -84.173 | 2016 | 1
PJM | Meldahl Hydroelectric Project | 56872 | 3 |  |  | Conventional Hydroelectric | 35 | KY | Bracken | 38.7914 | -84.173 | 2016 | 4
PJM | Mendota | 63954 | MENDS |  |  | Solar Photovoltaic | 2 | IL | LaSalle | 41.5486 | -89.1599 | 2020 | 12
PJM | Mendota Hills, LLC | 56160 | GEN1 |  |  | Onshore Wind Turbine | 76.2 | IL | Lee | 41.7194 | -89.0492 | 2003 | 11
PJM | Mendota Rich Dev CSG | 65508 | MEND |  |  | Solar Photovoltaic | 2 | IL | LaSalle | 41.5413 | -89.1481 | 2022 | 2
PJM | Mercer County Community College | 58882 | PV01 |  |  | Solar Photovoltaic | 7.5 | NJ | Mercer | 40.2558 | -74.6453 | 2013 | 9
PJM | Mercer Mall | 58070 | 1 |  |  | Solar Photovoltaic | 1.1 | NJ | Mercer | 40.2906 | -74.6819 | 2012 | 3
PJM | Merck | 59905 | 1 |  |  | Solar Photovoltaic | 2.1 | VA | Rockingham | 38.3832 | -78.6437 | 2017 | 6
PJM | Merck - Upper Gwynedd Solar Array | 61198 | SA-1 |  |  | Solar Photovoltaic | 1.5 | PA | Montgomery | 40.2154 | -75.2831 | 2011 | 1
PJM | Merck Rahway Power Plant | 10224 | GEN8 |  |  | Natural Gas Steam Turbine | 5 | NJ | Union | 40.6156 | -74.2653 | 1977 | 1
PJM | Merck Rahway Power Plant | 10224 | GEN9 |  |  | Natural Gas Steam Turbine | 10.8 | NJ | Union | 40.6156 | -74.2653 | 2004 | 1
PJM | Merck Rahway Power Plant | 10224 | GEN9A |  |  | Natural Gas Steam Turbine | 4.5 | NJ | Union | 40.6156 | -74.2653 | 2017 | 12
PJM | Merck Rahway Power Plant | 10224 | SOLAR |  |  | Solar Photovoltaic | 0.5 | NJ | Union | 40.6156 | -74.2653 | 2005 | 12
PJM | Meyersdale Battery | 62444 | BMY |  |  | Batteries | 18 | PA | Somerset | 39.8282 | -79.0198 | 2015 | 12
PJM | Meyersdale Windpower, LLC | 56052 | GE15 |  |  | Onshore Wind Turbine | 30 | PA | Somerset | 39.7907 | -79.002 | 2003 | 12
PJM | Miami Fort | 2832 | 7 |  |  | Conventional Steam Coal | 557.1 | OH | Hamilton | 39.1128 | -84.8036 | 1975 | 5
PJM | Miami Fort | 2832 | 8 |  |  | Conventional Steam Coal | 557.7 | OH | Hamilton | 39.1128 | -84.8036 | 1978 | 2
PJM | Miami Fort | 2832 | GT3 |  |  | Petroleum Liquids | 16.5 | OH | Hamilton | 39.1128 | -84.8036 | 1971 | 7
PJM | Miami Fort | 2832 | GT4 |  |  | Petroleum Liquids | 16.5 | OH | Hamilton | 39.1128 | -84.8036 | 1971 | 8
PJM | Miami Fort | 2832 | GT5 |  |  | Petroleum Liquids | 16.5 | OH | Hamilton | 39.1128 | -84.8036 | 1971 | 9
PJM | Miami Fort | 2832 | GT6 |  |  | Petroleum Liquids | 16.5 | OH | Hamilton | 39.1128 | -84.8036 | 1971 | 10
PJM | Mickleton Station | 8008 | MICK |  |  | Natural Gas Fired Combustion Turbine | 71.2 | NJ | Gloucester | 39.8119 | -75.249 | 1974 | 6
PJM | Mid-River PA, LLC (ABE4) | 64101 | 259 |  |  | Solar Photovoltaic | 3 | PA | Northampton | 40.74 | -75.2777 | 2020 | 9
PJM | Middlesex Apple Orchard Solar | 58090 | SEF-1 |  |  | Solar Photovoltaic | 1.3 | NJ | Middlesex | 40.4264 | -74.4922 | 2013 | 4
PJM | Middlesex Apple Orchard Solar | 58090 | SEF-2 |  |  | Solar Photovoltaic | 3.4 | NJ | Middlesex | 40.4264 | -74.4922 | 2013 | 4
PJM | Middlesex County Utilities Authority | 56119 | 100 |  |  | Landfill Gas | 6 | NJ | Middlesex | 40.4903 | -74.3156 | 2001 | 10
PJM | Middlesex County Utilities Authority | 56119 | 200 |  |  | Landfill Gas | 6 | NJ | Middlesex | 40.4903 | -74.3156 | 2001 | 10
PJM | Middlesex County Utilities Authority | 56119 | 300 |  |  | Landfill Gas | 10.5 | NJ | Middlesex | 40.4903 | -74.3156 | 1961 | 1
PJM | Middlesex Vo Tech Solar 1 LLC | 67368 | MIDDL |  |  | Solar Photovoltaic | 1.5 | NJ | Middlesex | 40.5283 | -74.4355 | 2021 | 12
PJM | Middletown Coke Company, LLC | 57822 | YNKE |  |  | Other Gases | 67 | OH | Butler | 39.4722 | -84.4014 | 2011 | 12
PJM | Middletown Energy Center | 59326 | MEC1 |  |  | Natural Gas Fired Combined Cycle | 310.2 | OH | Butler | 39.465 | -84.3478 | 2018 | 5
PJM | Middletown Energy Center | 59326 | MEC2 |  |  | Natural Gas Fired Combined Cycle | 233.7 | OH | Butler | 39.465 | -84.3478 | 2018 | 5
PJM | Midland Wind | 63003 | 1 |  |  | Onshore Wind Turbine | 105.5 | IL | Henry | 41.2692 | -89.995 | 2023 | 12
PJM | Mifflinburg PA BTM | 66452 | PB1 |  |  | Petroleum Liquids | 2.7 | PA | Union | 40.9112 | -77.045 | 2024 | 6
PJM | Mifflinburg PA BTM | 66452 | PB2 |  |  | Petroleum Liquids | 2.7 | PA | Union | 40.9112 | -77.045 | 2024 | 6
PJM | Milan | 58818 | 1 |  |  | Natural Gas Internal Combustion Engine | 7 | PA | Bradford | 41.8944 | -76.5828 | 2017 | 3
PJM | Milan | 58818 | 2 |  |  | Natural Gas Internal Combustion Engine | 7 | PA | Bradford | 41.8944 | -76.5828 | 2017 | 3
PJM | Milan | 58818 | 3 |  |  | Natural Gas Internal Combustion Engine | 7 | PA | Bradford | 41.8944 | -76.5828 | 2017 | 3
PJM | Milford Solar Farm | 58228 | GEN1 |  |  | Solar Photovoltaic | 11.8 | DE | Kent | 38.9231 | -75.4533 | 2012 | 12
PJM | Milford Solar Farm (NJ) LLC | 62637 | MILFD |  |  | Solar Photovoltaic | 7.5 | NJ | Hunterdon | 40.615 | -75.1565 | 2019 | 9
PJM | Milhurst Solar | 62904 | NPSMH |  |  | Solar Photovoltaic | 1.3 | NJ | Monmouth | 40.255 | -74.3808 | 2015 | 12
PJM | Mill Creek Solar | 57728 | MILLC |  |  | Solar Photovoltaic | 3.5 | NJ | Burlington | 40.0314 | -74.8247 | 2011 | 12
PJM | Mill Pond Solar, LLC | 62328 | MLLPD |  |  | Solar Photovoltaic | 5 | NC | Martin | 35.8294 | -76.7908 | 2019 | 8
PJM | Mill Run Windpower LLC | 55805 | G1 |  |  | Onshore Wind Turbine | 15 | PA | Somerset | 39.9134 | -79.3936 | 2001 | 12
PJM | Millersville LFG | 58246 | CAT1 |  |  | Landfill Gas | 1.6 | MD | Anne Arundel | 39.0847 | -76.6764 | 2012 | 7
PJM | Millersville LFG | 58246 | CAT2 |  |  | Landfill Gas | 1.6 | MD | Anne Arundel | 39.0847 | -76.6764 | 2012 | 7
PJM | Millville City Sewer Auth WTP | 58822 | U1BB |  |  | Solar Photovoltaic | 0.8 | NJ | Cumberland | 39.3764 | -75.0331 | 2013 | 3
PJM | Millville City Sewer Auth WTP | 58822 | U2DB |  |  | Solar Photovoltaic | 0.4 | NJ | Cumberland | 39.3764 | -75.0331 | 2013 | 3
PJM | Millville Hydro Station | 6546 | 1 |  |  | Conventional Hydroelectric | 0.8 | WV | Jefferson | 39.2731 | -77.7844 | 1913 | 1
PJM | Millville Hydro Station | 6546 | 2 |  |  | Conventional Hydroelectric | 1 | WV | Jefferson | 39.2731 | -77.7844 | 1939 | 12
PJM | Millville Hydro Station | 6546 | 3 |  |  | Conventional Hydroelectric | 1 | WV | Jefferson | 39.2731 | -77.7844 | 1938 | 12
PJM | Minonk Wind Farm | 57284 | 1 |  |  | Onshore Wind Turbine | 200 | IL | Woodford | 40.8886 | -88.9972 | 2012 | 11
PJM | Minster 3 | 67244 | MN3PV |  |  | Solar Photovoltaic | 1 | OH | Auglaize | 40.39 | -84.398 | 2022 | 12
PJM | Mitchell (WV) | 3948 | 1 |  |  | Conventional Steam Coal | 816.3 | WV | Marshall | 39.8297 | -80.8153 | 1971 | 5
PJM | Mitchell (WV) | 3948 | 2 |  |  | Conventional Steam Coal | 816.3 | WV | Marshall | 39.8297 | -80.8153 | 1971 | 5
PJM | Modlin Solar Farm | 60417 | MSFPV |  |  | Solar Photovoltaic | 4.9 | NC | Martin | 35.8503 | -77.1102 | 2016 | 8
PJM | Molson Coors Shenandoah Brewery | 58057 | WWTP |  |  | Other Waste Biomass | 1.4 | VA | Rockingham | 38.3569 | -78.6767 | 2012 | 6
PJM | Mon Valley Works | 50732 | GEN1 |  |  | Other Gases | 25 | PA | Allegheny | 40.3925 | -79.8564 | 1943 | 6
PJM | Mon Valley Works | 50732 | GEN2 |  |  | Other Gases | 25 | PA | Allegheny | 40.3925 | -79.8564 | 1943 | 6
PJM | Mon Valley Works | 50732 | GEN3 |  |  | Other Gases | 2.5 | PA | Allegheny | 40.3925 | -79.8564 | 2002 | 2
PJM | Mondelez Global LLC | 54933 | GEN1 |  |  | Natural Gas Fired Combustion Turbine | 4.7 | IL | Winnebago | 42.3156 | -89.0356 | 1995 | 2
PJM | Monee Solar 1, LLC | 67107 | GEN1 |  |  | Solar Photovoltaic | 2 | IL | Will | 41.3832 | -87.7751 | 2024 | 11
PJM | Monroe Solar | 66997 | METER |  |  | Solar Photovoltaic | 2.2 | VA | Pittsylvania | 36.8534 | -79.4699 | 2022 | 12
PJM | Monroe Solar Farm, LLC | 63451 | MONR1 |  |  | Solar Photovoltaic | 13.1 | NJ | Middlesex | 40.312 | -74.425 | 2020 | 7
PJM | Monroeville RTO BTM | 66434 | PB1 |  |  | Petroleum Liquids | 2.7 | OH | Huron | 41.2443 | -82.7089 | 2020 | 4
PJM | Monroeville Solar | 63181 | MNVL |  |  | Solar Photovoltaic | 3.2 | OH | Huron | 41.2301 | -82.7118 | 2017 | 12
PJM | Montague Energy Storage | 67851 | MONT1 |  |  | Batteries | 20 | NJ | Sussex | 41.2785 | -74.7983 | 2024 | 12
PJM | Montclair State University Cogen | 63501 | CTG-1 |  |  | Natural Gas Fired Combustion Turbine | 6.4 | NJ | Passaic | 40.8652 | -74.1967 | 2013 | 9
PJM | Montclair State University Cogen | 63501 | ENG-1 |  |  | Natural Gas Internal Combustion Engine | 2.7 | NJ | Passaic | 40.8652 | -74.1967 | 2018 | 6
PJM | Montclair State University Cogen | 63501 | ENG-2 |  |  | Natural Gas Internal Combustion Engine | 2.7 | NJ | Passaic | 40.8652 | -74.1967 | 2018 | 6
PJM | Monterey Diesel Generation Facility | 59614 | MDG1 |  |  | Petroleum Liquids | 0.6 | VA | Highland | 38.4214 | -79.5914 | 2016 | 5
PJM | Monterey Diesel Generation Facility | 59614 | MDG10 |  |  | Petroleum Liquids | 0.6 | VA | Highland | 38.4214 | -79.5914 | 2016 | 5
PJM | Monterey Diesel Generation Facility | 59614 | MDG2 |  |  | Petroleum Liquids | 0.6 | VA | Highland | 38.4214 | -79.5914 | 2016 | 5
PJM | Monterey Diesel Generation Facility | 59614 | MDG3 |  |  | Petroleum Liquids | 0.6 | VA | Highland | 38.4214 | -79.5914 | 2016 | 5
PJM | Monterey Diesel Generation Facility | 59614 | MDG4 |  |  | Petroleum Liquids | 0.6 | VA | Highland | 38.4214 | -79.5914 | 2016 | 5
PJM | Monterey Diesel Generation Facility | 59614 | MDG5 |  |  | Petroleum Liquids | 0.6 | VA | Highland | 38.4214 | -79.5914 | 2016 | 5
PJM | Monterey Diesel Generation Facility | 59614 | MDG6 |  |  | Petroleum Liquids | 0.6 | VA | Highland | 38.4214 | -79.5914 | 2016 | 5
PJM | Monterey Diesel Generation Facility | 59614 | MDG7 |  |  | Petroleum Liquids | 0.6 | VA | Highland | 38.4214 | -79.5914 | 2016 | 5
PJM | Monterey Diesel Generation Facility | 59614 | MDG8 |  |  | Petroleum Liquids | 0.6 | VA | Highland | 38.4214 | -79.5914 | 2016 | 5
PJM | Monterey Diesel Generation Facility | 59614 | MDG9 |  |  | Petroleum Liquids | 0.6 | VA | Highland | 38.4214 | -79.5914 | 2016 | 5
PJM | Montgomery County Correctional Facility | 60820 | PV1 |  |  | Solar Photovoltaic | 1.4 | MD | Montgomery | 39.2379 | -77.2932 | 2017 | 11
PJM | Montgomery County Resource Recovery | 50657 | GEN1 |  |  | Municipal Solid Waste | 67.8 | MD | Montgomery | 39.2006 | -77.4556 | 1995 | 5
PJM | Montgomery County Solar | 61608 | 1 |  |  | Solar Photovoltaic | 1.9 | MD | Montgomery | 39.113 | -77.236 | 2018 | 6
PJM | Montpelier | 7791 | 1 |  |  | Petroleum Liquids | 1.8 | OH | Williams | 41.5855 | -84.5794 | 2000 | 7
PJM | Montpelier | 7791 | 2 |  |  | Petroleum Liquids | 1.8 | OH | Williams | 41.5855 | -84.5794 | 2000 | 7
PJM | Montpelier | 7791 | 3 |  |  | Petroleum Liquids | 1.8 | OH | Williams | 41.5855 | -84.5794 | 2000 | 7
PJM | Montpelier | 7791 | 4 |  |  | Petroleum Liquids | 1.8 | OH | Williams | 41.5855 | -84.5794 | 2000 | 7
PJM | Montpelier | 7791 | 5 |  |  | Petroleum Liquids | 1.8 | OH | Williams | 41.5855 | -84.5794 | 2000 | 7
PJM | Montpelier | 7791 | 6 |  |  | Petroleum Liquids | 1.8 | OH | Williams | 41.5855 | -84.5794 | 2000 | 7
PJM | Montross Solar | 64093 | MOSO |  |  | Solar Photovoltaic | 20 | VA | Westmoreland | 38.077 | -76.786 | 2018 | 12
PJM | Monument | 2851 | 1 |  |  | Petroleum Liquids | 2.7 | OH | Montgomery | 39.7667 | -84.1739 | 1968 | 6
PJM | Monument | 2851 | 2 |  |  | Petroleum Liquids | 2.7 | OH | Montgomery | 39.7667 | -84.1739 | 1968 | 6
PJM | Monument | 2851 | 3 |  |  | Petroleum Liquids | 2.7 | OH | Montgomery | 39.7667 | -84.1739 | 1968 | 6
PJM | Monument | 2851 | 4 |  |  | Petroleum Liquids | 2.7 | OH | Montgomery | 39.7667 | -84.1739 | 1968 | 6
PJM | Monument | 2851 | 5 |  |  | Petroleum Liquids | 2.7 | OH | Montgomery | 39.7667 | -84.1739 | 1968 | 6
PJM | Mooseheart Power House | 50337 | GEN1 |  |  | Natural Gas Internal Combustion Engine | 0.5 | IL | Kane | 41.8244 | -88.3331 | 1986 | 8
PJM | Mooseheart Power House | 50337 | GEN2 |  |  | Natural Gas Internal Combustion Engine | 0.5 | IL | Kane | 41.8244 | -88.3331 | 1986 | 8
PJM | Mooseheart Power House | 50337 | GEN3 |  |  | Natural Gas Internal Combustion Engine | 0.3 | IL | Kane | 41.8244 | -88.3331 | 1986 | 8
PJM | Mooseheart Power House | 50337 | GEN4 |  |  | Natural Gas Internal Combustion Engine | 0.5 | IL | Kane | 41.8244 | -88.3331 | 1986 | 8
PJM | Mooseheart School Solar | 63073 | 1817 |  |  | Solar Photovoltaic | 2 | IL | Kane | 41.8233 | -88.3378 | 2020 | 11
PJM | Morehead Generating Facility | 62641 | M3516 |  |  | Landfill Gas | 1.4 | KY | Rowan | 38.191 | -83.544 | 2019 | 11
PJM | Morgan's Corner | 60422 | 1 |  |  | Solar Photovoltaic | 20 | NC | Pasquotank | 36.4211 | -76.3642 | 2015 | 12
PJM | Morgantown | 60388 | GEMT |  |  | Landfill Gas | 1.6 | PA | Berks | 40.1746 | -75.9137 | 2016 | 5
PJM | Morgantown Energy Facility | 10743 | GEN1 |  |  | Conventional Steam Coal | 68.9 | WV | Monongalia | 39.6397 | -79.9606 | 1991 | 11
PJM | Morgantown Generating Plant | 1573 | 3 |  |  | Petroleum Liquids | 65 | MD | Charles | 38.3592 | -76.9767 | 1973 | 6
PJM | Morgantown Generating Plant | 1573 | 4 |  |  | Petroleum Liquids | 65 | MD | Charles | 38.3592 | -76.9767 | 1973 | 6
PJM | Morgantown Generating Plant | 1573 | 5 |  |  | Petroleum Liquids | 65 | MD | Charles | 38.3592 | -76.9767 | 1973 | 5
PJM | Morgantown Generating Plant | 1573 | 6 |  |  | Petroleum Liquids | 65 | MD | Charles | 38.3592 | -76.9767 | 1973 | 5
PJM | Morgantown Solar Park | 57362 | 1 |  |  | Solar Photovoltaic | 2 | PA | Berks | 40.1521 | -75.8659 | 2011 | 11
PJM | Morris Cogeneration LLC | 55216 | STG1 |  |  | Natural Gas Fired Combined Cycle | 82.9 | IL | Grundy | 41.4119 | -88.3328 | 2000 | 6
PJM | Morris Cogeneration LLC | 55216 | UNT1 |  |  | Natural Gas Fired Combined Cycle | 45.3 | IL | Grundy | 41.4119 | -88.3328 | 1998 | 11
PJM | Morris Cogeneration LLC | 55216 | UNT2 |  |  | Natural Gas Fired Combined Cycle | 45.3 | IL | Grundy | 41.4119 | -88.3328 | 1998 | 11
PJM | Morris Cogeneration LLC | 55216 | UNT3 |  |  | Natural Gas Fired Combined Cycle | 45.3 | IL | Grundy | 41.4119 | -88.3328 | 1998 | 11
PJM | Morton Salt Rittman | 54335 | GEN2 |  |  | Natural Gas Steam Turbine | 2.5 | OH | Wayne | 40.9692 | -81.7756 | 2015 | 2
PJM | Moser Generating Station | 3163 | 1 |  |  | Petroleum Liquids | 21.2 | PA | Montgomery | 40.2352 | -75.6193 | 1970 | 6
PJM | Moser Generating Station | 3163 | 2 |  |  | Petroleum Liquids | 21.2 | PA | Montgomery | 40.2352 | -75.6193 | 1970 | 5
PJM | Moser Generating Station | 3163 | 3 |  |  | Petroleum Liquids | 21.2 | PA | Montgomery | 40.2352 | -75.6193 | 1970 | 6
PJM | Mother Ann Lee | 1359 | 1 |  |  | Conventional Hydroelectric | 0.7 | KY | Mercer | 37.8297 | -84.7247 | 2008 | 12
PJM | Mother Ann Lee | 1359 | 2 |  |  | Conventional Hydroelectric | 0.7 | KY | Mercer | 37.8297 | -84.7247 | 2007 | 7
PJM | Mother Ann Lee | 1359 | 3 |  |  | Conventional Hydroelectric | 0.7 | KY | Mercer | 37.8297 | -84.7247 | 2007 | 3
PJM | Mottville | 1761 | 1 |  |  | Conventional Hydroelectric | 0.4 | MI | St Joseph | 41.8056 | -85.7505 | 1923 | 1
PJM | Mottville | 1761 | 2 |  |  | Conventional Hydroelectric | 0.4 | MI | St Joseph | 41.8056 | -85.7505 | 1923 | 1
PJM | Mottville | 1761 | 3 |  |  | Conventional Hydroelectric | 0.4 | MI | St Joseph | 41.8056 | -85.7505 | 1923 | 1
PJM | Mottville | 1761 | 4 |  |  | Conventional Hydroelectric | 0.4 | MI | St Joseph | 41.8056 | -85.7505 | 1923 | 1
PJM | Mount Clinton | 56004 | D-2 |  |  | Petroleum Liquids | 2 | VA | Rockingham | 38.4681 | -78.865 | 2002 | 9
PJM | Mount Clinton | 56004 | D-3 |  |  | Petroleum Liquids | 2 | VA | Rockingham | 38.4681 | -78.865 | 2002 | 9
PJM | Mount Clinton | 56004 | D-5 |  |  | Petroleum Liquids | 2 | VA | Rockingham | 38.4681 | -78.865 | 2004 | 4
PJM | Mount Clinton | 56004 | D-7 |  |  | Petroleum Liquids | 2 | VA | Rockingham | 38.4681 | -78.865 | 2009 | 11
PJM | Mount Clinton | 56004 | D-8 |  |  | Petroleum Liquids | 2 | VA | Rockingham | 38.4681 | -78.865 | 2009 | 11
PJM | Mount Clinton | 56004 | MC-1 |  |  | Petroleum Liquids | 14 | VA | Rockingham | 38.4681 | -78.865 | 1999 | 5
PJM | Mount Joy Wire | 62741 | CHP |  |  | Natural Gas Internal Combustion Engine | 1.1 | PA | Lancaster | 40.1085 | -76.4767 | 2011 | 12
PJM | Mount Laurel Solar | 65329 | LAURL |  |  | Solar Photovoltaic | 2.5 | NJ | Burlington | 39.9756 | -74.8887 | 2020 | 12
PJM | Mount Olive Solar Farm | 65348 | OLIVE |  |  | Solar Photovoltaic | 19.8 | NJ | Morris | 40.881 | -74.699 | 2023 | 1
PJM | Mount Saint Mary's | 57758 | PV1 |  |  | Solar Photovoltaic | 13.7 | MD | Frederick | 39.675 | -77.345 | 2012 | 7
PJM | Mountain | 3111 | 1 |  |  | Petroleum Liquids | 27 | PA | Cumberland | 40.1228 | -77.1716 | 1972 | 6
PJM | Mountain | 3111 | 2 |  |  | Petroleum Liquids | 27 | PA | Cumberland | 40.1228 | -77.1716 | 1972 | 6
PJM | Mountain View | 56687 | 1 |  |  | Landfill Gas | 0.3 | PA | Franklin | 39.8014 | -77.7883 | 2003 | 3
PJM | Mountain View | 56687 | 10 |  |  | Landfill Gas | 0.3 | PA | Franklin | 39.8014 | -77.7883 | 2003 | 3
PJM | Mountain View | 56687 | 11 |  |  | Landfill Gas | 0.3 | PA | Franklin | 39.8014 | -77.7883 | 2003 | 3
PJM | Mountain View | 56687 | 12 |  |  | Landfill Gas | 0.3 | PA | Franklin | 39.8014 | -77.7883 | 2003 | 3
PJM | Mountain View | 56687 | 13 |  |  | Landfill Gas | 0.3 | PA | Franklin | 39.8014 | -77.7883 | 2003 | 3
PJM | Mountain View | 56687 | 14 |  |  | Landfill Gas | 0.3 | PA | Franklin | 39.8014 | -77.7883 | 2003 | 3
PJM | Mountain View | 56687 | 15 |  |  | Landfill Gas | 0.3 | PA | Franklin | 39.8014 | -77.7883 | 2003 | 3
PJM | Mountain View | 56687 | 16 |  |  | Landfill Gas | 0.3 | PA | Franklin | 39.8014 | -77.7883 | 2003 | 3
PJM | Mountain View | 56687 | 17 |  |  | Landfill Gas | 0.3 | PA | Franklin | 39.8014 | -77.7883 | 2003 | 3
PJM | Mountain View | 56687 | 18 |  |  | Landfill Gas | 0.3 | PA | Franklin | 39.8014 | -77.7883 | 2003 | 3
PJM | Mountain View | 56687 | 19 |  |  | Landfill Gas | 0.3 | PA | Franklin | 39.8014 | -77.7883 | 2003 | 3
PJM | Mountain View | 56687 | 2 |  |  | Landfill Gas | 0.3 | PA | Franklin | 39.8014 | -77.7883 | 2003 | 3
PJM | Mountain View | 56687 | 20 |  |  | Landfill Gas | 0.3 | PA | Franklin | 39.8014 | -77.7883 | 2003 | 3
PJM | Mountain View | 56687 | 21 |  |  | Landfill Gas | 0.3 | PA | Franklin | 39.8014 | -77.7883 | 2003 | 3
PJM | Mountain View | 56687 | 22 |  |  | Landfill Gas | 0.3 | PA | Franklin | 39.8014 | -77.7883 | 2003 | 3
PJM | Mountain View | 56687 | 23 |  |  | Landfill Gas | 0.3 | PA | Franklin | 39.8014 | -77.7883 | 2003 | 3
PJM | Mountain View | 56687 | 24 |  |  | Landfill Gas | 0.3 | PA | Franklin | 39.8014 | -77.7883 | 2003 | 3
PJM | Mountain View | 56687 | 25 |  |  | Landfill Gas | 0.3 | PA | Franklin | 39.8014 | -77.7883 | 2003 | 3
PJM | Mountain View | 56687 | 26 |  |  | Landfill Gas | 0.3 | PA | Franklin | 39.8014 | -77.7883 | 2003 | 3
PJM | Mountain View | 56687 | 27 |  |  | Landfill Gas | 0.3 | PA | Franklin | 39.8014 | -77.7883 | 2003 | 3
PJM | Mountain View | 56687 | 28 |  |  | Landfill Gas | 0.3 | PA | Franklin | 39.8014 | -77.7883 | 2003 | 3
PJM | Mountain View | 56687 | 29 |  |  | Landfill Gas | 0.3 | PA | Franklin | 39.8014 | -77.7883 | 2003 | 3
PJM | Mountain View | 56687 | 3 |  |  | Landfill Gas | 0.3 | PA | Franklin | 39.8014 | -77.7883 | 2003 | 3
PJM | Mountain View | 56687 | 30 |  |  | Landfill Gas | 0.3 | PA | Franklin | 39.8014 | -77.7883 | 2003 | 3
PJM | Mountain View | 56687 | 31 |  |  | Landfill Gas | 0.3 | PA | Franklin | 39.8014 | -77.7883 | 2003 | 3
PJM | Mountain View | 56687 | 32 |  |  | Landfill Gas | 0.3 | PA | Franklin | 39.8014 | -77.7883 | 2003 | 3
PJM | Mountain View | 56687 | 33 |  |  | Landfill Gas | 0.3 | PA | Franklin | 39.8014 | -77.7883 | 2003 | 3
PJM | Mountain View | 56687 | 34 |  |  | Landfill Gas | 0.3 | PA | Franklin | 39.8014 | -77.7883 | 2003 | 3
PJM | Mountain View | 56687 | 35 |  |  | Landfill Gas | 0.3 | PA | Franklin | 39.8014 | -77.7883 | 2003 | 3
PJM | Mountain View | 56687 | 36 |  |  | Landfill Gas | 0.3 | PA | Franklin | 39.8014 | -77.7883 | 2003 | 3
PJM | Mountain View | 56687 | 37 |  |  | Landfill Gas | 0.3 | PA | Franklin | 39.8014 | -77.7883 | 2003 | 3
PJM | Mountain View | 56687 | 38 |  |  | Landfill Gas | 0.3 | PA | Franklin | 39.8014 | -77.7883 | 2003 | 3
PJM | Mountain View | 56687 | 39 |  |  | Landfill Gas | 0.3 | PA | Franklin | 39.8014 | -77.7883 | 2003 | 3
PJM | Mountain View | 56687 | 4 |  |  | Landfill Gas | 0.3 | PA | Franklin | 39.8014 | -77.7883 | 2003 | 3
PJM | Mountain View | 56687 | 40 |  |  | Landfill Gas | 0.3 | PA | Franklin | 39.8014 | -77.7883 | 2003 | 3
PJM | Mountain View | 56687 | 41 |  |  | Landfill Gas | 0.3 | PA | Franklin | 39.8014 | -77.7883 | 2003 | 3
PJM | Mountain View | 56687 | 42 |  |  | Landfill Gas | 0.3 | PA | Franklin | 39.8014 | -77.7883 | 2003 | 3
PJM | Mountain View | 56687 | 43 |  |  | Landfill Gas | 0.3 | PA | Franklin | 39.8014 | -77.7883 | 2003 | 3
PJM | Mountain View | 56687 | 44 |  |  | Landfill Gas | 0.3 | PA | Franklin | 39.8014 | -77.7883 | 2003 | 3
PJM | Mountain View | 56687 | 45 |  |  | Landfill Gas | 0.3 | PA | Franklin | 39.8014 | -77.7883 | 2003 | 3
PJM | Mountain View | 56687 | 46 |  |  | Landfill Gas | 0.3 | PA | Franklin | 39.8014 | -77.7883 | 2003 | 3
PJM | Mountain View | 56687 | 47 |  |  | Landfill Gas | 0.3 | PA | Franklin | 39.8014 | -77.7883 | 2003 | 3
PJM | Mountain View | 56687 | 48 |  |  | Landfill Gas | 0.3 | PA | Franklin | 39.8014 | -77.7883 | 2003 | 3
PJM | Mountain View | 56687 | 5 |  |  | Landfill Gas | 0.3 | PA | Franklin | 39.8014 | -77.7883 | 2003 | 3
PJM | Mountain View | 56687 | 6 |  |  | Landfill Gas | 0.3 | PA | Franklin | 39.8014 | -77.7883 | 2003 | 3
PJM | Mountain View | 56687 | 7 |  |  | Landfill Gas | 0.3 | PA | Franklin | 39.8014 | -77.7883 | 2003 | 3
PJM | Mountain View | 56687 | 8 |  |  | Landfill Gas | 0.3 | PA | Franklin | 39.8014 | -77.7883 | 2003 | 3
PJM | Mountain View | 56687 | 9 |  |  | Landfill Gas | 0.3 | PA | Franklin | 39.8014 | -77.7883 | 2003 | 3
PJM | Mountaineer | 6264 | 1 |  |  | Conventional Steam Coal | 1300 | WV | Mason | 38.9794 | -81.9344 | 1980 | 9
PJM | Mountaineer Wind Energy Center | 55986 | WT1 |  |  | Onshore Wind Turbine | 66 | WV | Tucker | 39.1828 | -79.5372 | 2002 | 12
PJM | Moxie Freedom Generation Plant | 59906 | GEN1 |  |  | Natural Gas Fired Combined Cycle | 552.5 | PA | Luzerne | 41.1131 | -76.1581 | 2018 | 8
PJM | Moxie Freedom Generation Plant | 59906 | GEN2 |  |  | Natural Gas Fired Combined Cycle | 552.5 | PA | Luzerne | 41.1131 | -76.1581 | 2018 | 9
PJM | Mt Arlington Solar 1 LLC | 65095 | 196 |  |  | Solar Photovoltaic | 1.6 | NJ | Morris | 40.9321 | -74.6238 | 2021 | 12
PJM | Mt Storm | 3954 | 1 |  |  | Conventional Steam Coal | 570.2 | WV | Grant | 39.2008 | -79.2636 | 1965 | 9
PJM | Mt Storm | 3954 | 2 |  |  | Conventional Steam Coal | 570.2 | WV | Grant | 39.2008 | -79.2636 | 1966 | 7
PJM | Mt Storm | 3954 | 3 |  |  | Conventional Steam Coal | 522 | WV | Grant | 39.2008 | -79.2636 | 1973 | 12
PJM | Mt Storm | 3954 | JF1 |  |  | Petroleum Liquids | 18.5 | WV | Grant | 39.2008 | -79.2636 | 1967 | 10
PJM | Mt. Jackson Solar | 61318 | SOLAR |  |  | Solar Photovoltaic | 15.7 | VA | Shenandoah | 38.7396 | -78.6602 | 2021 | 6
PJM | Mt. Morris Solar CSG | 64905 | MTMIL |  |  | Solar Photovoltaic | 2 | IL | Ogle | 42.0635 | -89.4962 | 2020 | 12
PJM | Muddy Run | 3164 | 1 |  |  | Hydroelectric Pumped Storage | 134 | PA | Lancaster | 39.8076 | -76.2993 | 1967 | 4
PJM | Muddy Run | 3164 | 2 |  |  | Hydroelectric Pumped Storage | 134 | PA | Lancaster | 39.8076 | -76.2993 | 1967 | 4
PJM | Muddy Run | 3164 | 3 |  |  | Hydroelectric Pumped Storage | 134 | PA | Lancaster | 39.8076 | -76.2993 | 1967 | 4
PJM | Muddy Run | 3164 | 4 |  |  | Hydroelectric Pumped Storage | 134 | PA | Lancaster | 39.8076 | -76.2993 | 1967 | 6
PJM | Muddy Run | 3164 | 5 |  |  | Hydroelectric Pumped Storage | 134 | PA | Lancaster | 39.8076 | -76.2993 | 1967 | 10
PJM | Muddy Run | 3164 | 6 |  |  | Hydroelectric Pumped Storage | 134 | PA | Lancaster | 39.8076 | -76.2993 | 1967 | 10
PJM | Muddy Run | 3164 | 7 |  |  | Hydroelectric Pumped Storage | 134 | PA | Lancaster | 39.8076 | -76.2993 | 1968 | 2
PJM | Muddy Run | 3164 | 8 |  |  | Hydroelectric Pumped Storage | 134 | PA | Lancaster | 39.8076 | -76.2993 | 1968 | 2
PJM | Mulberry Solar, LLC | 67108 | GEN1 |  |  | Solar Photovoltaic | 2 | IL | Madison | 38.729 | -90.135 | 2024 | 11
PJM | Munich Re Plaza | 59844 | PZ1 |  |  | Solar Photovoltaic | 1.6 | NJ | Middlesex | 40.3503 | -74.5927 | 2012 | 7
PJM | Munich Re Plaza | 59844 | PZ2 |  |  | Solar Photovoltaic | 0.8 | NJ | Middlesex | 40.3503 | -74.5927 | 2012 | 10
PJM | Murray Hill Solar | 57471 | MHNJ |  |  | Solar Photovoltaic | 1 | NJ | Union | 40.6844 | -74.4044 | 2011 | 5
PJM | Museum of Science and Industry | 58635 | COGEN |  |  | Natural Gas Internal Combustion Engine | 1.7 | IL | Cook | 41.7906 | -87.5828 | 2003 | 5
PJM | Mustang One | 67399 | SC |  |  | Solar Photovoltaic | 1.5 | MD | Dorchester | 38.5665 | -76.1095 | 2024 | 2
PJM | N Baker Road | 67153 | 679 |  |  | Solar Photovoltaic | 2 | IL | Stephenson | 42.4359 | -89.9035 | 2025 | 4
PJM | N Baker Road 2 | 67152 | 680 |  |  | Solar Photovoltaic | 2 | IL | Stephenson | 42.4359 | -89.9047 | 2025 | 4
PJM | N Solon Road (South) | 67198 | 678 |  |  | Solar Photovoltaic | 2 | IL | McHenry | 42.4613 | -88.2794 | 2024 | 11
PJM | NAEA Lakewood LLC | 54640 | GEN1 |  |  | Natural Gas Fired Combined Cycle | 77.9 | NJ | Ocean | 40.0613 | -74.1686 | 1994 | 4
PJM | NAEA Lakewood LLC | 54640 | GEN2 |  |  | Natural Gas Fired Combined Cycle | 77.9 | NJ | Ocean | 40.0613 | -74.1686 | 1994 | 4
PJM | NAEA Lakewood LLC | 54640 | GEN3 |  |  | Natural Gas Fired Combined Cycle | 81 | NJ | Ocean | 40.0613 | -74.1686 | 1994 | 4
PJM | NAEA Ocean Peaking Power LLC | 55938 | OPP3 |  |  | Natural Gas Fired Combustion Turbine | 191.5 | NJ | Ocean | 40.0633 | -74.1672 | 2003 | 5
PJM | NAEA Ocean Peaking Power LLC | 55938 | OPP4 |  |  | Natural Gas Fired Combustion Turbine | 191.5 | NJ | Ocean | 40.0633 | -74.1672 | 2003 | 5
PJM | NASA Wallops Flight Facility Solar | 62948 | CRPT5 |  |  | Solar Photovoltaic | 0.1 | VA | Accomack | 37.9381 | -75.4736 | 2020 | 3
PJM | NASA Wallops Flight Facility Solar | 62948 | CRPT6 |  |  | Solar Photovoltaic | 0.1 | VA | Accomack | 37.9381 | -75.4736 | 2020 | 3
PJM | NASA Wallops Flight Facility Solar | 62948 | CRPT7 |  |  | Solar Photovoltaic | 0.1 | VA | Accomack | 37.9381 | -75.4736 | 2020 | 3
PJM | NASA Wallops Flight Facility Solar | 62948 | TRCK1 |  |  | Solar Photovoltaic | 4 | VA | Accomack | 37.9381 | -75.4736 | 2020 | 3
PJM | NES Rutgers Solar | 60857 | LKWD1 |  |  | Solar Photovoltaic | 1 | NJ | Ocean | 40.0709 | -74.1612 | 2012 | 10
PJM | NHA at Mansfield NJ | 60378 | PV1 |  |  | Solar Photovoltaic | 5 | NJ | Warren | 40.76 | -74.935 | 2016 | 7
PJM | NIH Cogeneration Facility | 56668 | CGT |  |  | Natural Gas Fired Combustion Turbine | 28 | MD | Montgomery | 39 | -77.0939 | 2018 | 11
PJM | NIST Solar | 62208 | PV1 |  |  | Solar Photovoltaic | 4 | MD | Montgomery | 39.127 | -77.216 | 2018 | 12
PJM | NJ Airport Solar Project A | 67808 | PV1 |  |  | Solar Photovoltaic | 1 | NJ | Essex | 40.684 | -74.191 | 2023 | 6
PJM | NJ Airport Solar Project B | 67809 | PV1 |  |  | Solar Photovoltaic | 1 | NJ | Essex | 40.684 | -74.191 | 2023 | 6
PJM | NJ Airport Solar Project C | 67810 | PV1 |  |  | Solar Photovoltaic | 1 | NJ | Essex | 40.684 | -74.191 | 2023 | 6
PJM | NJ Airport Solar Project D | 67811 | PV1 |  |  | Solar Photovoltaic | 1 | NJ | Essex | 40.684 | -74.191 | 2023 | 6
PJM | NJ Oak Solar Plant | 57948 | OAK |  |  | Solar Photovoltaic | 10 | NJ | Cumberland | 39.3806 | -75.1883 | 2011 | 12
PJM | NJMC Landfill | 57724 | NJMC |  |  | Solar Photovoltaic | 2.5 | NJ | Hudson | 40.7508 | -74.11 | 2011 | 12
PJM | NRG Chalk Point CT | 61890 | SGT1 |  |  | Petroleum Liquids | 94 | MD | Prince Georges | 38.5444 | -76.6861 | 1990 | 6
PJM | NRG Rockford I | 55238 | 0001 |  |  | Natural Gas Fired Combustion Turbine | 158 | IL | Winnebago | 42.2386 | -89.1012 | 2000 | 6
PJM | NRG Rockford I | 55238 | 0002 |  |  | Natural Gas Fired Combustion Turbine | 158 | IL | Winnebago | 42.2386 | -89.1012 | 2000 | 6
PJM | NRG Rockford II Energy Center | 55936 | GT3 |  |  | Natural Gas Fired Combustion Turbine | 168 | IL | Winnebago | 42.2383 | -89.1011 | 2002 | 6
PJM | Nalco | 50326 | AT1 |  |  | Natural Gas Fired Combined Cycle | 4 | IL | DuPage | 41.8009 | -88.1972 | 1985 | 11
PJM | Nalco | 50326 | DPOX |  |  | Natural Gas Fired Combined Cycle | 0.7 | IL | DuPage | 41.8009 | -88.1972 | 1985 | 11
PJM | Napoleon Biogas | 58921 | GEN1 |  |  | Other Waste Biomass | 1.4 | OH | Henry | 41.3556 | -84.1025 | 2013 | 12
PJM | Napoleon Biogas | 58921 | GEN2 |  |  | Other Waste Biomass | 1.4 | OH | Henry | 41.3556 | -84.1025 | 2013 | 12
PJM | Napoleon Peaking | 7776 | 4 |  |  | Petroleum Liquids | 1.8 | OH | Henry | 41.4079 | -84.1095 | 1999 | 7
PJM | Napoleon Peaking | 7776 | 5 |  |  | Petroleum Liquids | 1.8 | OH | Henry | 41.4079 | -84.1095 | 1999 | 7
PJM | Napoleon Peaking | 7776 | 6 |  |  | Petroleum Liquids | 1.8 | OH | Henry | 41.4079 | -84.1095 | 1999 | 7
PJM | Napoleon Peaking Station | 55264 | CT1 |  |  | Natural Gas Fired Combustion Turbine | 33 | OH | Henry | 41.4079 | -84.1095 | 2000 | 6
PJM | Napoleon Peaking Station | 55264 | CT2 |  |  | Natural Gas Fired Combustion Turbine | 16.5 | OH | Henry | 41.4079 | -84.1095 | 2000 | 6
PJM | Napoleon Solar I | 57462 | 1 |  |  | Solar Photovoltaic | 8 | OH | Henry | 41.3884 | -84.0958 | 2011 | 12
PJM | Nationals | 62710 | SO435 |  |  | Solar Photovoltaic | 1 | DC | District of Columbia | 38.8742 | -77.0067 | 2019 | 5
PJM | Navy Yard Peaker Station |  |  | 61737 | GEN5 | Batteries | [7 empty] | 6.2 | PA | Philadelphia
PJM | Navy Yard Peaker Station | 61737 | GEN1 |  |  | Natural Gas Internal Combustion Engine | 2 | PA | Philadelphia | 39.8902 | -75.1855 | 2017 | 12
PJM | Navy Yard Peaker Station | 61737 | GEN2 |  |  | Natural Gas Internal Combustion Engine | 2 | PA | Philadelphia | 39.8902 | -75.1855 | 2017 | 12
PJM | Navy Yard Peaker Station | 61737 | GEN3 |  |  | Natural Gas Internal Combustion Engine | 2 | PA | Philadelphia | 39.8902 | -75.1855 | 2017 | 12
PJM | Navy Yard Peaker Station | 61737 | GEN4 |  |  | Natural Gas Internal Combustion Engine | 2 | PA | Philadelphia | 39.8902 | -75.1855 | 2018 | 12
PJM | NedPower Mount Storm | 56495 | MS1 |  |  | Onshore Wind Turbine | 164 | WV | Grant | 39.2175 | -79.2094 | 2008 | 3
PJM | NedPower Mount Storm | 56495 | MS2 |  |  | Onshore Wind Turbine | 100 | WV | Grant | 39.2175 | -79.2094 | 2008 | 12
PJM | Nelson Energy Center | 55183 | CT1 |  |  | Natural Gas Fired Combined Cycle | 181.9 | IL | Lee | 41.7744 | -89.6072 | 2015 | 5
PJM | Nelson Energy Center | 55183 | CT2 |  |  | Natural Gas Fired Combined Cycle | 179.4 | IL | Lee | 41.7744 | -89.6072 | 2015 | 5
PJM | Nelson Energy Center | 55183 | ST1 |  |  | Natural Gas Fired Combined Cycle | 133.1 | IL | Lee | 41.7744 | -89.6072 | 2015 | 5
PJM | Nelson Energy Center | 55183 | ST2 |  |  | Natural Gas Fired Combined Cycle | 133.1 | IL | Lee | 41.7744 | -89.6072 | 2015 | 5
PJM | Nestlewood Solar | 65215 | NSTLW |  |  | Solar Photovoltaic | 80 | OH | Clermont | 38.9255 | -84.0174 | 2023 | 12
PJM | New Castle Plant | 3138 | 3 |  |  | Natural Gas Steam Turbine | 98 | PA | Lawrence | 40.9379 | -80.369 | 1952 | 9
PJM | New Castle Plant | 3138 | 4 |  |  | Natural Gas Steam Turbine | 114 | PA | Lawrence | 40.9379 | -80.369 | 1958 | 8
PJM | New Castle Plant | 3138 | 5 |  |  | Natural Gas Steam Turbine | 136 | PA | Lawrence | 40.9379 | -80.369 | 1964 | 6
PJM | New Castle Plant | 3138 | EMDA |  |  | Petroleum Liquids | 3.2 | PA | Lawrence | 40.9379 | -80.369 | 1968 | 12
PJM | New Castle Plant | 3138 | EMDB |  |  | Petroleum Liquids | 3.2 | PA | Lawrence | 40.9379 | -80.369 | 1968 | 12
PJM | New Covert Generating Facility | 55297 | 1 |  |  | Natural Gas Fired Combined Cycle | 245 | MI | Van Buren | 42.3224 | -86.2937 | 2004 | 3
PJM | New Covert Generating Facility | 55297 | 1A |  |  | Natural Gas Fired Combined Cycle | 147 | MI | Van Buren | 42.3224 | -86.2937 | 2004 | 3
PJM | New Covert Generating Facility | 55297 | 2 |  |  | Natural Gas Fired Combined Cycle | 245 | MI | Van Buren | 42.3224 | -86.2937 | 2004 | 3
PJM | New Covert Generating Facility | 55297 | 2A |  |  | Natural Gas Fired Combined Cycle | 147 | MI | Van Buren | 42.3224 | -86.2937 | 2004 | 3
PJM | New Covert Generating Facility | 55297 | 3 |  |  | Natural Gas Fired Combined Cycle | 245 | MI | Van Buren | 42.3224 | -86.2937 | 2004 | 3
PJM | New Covert Generating Facility | 55297 | 3A |  |  | Natural Gas Fired Combined Cycle | 147 | MI | Van Buren | 42.3224 | -86.2937 | 2004 | 3
PJM | New Creek Wind | 60132 | NCG01 |  |  | Onshore Wind Turbine | 103 | WV | Grant | 39.2006 | -79.1406 | 2016 | 12
PJM | New Market Solar | 64853 | NMS1 |  |  | Solar Photovoltaic | 35 | OH | Highland | 39.0718 | -83.7961 | 2023 | 7
PJM | New Market Solar | 64853 | NMS2 |  |  | Solar Photovoltaic | 65 | OH | Highland | 39.0718 | -83.7961 | 2024 | 2
PJM | New Martinsville Hannibal Hydro | 50036 | UNT1 |  |  | Conventional Hydroelectric | 18.7 | WV | Wetzel | 39.6672 | -80.8642 | 1988 | 8
PJM | New Martinsville Hannibal Hydro | 50036 | UNT2 |  |  | Conventional Hydroelectric | 18.7 | WV | Wetzel | 39.6672 | -80.8642 | 1988 | 7
PJM | New River |  |  | 59845 | #E1 | Landfill Gas | [7 empty] | 0.3 | VA | Pulaski
PJM | New River |  |  | 59845 | #E10 | Landfill Gas | [7 empty] | 0.3 | VA | Pulaski
PJM | New River |  |  | 59845 | #E11 | Landfill Gas | [7 empty] | 0.3 | VA | Pulaski
PJM | New River |  |  | 59845 | #E12 | Landfill Gas | [7 empty] | 0.3 | VA | Pulaski
PJM | New River |  |  | 59845 | #E13 | Landfill Gas | [7 empty] | 0.3 | VA | Pulaski
PJM | New River |  |  | 59845 | #E14 | Landfill Gas | [7 empty] | 0.3 | VA | Pulaski
PJM | New River |  |  | 59845 | #E15 | Landfill Gas | [7 empty] | 0.3 | VA | Pulaski
PJM | New River |  |  | 59845 | #E16 | Landfill Gas | [7 empty] | 0.3 | VA | Pulaski
PJM | New River |  |  | 59845 | #E17 | Landfill Gas | [7 empty] | 0.3 | VA | Pulaski
PJM | New River |  |  | 59845 | #E18 | Landfill Gas | [7 empty] | 0.3 | VA | Pulaski
PJM | New River |  |  | 59845 | #E2 | Landfill Gas | [7 empty] | 0.3 | VA | Pulaski
PJM | New River |  |  | 59845 | #E3 | Landfill Gas | [7 empty] | 0.3 | VA | Pulaski
PJM | New River |  |  | 59845 | #E4 | Landfill Gas | [7 empty] | 0.3 | VA | Pulaski
PJM | New River |  |  | 59845 | #E5 | Landfill Gas | [7 empty] | 0.3 | VA | Pulaski
PJM | New River |  |  | 59845 | #E6 | Landfill Gas | [7 empty] | 0.3 | VA | Pulaski
PJM | New River |  |  | 59845 | #E7 | Landfill Gas | [7 empty] | 0.3 | VA | Pulaski
PJM | New River |  |  | 59845 | #E8 | Landfill Gas | [7 empty] | 0.3 | VA | Pulaski
PJM | New River |  |  | 59845 | #E9 | Landfill Gas | [7 empty] | 0.3 | VA | Pulaski
PJM | New River Clean Energy | 63246 | NEW2 |  |  | Landfill Gas | 1.6 | WV | Raleigh | 37.8158 | -81.1619 | 2017 | 2
PJM | New River Clean Energy | 63246 | NEWR1 |  |  | Landfill Gas | 1.6 | WV | Raleigh | 37.8158 | -81.1619 | 2017 | 2
PJM | New Road Solar, LLC | 61599 | NEWRD |  |  | Solar Photovoltaic | 10 | NJ | Monmouth | 40.4032 | -74.5678 | 2018 | 6
PJM | Newark Energy Center | 58079 | GT-1 |  |  | Natural Gas Fired Combined Cycle | 225 | NJ | Essex | 40.7072 | -74.1258 | 2015 | 9
PJM | Newark Energy Center | 58079 | GT-2 |  |  | Natural Gas Fired Combined Cycle | 225 | NJ | Essex | 40.7072 | -74.1258 | 2015 | 9
PJM | Newark Energy Center | 58079 | STG-1 |  |  | Natural Gas Fired Combined Cycle | 285 | NJ | Essex | 40.7072 | -74.1258 | 2015 | 9
PJM | Newman (PA) | 54250 | 001 |  |  | Natural Gas Steam Turbine | 1.8 | PA | Philadelphia | 40.014 | -75.0528 | 1964 | 5
PJM | Newport Hydro Station | 3790 | 1 |  |  | Conventional Hydroelectric | 0.4 | VA | Page | 38.5714 | -78.5936 | 1923 | 1
PJM | Newport Hydro Station | 3790 | 2 |  |  | Conventional Hydroelectric | 0.4 | VA | Page | 38.5714 | -78.5936 | 1923 | 1
PJM | Newport Hydro Station | 3790 | 3 |  |  | Conventional Hydroelectric | 0.6 | VA | Page | 38.5714 | -78.5936 | 1923 | 1
PJM | Niagara | 3778 | 1 |  |  | Conventional Hydroelectric | 2.4 | VA | Roanoke | 37.2544 | -79.8756 | 1954 | 6
PJM | Niagara | 3778 | 2 |  |  | Conventional Hydroelectric | 1.2 | VA | Roanoke | 37.2544 | -79.8756 | 1954 | 6
PJM | Niles Power Plant | 2861 | GT1 |  |  | Petroleum Liquids | 27 | OH | Trumbull | 41.1669 | -80.7477 | 1972 | 7
PJM | Niles RTO BTM | 66437 | PB1 |  |  | Petroleum Liquids | 2.7 | OH | Trumbull | 41.168 | -80.7529 | 2020 | 2
PJM | Niles RTO BTM | 66437 | PB2 |  |  | Petroleum Liquids | 2.7 | OH | Trumbull | 41.168 | -80.7529 | 2020 | 2
PJM | Niles RTO BTM | 66437 | PB3 |  |  | Petroleum Liquids | 2.7 | OH | Trumbull | 41.168 | -80.7529 | 2020 | 2
PJM | Niles RTO BTM | 66437 | PB4 |  |  | Petroleum Liquids | 2.7 | OH | Trumbull | 41.168 | -80.7529 | 2020 | 2
PJM | Norge Solar Farm | 64086 | NORG |  |  | Solar Photovoltaic | 20 | VA | James City | 37.3656 | -76.7751 | 2023 | 11
PJM | North 301 Solar | 61778 | N301 |  |  | Solar Photovoltaic | 20 | NC | Halifax | 36.213 | -77.624 | 2019 | 12
PJM | North Allegheny Windpower Project | 56651 | 1 |  |  | Onshore Wind Turbine | 75 | PA | Blair | 40.4381 | -78.5436 | 2009 | 9
PJM | North Anna | 6168 | 1 |  |  | Nuclear | 979.7 | VA | Louisa | 38.06 | -77.7897 | 1978 | 6
PJM | North Anna | 6168 | 2 |  |  | Nuclear | 979.7 | VA | Louisa | 38.06 | -77.7897 | 1980 | 12
PJM | North Anna | 6168 | HC1 |  |  | Conventional Hydroelectric | 1 | VA | Louisa | 38.06 | -77.7897 | 1987 | 12
PJM | North Bergen Solar | 60806 | PV1 |  |  | Solar Photovoltaic | 1.6 | NJ | Hudson | 40.818 | -74.017 | 2016 | 10
PJM | North Chicago Energy Center | 58328 | GT1 |  |  | Natural Gas Fired Combustion Turbine | 5.2 | IL | Lake | 42.3064 | -87.8519 | 2003 | 10
PJM | North Chicago Energy Center | 58328 | GT2 |  |  | Natural Gas Fired Combustion Turbine | 7.2 | IL | Lake | 42.3064 | -87.8519 | 2005 | 8
PJM | North Cottage Grove Solar 1, LLC | 67115 | GEN1 |  |  | Solar Photovoltaic | 2 | IL | Cook | 41.5264 | -87.6008 | 2024 | 11
PJM | North Jersey Media Group Solar Facility | 58358 | NJMG |  |  | Solar Photovoltaic | 4.1 | NJ | Morris | 40.9242 | -74.4947 | 2013 | 3
PJM | North Ninth Street | 960 | 1 |  |  | Petroleum Liquids | 0.3 | IL | Ogle | 41.9093 | -89.0498 | 1940 | 10
PJM | North Ninth Street | 960 | 10 |  |  | Natural Gas Internal Combustion Engine | 2.5 | IL | Ogle | 41.9093 | -89.0498 | 1989 | 5
PJM | North Ninth Street | 960 | 3 |  |  | Natural Gas Internal Combustion Engine | 2.5 | IL | Ogle | 41.9093 | -89.0498 | 1956 | 7
PJM | North Ninth Street | 960 | 4 |  |  | Petroleum Liquids | 1 | IL | Ogle | 41.9093 | -89.0498 | 1946 | 10
PJM | North Ninth Street | 960 | 6 |  |  | Natural Gas Internal Combustion Engine | 2.5 | IL | Ogle | 41.9093 | -89.0498 | 1954 | 4
PJM | North Ninth Street | 960 | 7 |  |  | Natural Gas Internal Combustion Engine | 3.8 | IL | Ogle | 41.9093 | -89.0498 | 1967 | 2
PJM | North Ninth Street | 960 | 8 |  |  | Petroleum Liquids | 1 | IL | Ogle | 41.9093 | -89.0498 | 1949 | 6
PJM | North Ninth Street | 960 | 9 |  |  | Natural Gas Internal Combustion Engine | 3.5 | IL | Ogle | 41.9093 | -89.0498 | 1989 | 5
PJM | North Ninth Street | 960 | SOL1 |  |  | Solar Photovoltaic | 0.3 | IL | Ogle | 41.9093 | -89.0498 | 2014 | 11
PJM | North Run | 59318 | NRUN1 |  |  | Solar Photovoltaic | 5 | NJ | Burlington | 40.0696 | -74.5848 | 2015 | 1
PJM | North Wales Diesel | 64983 | GEN1 |  |  | Petroleum Liquids | 1.8 | PA | Montgomery | 40.2033 | -75.3164 | 2010 | 5
PJM | North Wales Diesel | 64983 | GEN2 |  |  | Petroleum Liquids | 1.8 | PA | Montgomery | 40.2033 | -75.3164 | 2010 | 5
PJM | North Wales Diesel | 64983 | GEN3 |  |  | Petroleum Liquids | 1.8 | PA | Montgomery | 40.2033 | -75.3164 | 2010 | 5
PJM | North Wales Diesel | 64983 | GEN4 |  |  | Petroleum Liquids | 1.8 | PA | Montgomery | 40.2033 | -75.3164 | 2010 | 5
PJM | NorthPark Solar | 62903 | NPSP1 |  |  | Solar Photovoltaic | 6.1 | NJ | Monmouth | 40.2577 | -74.442 | 2016 | 2
PJM | NorthPark Solar | 62903 | NPSP2 |  |  | Solar Photovoltaic | 4.5 | NJ | Monmouth | 40.2577 | -74.442 | 2016 | 2
PJM | Northampton Generating Company LP | 50888 | GEN1 |  |  | Conventional Steam Coal | 134.1 | PA | Northampton | 40.6917 | -75.4792 | 1995 | 8
PJM | Northeastern Illinois University Cogen | 58245 | GEN1 |  |  | Natural Gas Internal Combustion Engine | 0.8 | IL | Cook | 41.9811 | -87.7192 | 1995 | 8
PJM | Northeastern Illinois University Cogen | 58245 | GEN2 |  |  | Natural Gas Internal Combustion Engine | 0.8 | IL | Cook | 41.9811 | -87.7192 | 1995 | 8
PJM | Northeastern Illinois University Cogen | 58245 | GEN3 |  |  | Natural Gas Internal Combustion Engine | 0.8 | IL | Cook | 41.9811 | -87.7192 | 1995 | 8
PJM | Northeastern Illinois University Cogen | 58245 | GEN4 |  |  | Natural Gas Internal Combustion Engine | 0.8 | IL | Cook | 41.9811 | -87.7192 | 1995 | 8
PJM | Norther Tier Landfill | 56890 | GEN 1 |  |  | Landfill Gas | 1.6 | PA | Bradford | 41.7792 | -76.6258 | 2009 | 1
PJM | Northern Cardinal Solar | 60992 | NCARD |  |  | Solar Photovoltaic | 2 | NC | Halifax | 36.4333 | -77.7197 | 2018 | 6
PJM | Northern Neck | 3800 | GT1 |  |  | Petroleum Liquids | 20.7 | VA | Richmond | 37.95 | -76.711 | 1971 | 7
PJM | Northern Neck | 3800 | GT2 |  |  | Petroleum Liquids | 20.7 | VA | Richmond | 37.95 | -76.711 | 1971 | 8
PJM | Northern Neck | 3800 | GT3 |  |  | Petroleum Liquids | 20.7 | VA | Richmond | 37.95 | -76.711 | 1971 | 7
PJM | Northern Neck | 3800 | GT4 |  |  | Petroleum Liquids | 20.7 | VA | Richmond | 37.95 | -76.711 | 1971 | 8
PJM | NorthropGrummanSolar(Rolling Meadows,IL) | 64918 | NGCIL |  |  | Solar Photovoltaic | 1.1 | IL | Cook | 42.0997 | -88.031 | 2020 | 1
PJM | Northwest Community Hospital | 59847 | 1 |  |  | Natural Gas Internal Combustion Engine | 1.1 | IL | Cook | 42.0678 | -87.9935 | 1996 | 6
PJM | Northwest Community Hospital | 59847 | 2 |  |  | Natural Gas Internal Combustion Engine | 1.1 | IL | Cook | 42.0678 | -87.9935 | 1996 | 6
PJM | Northwest Community Hospital | 59847 | 3 |  |  | Natural Gas Internal Combustion Engine | 1.1 | IL | Cook | 42.0678 | -87.9935 | 1996 | 6
PJM | Northwest Community Hospital | 59847 | 4 |  |  | Natural Gas Internal Combustion Engine | 1.1 | IL | Cook | 42.0678 | -87.9935 | 1996 | 6
PJM | Northwest Ohio Wind | 59296 | NWO-B |  |  | Batteries | 0.8 | OH | Paulding | 41.0169 | -84.5936 | 2021 | 3
PJM | Northwest Ohio Wind | 59296 | NWO-S |  |  | Solar Photovoltaic | 4 | OH | Paulding | 41.0169 | -84.5936 | 2021 | 3
PJM | Northwest Ohio Wind | 59296 | NWOH1 |  |  | Onshore Wind Turbine | 105 | OH | Paulding | 41.0169 | -84.5936 | 2018 | 9
PJM | Nostrand | 63991 | NOS |  |  | Solar Photovoltaic | 2 | IL | Kankakee | 41.2074 | -87.8378 | 2021 | 5
PJM | Notre Dame Hydro | 62918 | HYD1 |  |  | Conventional Hydroelectric | 2.5 | IN | St Joseph | 41.676 | -86.2453 | 2022 | 5
PJM | Nottoway Diesel Generating Facility | 7941 | 1 |  |  | Petroleum Liquids | 2 | VA | Southampton | 36.6972 | -77.105 | 2002 | 11
PJM | Nottoway Diesel Generating Facility | 7941 | 2 |  |  | Petroleum Liquids | 2 | VA | Southampton | 36.6972 | -77.105 | 2002 | 11
PJM | O H Hutchings | 2848 | 7 |  |  | Natural Gas Fired Combustion Turbine | 32.6 | OH | Montgomery | 39.6088 | -84.2921 | 1968 | 11
PJM | O'Shaughnessy Hydro | 7279 | 1 |  |  | Conventional Hydroelectric | 1.3 | OH | Delaware | 40.1533 | -83.1267 | 1988 | 9
PJM | O'Shaughnessy Hydro | 7279 | 2 |  |  | Conventional Hydroelectric | 3.9 | OH | Delaware | 40.1533 | -83.1267 | 1988 | 9
PJM | OER Checkerspot | 64790 | CHECK |  |  | Solar Photovoltaic | 1.5 | MD | Anne Arundel | 38.7836 | -76.5742 | 2021 | 12
PJM | OER Monarch CSG | 65357 | OERMN |  |  | Solar Photovoltaic | 2 | MD | Prince Georges | 38.7996 | -76.7895 | 2021 | 12
PJM | OER Patuxent CSG | 65358 | PATUX |  |  | Solar Photovoltaic | 2 | MD | Anne Arundel | 38.8386 | -76.6831 | 2022 | 11
PJM | Oak Solar | 67161 | OAK |  |  | Solar Photovoltaic | 120 | NC | Northampton | 36.5265 | -77.774 | 2023 | 12
PJM | Oak Trail Solar, LLC | 64683 | GEN01 |  |  | Solar Photovoltaic | 100 | NC | Currituck | 36.5044 | -76.1887 | 2023 | 7
PJM | Oaks Landfill - ANEM | 67180 | 882 |  |  | Solar Photovoltaic | 2 | MD | Montgomery | 39.1937 | -77.1187 | 2024 | 4
PJM | Oaks Landfill CS 1 | 67508 | 883 |  |  | Solar Photovoltaic | 2 | MD | Montgomery | 39.1936 | -77.1187 | 2024 | 4
PJM | Oaks Landfill CS 2 | 67690 | 884 |  |  | Solar Photovoltaic | 2 | MD | Montgomery | 39.1937 | -77.1187 | 2024 | 4
PJM | Oberlin (OH) | 2933 | 1 |  |  | Petroleum Liquids | 1.1 | OH | Lorain | 41.2836 | -82.2194 | 1948 | 1
PJM | Oberlin (OH) | 2933 | 10 |  |  | Natural Gas Internal Combustion Engine | 0.5 | OH | Lorain | 41.2836 | -82.2194 | 1990 | 1
PJM | Oberlin (OH) | 2933 | 2A |  |  | Natural Gas Internal Combustion Engine | 3.1 | OH | Lorain | 41.2836 | -82.2194 | 2001 | 6
PJM | Oberlin (OH) | 2933 | 3A |  |  | Natural Gas Internal Combustion Engine | 3.1 | OH | Lorain | 41.2836 | -82.2194 | 2001 | 6
PJM | Oberlin (OH) | 2933 | 6 |  |  | Natural Gas Internal Combustion Engine | 2.5 | OH | Lorain | 41.2836 | -82.2194 | 1958 | 1
PJM | Oberlin (OH) | 2933 | 7 |  |  | Natural Gas Internal Combustion Engine | 2.7 | OH | Lorain | 41.2836 | -82.2194 | 1961 | 1
PJM | Oberlin (OH) | 2933 | 8 |  |  | Natural Gas Internal Combustion Engine | 3 | OH | Lorain | 41.2836 | -82.2194 | 1966 | 1
PJM | Oberlin (OH) | 2933 | 9 |  |  | Natural Gas Internal Combustion Engine | 0.4 | OH | Lorain | 41.2836 | -82.2194 | 1990 | 1
PJM | Oberlin (OH) | 2933 | IC4 |  |  | Natural Gas Internal Combustion Engine | 2.1 | OH | Lorain | 41.2836 | -82.2194 | 1996 | 6
PJM | Oberlin Spear Point Solar One | 58134 | OSSO |  |  | Solar Photovoltaic | 2 | OH | Lorain | 41.3028 | -82.227 | 2012 | 11
PJM | Ocean County Landfill | 54980 | UNT1 |  |  | Landfill Gas | 0.8 | NJ | Ocean | 40.0249 | -74.2501 | 1997 | 2
PJM | Ocean County Landfill | 54980 | UNT10 |  |  | Landfill Gas | 1.6 | NJ | Ocean | 40.0249 | -74.2501 | 2006 | 6
PJM | Ocean County Landfill | 54980 | UNT11 |  |  | Landfill Gas | 1.6 | NJ | Ocean | 40.0249 | -74.2501 | 2006 | 6
PJM | Ocean County Landfill | 54980 | UNT12 |  |  | Landfill Gas | 1.6 | NJ | Ocean | 40.0249 | -74.2501 | 2006 | 6
PJM | Ocean County Landfill | 54980 | UNT2 |  |  | Landfill Gas | 0.8 | NJ | Ocean | 40.0249 | -74.2501 | 1997 | 2
PJM | Ocean County Landfill | 54980 | UNT3 |  |  | Landfill Gas | 0.8 | NJ | Ocean | 40.0249 | -74.2501 | 1997 | 2
PJM | Ocean County Landfill | 54980 | UNT4 |  |  | Landfill Gas | 0.8 | NJ | Ocean | 40.0249 | -74.2501 | 1997 | 2
PJM | Ocean County Landfill | 54980 | UNT5 |  |  | Landfill Gas | 0.8 | NJ | Ocean | 40.0249 | -74.2501 | 1997 | 2
PJM | Ocean County Landfill | 54980 | UNT6 |  |  | Landfill Gas | 0.8 | NJ | Ocean | 40.0249 | -74.2501 | 1997 | 2
PJM | Ocean County Landfill | 54980 | UNT7 |  |  | Landfill Gas | 1.6 | NJ | Ocean | 40.0249 | -74.2501 | 2006 | 6
PJM | Ocean County Landfill | 54980 | UNT8 |  |  | Landfill Gas | 1.6 | NJ | Ocean | 40.0249 | -74.2501 | 2006 | 6
PJM | Ocean County Landfill | 54980 | UNT9 |  |  | Landfill Gas | 1.6 | NJ | Ocean | 40.0249 | -74.2501 | 2006 | 6
PJM | Oceana Solar | 60584 | 01 |  |  | Solar Photovoltaic | 17.6 | VA | Virginia Beach City | 36.7898 | -76.0514 | 2017 | 12
PJM | Ocracoke Hybrid | 6377 | 1 |  |  | Petroleum Liquids | 3 | NC | Hyde | 35.1094 | -75.9797 | 1991 | 4
PJM | Ocracoke Hybrid | 6377 | BAT |  |  | Batteries | 1 | NC | Hyde | 35.1094 | -75.9797 | 2017 | 1
PJM | Ohio Northern University Solar Site | 60913 | PV1 |  |  | Solar Photovoltaic | 2 | OH | Hardin | 40.7596 | -83.8391 | 2016 | 12
PJM | Ohio Northern University Solar Site | 60913 | PV2 |  |  | Solar Photovoltaic | 1 | OH | Hardin | 40.7596 | -83.8391 | 2018 | 5
PJM | Old Bridge Global Landfill CSG | 66845 | OBGLD |  |  | Solar Photovoltaic | 2 | NJ | Middlesex | 40.446 | -74.284 | 2023 | 10
PJM | Old Bridge Solar Farm | 61600 | OLDBR |  |  | Solar Photovoltaic | 8.8 | NJ | Monmouth | 40.4444 | -74.2434 | 2018 | 8
PJM | Old Court Rd Solar | 63237 | OLDCT |  |  | Solar Photovoltaic | 2 | MD | Howard | 39.3417 | -76.8351 | 2019 | 10
PJM | Old Trail Wind Farm | 56614 | 2 |  |  | Onshore Wind Turbine | 213.8 | IL | McLean | 40.4792 | -88.7989 | 2007 | 12
PJM | OlivePV | 59854 | OLPV1 |  |  | Solar Photovoltaic | 5 | IN | St Joseph | 41.7 | -86.49 | 2016 | 8
PJM | Olmstead II CSG | 64735 | OLMS2 |  |  | Solar Photovoltaic | 2 | IL | Stephenson | 42.3717 | -89.7963 | 2021 | 9
PJM | Onancock Diesel Generation Facility | 60236 | ODG7 |  |  | Petroleum Liquids | 2 | VA | Accomack | 37.7454 | -75.7205 | 2002 | 11
PJM | Onancock Diesel Generation Facility | 60236 | ODG8 |  |  | Petroleum Liquids | 2 | VA | Accomack | 37.7454 | -75.7205 | 2002 | 11
PJM | Ontelaunee Energy Center | 55193 | CTG1 |  |  | Natural Gas Fired Combined Cycle | 250 | PA | Berks | 40.4219 | -75.9356 | 2002 | 5
PJM | Ontelaunee Energy Center | 55193 | CTG2 |  |  | Natural Gas Fired Combined Cycle | 250 | PA | Berks | 40.4219 | -75.9356 | 2002 | 5
PJM | Ontelaunee Energy Center | 55193 | STG |  |  | Natural Gas Fired Combined Cycle | 228 | PA | Berks | 40.4219 | -75.9356 | 2002 | 5
PJM | Onyx - Allen Harim | 61206 | 10021 |  |  | Solar Photovoltaic | 1.2 | DE | Sussex | 38.7175 | -75.2888 | 2017 | 4
PJM | Orange Street G1 | 63173 | 1 |  |  | Petroleum Liquids | 1.8 | VA | Bedford | 37.3321 | -79.5111 | 2005 | 7
PJM | Orange Street G1 | 63173 | P1 |  |  | Petroleum Liquids | 0.6 | VA | Bedford | 37.3321 | -79.5111 | 2017 | 7
PJM | Orange Street G1 | 63173 | P2 |  |  | Petroleum Liquids | 0.6 | VA | Bedford | 37.3321 | -79.5111 | 2017 | 7
PJM | Orange Street G1 | 63173 | P3 |  |  | Petroleum Liquids | 0.6 | VA | Bedford | 37.3321 | -79.5111 | 2017 | 7
PJM | Orange Street G1 | 63173 | P4 |  |  | Petroleum Liquids | 0.6 | VA | Bedford | 37.3321 | -79.5111 | 2017 | 7
PJM | Orange Street G1 | 63173 | P5 |  |  | Petroleum Liquids | 0.6 | VA | Bedford | 37.3321 | -79.5111 | 2017 | 7
PJM | Orchard Park | 55997 | 10 |  |  | Natural Gas Internal Combustion Engine | 6 | PA | Franklin | 39.9109 | -77.6667 | 2003 | 12
PJM | Orchard Park | 55997 | 11 |  |  | Natural Gas Internal Combustion Engine | 6 | PA | Franklin | 39.9109 | -77.6667 | 2003 | 12
PJM | Orchard Park | 55997 | 8 |  |  | Natural Gas Internal Combustion Engine | 6 | PA | Franklin | 39.9109 | -77.6667 | 2003 | 12
PJM | Orchard Park | 55997 | 9 |  |  | Natural Gas Internal Combustion Engine | 6 | PA | Franklin | 39.9109 | -77.6667 | 2003 | 12
PJM | Oregon Clean Energy Center | 59764 | CTG11 |  |  | Natural Gas Fired Combined Cycle | 328 | OH | Lucas | 41.6679 | -83.4437 | 2017 | 7
PJM | Oregon Clean Energy Center | 59764 | CTG12 |  |  | Natural Gas Fired Combined Cycle | 328 | OH | Lucas | 41.6679 | -83.4437 | 2017 | 7
PJM | Oregon Clean Energy Center | 59764 | EDG13 |  |  | Petroleum Liquids | 1.5 | OH | Lucas | 41.6679 | -83.4437 | 2017 | 7
PJM | Oregon Clean Energy Center | 59764 | STG10 |  |  | Natural Gas Fired Combined Cycle | 404 | OH | Lucas | 41.6679 | -83.4437 | 2017 | 7
PJM | Orrtanna | 3112 | 1 |  |  | Petroleum Liquids | 27 | PA | Adams | 39.8442 | -77.3508 | 1971 | 5
PJM | Orrville | 2935 | 10 |  |  | Conventional Steam Coal | 25 | OH | Wayne | 40.851 | -81.7658 | 1971 | 1
PJM | Orrville | 2935 | 11 |  |  | Natural Gas Steam Turbine | 25 | OH | Wayne | 40.851 | -81.7658 | 1971 | 1
PJM | Orrville | 2935 | 7 |  |  | Conventional Steam Coal | 5 | OH | Wayne | 40.851 | -81.7658 | 1949 | 1
PJM | Orrville | 2935 | 8 |  |  | Conventional Steam Coal | 7.5 | OH | Wayne | 40.851 | -81.7658 | 1955 | 1
PJM | Orrville | 2935 | 9 |  |  | Conventional Steam Coal | 22 | OH | Wayne | 40.851 | -81.7658 | 1961 | 1
PJM | Orrville Peaking | 7778 | 1 |  |  | Petroleum Liquids | 1.8 | OH | Wayne | 40.86 | -81.7586 | 1999 | 7
PJM | Orrville Peaking | 7778 | 2 |  |  | Petroleum Liquids | 1.8 | OH | Wayne | 40.86 | -81.7586 | 1999 | 7
PJM | Orrville Peaking | 7778 | 3 |  |  | Petroleum Liquids | 1.8 | OH | Wayne | 40.86 | -81.7586 | 1999 | 7
PJM | Otter Creek Solar | 63909 | OTTER |  |  | Solar Photovoltaic | 60 | VA | Mecklenburg | 36.8071 | -78.5098 | 2023 | 10
PJM | Otter Creek Wind Farm LLC | 61344 | WT1 |  |  | Onshore Wind Turbine | 150 | IL | LaSalle | 41.0554 | -88.9939 | 2020 | 3
PJM | Overlook Medical Center | 62622 | CHPS3 |  |  | Petroleum Liquids | 2 | NJ | Union | 40.7117 | -74.3542 | 2012 | 1
PJM | Owens Corning | 62439 | A |  |  | Solar Photovoltaic | 2.8 | NJ | Camden | 39.8388 | -75.053 | 2016 | 12
PJM | Owens Corning Headquarters | 60038 | PV1 |  |  | Solar Photovoltaic | 2.1 | OH | Lucas | 41.6447 | -83.5364 | 2015 | 9
PJM | Oxbow Creek | 58714 | GEN1 |  |  | Natural Gas Internal Combustion Engine | 4.4 | PA | Wyoming | 41.6086 | -75.8706 | 2019 | 12
PJM | Oxbow Creek | 58714 | GEN2 |  |  | Natural Gas Internal Combustion Engine | 4.4 | PA | Wyoming | 41.6086 | -75.8706 | 2019 | 12
PJM | Oxbow Creek | 58714 | GEN3 |  |  | Natural Gas Internal Combustion Engine | 4.4 | PA | Wyoming | 41.6086 | -75.8706 | 2019 | 12
PJM | Oxbow Creek | 58714 | GEN4 |  |  | Natural Gas Internal Combustion Engine | 4.4 | PA | Wyoming | 41.6086 | -75.8706 | 2019 | 12
PJM | Oxbow Creek | 58714 | GEN5 |  |  | Natural Gas Internal Combustion Engine | 4.4 | PA | Wyoming | 41.6086 | -75.8706 | 2019 | 12
PJM | Oxon Run CREF | 66698 | OCREF |  |  | Solar Photovoltaic | 2 | DC | District of Columbia | 38.8218 | -77.0035 | 2021 | 12
PJM | P52ES 1755 Henryton Rd Phase 1 LLC CSG | 64642 | HCSG |  |  | Solar Photovoltaic | 1.9 | MD | Howard | 39.3201 | -76.9296 | 2021 | 6
PJM | P52ES 1755 Henryton Rd Phase 2 LLC | 64643 | HVNM |  |  | Solar Photovoltaic | 1.9 | MD | Howard | 39.3201 | -76.9296 | 2021 | 6
PJM | PA Solar Park | 57256 | 1 |  |  | Solar Photovoltaic | 10.1 | PA | Carbon | 40.8601 | -75.8522 | 2012 | 10
PJM | PA Solar Park II | 63520 | PASP2 |  |  | Solar Photovoltaic | 10 | PA | Carbon | 40.8616 | -75.8466 | 2020 | 1
PJM | PG Solar 1 | 64874 | SGEN1 |  |  | Solar Photovoltaic | 3 | PA | Allegheny | 40.482 | -80.2531 | 2021 | 7
PJM | PNA Rossford Solar Array | 66140 | PNA01 |  |  | Solar Photovoltaic | 1.4 | OH | Wood | 41.6149 | -83.5572 | 2022 | 7
PJM | POET Biorefining - Fostoria | 63920 | 1 |  |  | Natural Gas Steam Turbine | 3.5 | OH | Seneca | 41.1718 | -83.3777 | 2017 | 10
PJM | POET Biorefining - Leipsic, LLC | 63927 | 1 |  |  | Natural Gas Steam Turbine | 3.5 | OH | Putnam | 41.1206 | -83.9706 | 2017 | 7
PJM | POET Biorefining - Marion, LLC | 63829 | 1 |  |  | Natural Gas Steam Turbine | 3.9 | OH | Marion | 40.622 | -83.157 | 2017 | 8
PJM | POET Biorefining - Marion, LLC | 63829 | 2 |  |  | Natural Gas Steam Turbine | 3.9 | OH | Marion | 40.622 | -83.157 | 2017 | 8
PJM | POET Biorefining - Portland | 63922 | G-745 |  |  | Natural Gas Steam Turbine | 3.5 | IN | Jay | 40.4145 | -85.0255 | 2017 | 3
PJM | POET Biorefining- Alexandria, LLC | 63924 | 1 |  |  | Natural Gas Steam Turbine | 3.6 | IN | Madison | 40.2943 | -85.6544 | 2008 | 4
PJM | PPG Monroeville Chemicals Center | 58047 | 2 |  |  | Petroleum Liquids | 0.3 | PA | Allegheny | 40.4422 | -79.7311 | 2000 | 9
PJM | PPG Monroeville Chemicals Center | 58047 | 3 |  |  | Petroleum Liquids | 0.8 | PA | Allegheny | 40.4422 | -79.7311 | 1998 | 10
PJM | PPL Frey Farm Landfill Wind | 57182 | 1 |  |  | Onshore Wind Turbine | 3.2 | PA | Lancaster | 39.9592 | -76.4556 | 2011 | 1
PJM | PPL Renewable Energy Merck Solar | 56889 | GEN 1 |  |  | Solar Photovoltaic | 1.7 | NJ | Union | 40.7274 | -74.3783 | 2009 | 5
PJM | PS ST-8 Engine No 1 | 56421 | 0005 |  |  | Petroleum Liquids | 2 | OH | Franklin | 39.9614 | -83.0491 | 2008 | 1
PJM | PSEG Burlington Generating Station | 2399 | 121 |  |  | Natural Gas Fired Combustion Turbine | 60.5 | NJ | Burlington | 40.0766 | -74.8792 | 2000 | 6
PJM | PSEG Burlington Generating Station | 2399 | 122 |  |  | Natural Gas Fired Combustion Turbine | 60.5 | NJ | Burlington | 40.0766 | -74.8792 | 2000 | 6
PJM | PSEG Burlington Generating Station | 2399 | 123 |  |  | Natural Gas Fired Combustion Turbine | 60.5 | NJ | Burlington | 40.0766 | -74.8792 | 2000 | 6
PJM | PSEG Burlington Generating Station | 2399 | 124 |  |  | Natural Gas Fired Combustion Turbine | 60.5 | NJ | Burlington | 40.0766 | -74.8792 | 2000 | 6
PJM | PSEG Hackettstown | 57204 | 1 |  |  | Solar Photovoltaic | 2 | NJ | Warren | 40.8606 | -74.8229 | 2009 | 9
PJM | PSEG Hope Creek Generating Station | 6118 | 1 |  |  | Nuclear | 1290.7 | NJ | Salem | 39.4666 | -75.5377 | 1986 | 12
PJM | PSEG Kearny Generating Station | 2404 | 131 |  |  | Natural Gas Fired Combustion Turbine | 60.5 | NJ | Hudson | 40.7373 | -74.0965 | 2012 | 6
PJM | PSEG Kearny Generating Station | 2404 | 132 |  |  | Natural Gas Fired Combustion Turbine | 60.5 | NJ | Hudson | 40.7373 | -74.0965 | 2012 | 6
PJM | PSEG Kearny Generating Station | 2404 | 133 |  |  | Natural Gas Fired Combustion Turbine | 60.5 | NJ | Hudson | 40.7373 | -74.0965 | 2012 | 6
PJM | PSEG Kearny Generating Station | 2404 | 134 |  |  | Natural Gas Fired Combustion Turbine | 60.5 | NJ | Hudson | 40.7373 | -74.0965 | 2012 | 6
PJM | PSEG Kearny Generating Station | 2404 | 141 |  |  | Natural Gas Fired Combustion Turbine | 60.5 | NJ | Hudson | 40.7373 | -74.0965 | 2012 | 6
PJM | PSEG Kearny Generating Station | 2404 | 142 |  |  | Natural Gas Fired Combustion Turbine | 60.5 | NJ | Hudson | 40.7373 | -74.0965 | 2012 | 6
PJM | PSEG Kearny Generating Station | 2404 | N121 |  |  | Natural Gas Fired Combustion Turbine | 60.5 | NJ | Hudson | 40.7373 | -74.0965 | 2001 | 8
PJM | PSEG Kearny Generating Station | 2404 | N122 |  |  | Natural Gas Fired Combustion Turbine | 60.5 | NJ | Hudson | 40.7373 | -74.0965 | 2001 | 8
PJM | PSEG Kearny Generating Station | 2404 | N123 |  |  | Natural Gas Fired Combustion Turbine | 60.5 | NJ | Hudson | 40.7373 | -74.0965 | 2001 | 8
PJM | PSEG Kearny Generating Station | 2404 | N124 |  |  | Natural Gas Fired Combustion Turbine | 60.5 | NJ | Hudson | 40.7373 | -74.0965 | 2001 | 8
PJM | PSEG Linden Generating Station | 2406 | 1001 |  |  | Natural Gas Fired Combined Cycle | 315 | NJ | Union | 40.6217 | -74.2072 | 2006 | 4
PJM | PSEG Linden Generating Station | 2406 | 1101 |  |  | Natural Gas Fired Combined Cycle | 181.4 | NJ | Union | 40.6217 | -74.2072 | 2006 | 4
PJM | PSEG Linden Generating Station | 2406 | 1201 |  |  | Natural Gas Fired Combined Cycle | 181.4 | NJ | Union | 40.6217 | -74.2072 | 2006 | 4
PJM | PSEG Linden Generating Station | 2406 | 2001 |  |  | Natural Gas Fired Combined Cycle | 315 | NJ | Union | 40.6217 | -74.2072 | 2006 | 4
PJM | PSEG Linden Generating Station | 2406 | 2101 |  |  | Natural Gas Fired Combined Cycle | 181.4 | NJ | Union | 40.6217 | -74.2072 | 2006 | 4
PJM | PSEG Linden Generating Station | 2406 | 2201 |  |  | Natural Gas Fired Combined Cycle | 181.4 | NJ | Union | 40.6217 | -74.2072 | 2006 | 4
PJM | PSEG Linden Generating Station | 2406 | 5 |  |  | Natural Gas Fired Combustion Turbine | 96.1 | NJ | Union | 40.6217 | -74.2072 | 2000 | 6
PJM | PSEG Linden Generating Station | 2406 | 6 |  |  | Natural Gas Fired Combustion Turbine | 96.1 | NJ | Union | 40.6217 | -74.2072 | 2000 | 6
PJM | PSEG Linden Generating Station | 2406 | 7 |  |  | Natural Gas Fired Combustion Turbine | 96.1 | NJ | Union | 40.6217 | -74.2072 | 1995 | 6
PJM | PSEG Linden Generating Station | 2406 | 8 |  |  | Natural Gas Fired Combustion Turbine | 96.1 | NJ | Union | 40.6217 | -74.2072 | 1995 | 6
PJM | PSEG Salem Generating Station | 2410 | 1 |  |  | Nuclear | 1170 | NJ | Salem | 39.4625 | -75.5358 | 1977 | 6
PJM | PSEG Salem Generating Station | 2410 | 2 |  |  | Nuclear | 1170 | NJ | Salem | 39.4625 | -75.5358 | 1981 | 10
PJM | PSEG Salem Generating Station | 2410 | 3 |  |  | Petroleum Liquids | 41.8 | NJ | Salem | 39.4625 | -75.5358 | 1971 | 6
PJM | PSEG Sewaren Generating Station | 2411 | 701 |  |  | Natural Gas Fired Combined Cycle | 365.5 | NJ | Middlesex | 40.5558 | -74.2469 | 2018 | 6
PJM | PSEG Sewaren Generating Station | 2411 | 702 |  |  | Natural Gas Fired Combined Cycle | 244 | NJ | Middlesex | 40.5558 | -74.2469 | 2018 | 6
PJM | PWD Northeast WPCP Biogas Cogen Plant | 58326 | NBG1 |  |  | Other Waste Biomass | 1.4 | PA | Philadelphia | 39.9886 | -75.0833 | 2013 | 12
PJM | PWD Northeast WPCP Biogas Cogen Plant | 58326 | NBG2 |  |  | Other Waste Biomass | 1.4 | PA | Philadelphia | 39.9886 | -75.0833 | 2013 | 12
PJM | PWD Northeast WPCP Biogas Cogen Plant | 58326 | NBG3 |  |  | Other Waste Biomass | 1.4 | PA | Philadelphia | 39.9886 | -75.0833 | 2013 | 12
PJM | PWD Northeast WPCP Biogas Cogen Plant | 58326 | NBG4 |  |  | Other Waste Biomass | 1.4 | PA | Philadelphia | 39.9886 | -75.0833 | 2013 | 12
PJM | Painesville | 2936 | 3 |  |  | Conventional Steam Coal | 7.5 | OH | Lake | 41.7265 | -81.254 | 1953 | 1
PJM | Painesville | 2936 | 5 |  |  | Conventional Steam Coal | 16.5 | OH | Lake | 41.7265 | -81.254 | 1965 | 1
PJM | Painesville | 2936 | 7 |  |  | Conventional Steam Coal | 22 | OH | Lake | 41.7265 | -81.254 | 1990 | 2
PJM | Painesville | 2936 | ST2 |  |  | Conventional Steam Coal | 7.5 | OH | Lake | 41.7265 | -81.254 | 1949 | 1
PJM | Painesville | 2936 | WPCP1 |  |  | Petroleum Liquids | 2 | OH | Lake | 41.7265 | -81.254 | 2010 | 2
PJM | Palmer Solar Center | 61457 | PALM |  |  | Solar Photovoltaic | 5 | VA | Fluvanna | 37.9672 | -78.231 | 2017 | 12
PJM | Panther Creek Energy Facility | 50776 | GEN1 |  |  | Conventional Steam Coal | 94 | PA | Carbon | 40.8556 | -75.8781 | 1992 | 7
PJM | Paradise Solar Energy Center | 58569 | 1 |  |  | Solar Photovoltaic | 5 | NJ | Gloucester | 39.8358 | -75.2225 | 2011 | 3
PJM | Park 500 Philip Morris USA | 50275 | TG3 |  |  | Natural Gas Steam Turbine | 13 | VA | Chesterfield | 37.3389 | -77.2806 | 1983 | 9
PJM | Parker Place | 67439 | SC |  |  | Solar Photovoltaic | 2 | MD | Wicomico | 38.3228 | -75.5431 | 2024 | 4
PJM | Parking Lot Array | 63294 | LOTPV |  |  | Solar Photovoltaic | 1.4 | OH | Hamilton | 39.1419 | -84.5107 | 2011 | 5
PJM | Parkland Landfill Solar | 59001 | PARK |  |  | Solar Photovoltaic | 7.8 | NJ | Burlington | 40.1275 | -74.7108 | 2015 | 1
PJM | Parlin Solar LLC | 59544 | PV1 |  |  | Solar Photovoltaic | 1.3 | NJ | Middlesex | 40.4567 | -74.3289 | 2012 | 10
PJM | Pasquotank | 59530 | PASQ1 |  |  | Solar Photovoltaic | 20 | NC | Pasquotank | 36.2647 | -76.3061 | 2014 | 12
PJM | Passaic Valley Water Commission | 50311 | GEN1 |  |  | Conventional Hydroelectric | 0.6 | NJ | Passaic | 40.8833 | -74.23 | 1935 | 1
PJM | Passaic Valley Water Commission | 50311 | GEN2 |  |  | Conventional Hydroelectric | 0.6 | NJ | Passaic | 40.8833 | -74.23 | 1935 | 1
PJM | Passaic Valley Water Commission | 50311 | GEN3 |  |  | Conventional Hydroelectric | 0.6 | NJ | Passaic | 40.8833 | -74.23 | 1935 | 1
PJM | Passaic Valley Water Commission | 50311 | GEN4 |  |  | Conventional Hydroelectric | 0.6 | NJ | Passaic | 40.8833 | -74.23 | 1935 | 1
PJM | Patriots Stadium | 58896 | PV01 |  |  | Solar Photovoltaic | 1 | NJ | Somerset | 40.5606 | -74.5514 | 2013 | 9
PJM | Patton Wind Farm | 57999 | 1 |  |  | Onshore Wind Turbine | 30 | PA | Cambria | 40.6307 | -78.6961 | 2012 | 12
PJM | Paulding Wind Farm II | 57620 | GEN1 |  |  | Onshore Wind Turbine | 99 | OH | Paulding | 41.0253 | -84.7792 | 2011 | 7
PJM | Paulding Wind Farm III | 60470 | 1 |  |  | Onshore Wind Turbine | 100.8 | OH | Paulding | 41.121 | -84.751 | 2016 | 12
PJM | Paulsboro Refinery | 50628 | GEN1 |  |  | Natural Gas Fired Combustion Turbine | 30.5 | NJ | Gloucester | 39.84 | -75.2583 | 1991 | 9
PJM | Paulsboro Refinery | 50628 | GEN2 |  |  | Other Gases | 15 | NJ | Gloucester | 39.84 | -75.2583 | 1982 | 8
PJM | Paulsboro Refinery | 50628 | GEN3 |  |  | Other Gases | 15 | NJ | Gloucester | 39.84 | -75.2583 | 1991 | 9
PJM | Paulsboro Refinery | 50628 | GEN4 |  |  | Petroleum Coke | 18 | NJ | Gloucester | 39.84 | -75.2583 | 2006 | 11
PJM | Paxton Creek Cogeneration | 50373 | GEN1 |  |  | Natural Gas Internal Combustion Engine | 6.3 | PA | Dauphin | 40.2653 | -76.8771 | 1986 | 8
PJM | Paxton Creek Cogeneration | 50373 | GEN2 |  |  | Natural Gas Internal Combustion Engine | 6.3 | PA | Dauphin | 40.2653 | -76.8771 | 1986 | 8
PJM | Peach Bottom | 3166 | 2 |  |  | Nuclear | 1499.4 | PA | York | 39.7589 | -76.2687 | 1974 | 7
PJM | Peach Bottom | 3166 | 3 |  |  | Nuclear | 1377 | PA | York | 39.7589 | -76.2687 | 1974 | 12
PJM | Pecan Solar | 60030 | PECAN |  |  | Solar Photovoltaic | 74.9 | NC | Northampton | 36.481 | -77.4812 | 2018 | 12
PJM | Pechin Solar | 65903 | 9 |  |  | Solar Photovoltaic | 14 | PA | Fayette | 39.9611 | -79.6439 | 2024 | 10
PJM | Pemberton Road I | 61073 | PEMB1 |  |  | Solar Photovoltaic | 8.8 | NJ | Burlington | 39.9818 | -74.6974 | 2017 | 6
PJM | Pemberton Road II | 61074 | PEMB2 |  |  | Solar Photovoltaic | 8.8 | NJ | Burlington | 39.9799 | -74.7019 | 2017 | 6
PJM | Pendleton County LFGTE | 56327 | 1 |  |  | Landfill Gas | 0.8 | KY | Pendleton | 38.7342 | -84.4059 | 2007 | 2
PJM | Pendleton County LFGTE | 56327 | 2 |  |  | Landfill Gas | 0.8 | KY | Pendleton | 38.7342 | -84.4059 | 2007 | 2
PJM | Pendleton County LFGTE | 56327 | 3 |  |  | Landfill Gas | 0.8 | KY | Pendleton | 38.7342 | -84.4059 | 2007 | 2
PJM | Pendleton County LFGTE | 56327 | 4 |  |  | Landfill Gas | 0.8 | KY | Pendleton | 38.7342 | -84.4059 | 2007 | 2
PJM | Pennsauken Brownfield Solar | 65467 | PENN |  |  | Solar Photovoltaic | 12 | NJ | Camden | 39.9631 | -75.0795 | 2019 | 4
PJM | Pennsauken Landfill | 56511 | GEN1 |  |  | Landfill Gas | 0.9 | NJ | Camden | 39.9894 | -75.04 | 2004 | 12
PJM | Pennsauken Solar | 56883 | GEN 1 |  |  | Solar Photovoltaic | 0.2 | NJ | Camden | 39.9894 | -75.04 | 2006 | 6
PJM | Pennsauken Solar | 56883 | GEN 2 |  |  | Solar Photovoltaic | 0.2 | NJ | Camden | 39.9894 | -75.04 | 2006 | 6
PJM | Pennsauken Solar | 56883 | GEN 3 |  |  | Solar Photovoltaic | 0.1 | NJ | Camden | 39.9894 | -75.04 | 2007 | 12
PJM | Pennsauken Solar | 56883 | GEN 4 |  |  | Solar Photovoltaic | 0.2 | NJ | Camden | 39.9894 | -75.04 | 2007 | 12
PJM | Pennsauken Solar | 56883 | GEN 5 |  |  | Solar Photovoltaic | 0.1 | NJ | Camden | 39.9894 | -75.04 | 2007 | 12
PJM | Pennsauken Solar | 56883 | GEN 6 |  |  | Solar Photovoltaic | 0.2 | NJ | Camden | 39.9894 | -75.04 | 2007 | 12
PJM | Pennsauken Solar | 56883 | GEN 7 |  |  | Solar Photovoltaic | 0.2 | NJ | Camden | 39.9894 | -75.04 | 2007 | 12
PJM | Pennsauken Solar | 56883 | GEN 8 |  |  | Solar Photovoltaic | 0.2 | NJ | Camden | 39.9894 | -75.04 | 2007 | 12
PJM | Pennsauken Solar | 56883 | GEN 9 |  |  | Solar Photovoltaic | 0.1 | NJ | Camden | 39.9894 | -75.04 | 2007 | 12
PJM | Pennsauken Solar | 56883 | GEN10 |  |  | Solar Photovoltaic | 2.4 | NJ | Camden | 39.9894 | -75.04 | 2018 | 2
PJM | Pennsbury | 7690 | 1 |  |  | Landfill Gas | 3 | PA | Bucks | 40.1531 | -74.7691 | 1996 | 9
PJM | Pennsbury | 7690 | 2 |  |  | Landfill Gas | 3 | PA | Bucks | 40.1531 | -74.7691 | 1996 | 9
PJM | Penny Hill Solar | 63266 | NCPHL |  |  | Solar Photovoltaic | 2 | NC | Pitt | 35.759 | -77.513 | 2017 | 9
PJM | Perdue Bridgeville Photovoltaic | 57772 | BRID |  |  | Solar Photovoltaic | 1.3 | DE | Sussex | 38.7577 | -75.602 | 2011 | 7
PJM | Perdue Diesel Generation Facility | 60235 | PDG5 |  |  | Petroleum Liquids | 2 | VA | Accomack | 37.742 | -75.656 | 2002 | 11
PJM | Perdue Diesel Generation Facility | 60235 | PDG6 |  |  | Petroleum Liquids | 2 | VA | Accomack | 37.742 | -75.656 | 2002 | 11
PJM | Perdue Salisbury Photovoltaic | 57879 | SALI |  |  | Solar Photovoltaic | 1 | MD | Wicomico | 38.3736 | -75.5353 | 2011 | 9
PJM | Perkasie PA BTM | 66438 | PB1 |  |  | Petroleum Liquids | 2.2 | PA | Bucks | 40.3791 | -75.3035 | 2022 | 4
PJM | Perkasie PA BTM | 66438 | PB2 |  |  | Petroleum Liquids | 2.2 | PA | Bucks | 40.3791 | -75.3035 | 2022 | 4
PJM | Perry | 6020 | 1 |  |  | Nuclear | 1311.6 | OH | Lake | 41.8006 | -81.1439 | 1987 | 11
PJM | Perryman | 1556 | GT1 |  |  | Petroleum Liquids | 53.1 | MD | Harford | 39.4428 | -76.2218 | 1972 | 1
PJM | Perryman | 1556 | GT3 |  |  | Petroleum Liquids | 53.1 | MD | Harford | 39.4428 | -76.2218 | 1972 | 4
PJM | Perryman | 1556 | GT4 |  |  | Petroleum Liquids | 53.1 | MD | Harford | 39.4428 | -76.2218 | 1972 | 4
PJM | Perryman | 1556 | GT5 |  |  | Natural Gas Fired Combustion Turbine | 192 | MD | Harford | 39.4428 | -76.2218 | 1995 | 6
PJM | Perryman | 1556 | GT6 |  |  | Natural Gas Fired Combustion Turbine | 141 | MD | Harford | 39.4428 | -76.2218 | 2015 | 6
PJM | Peterman II | 63989 | PETE |  |  | Solar Photovoltaic | 2 | IL | Kankakee | 41.0704 | -87.7889 | 2021 | 5
PJM | Pfeffers | 61185 | SO147 |  |  | Solar Photovoltaic | 1 | MD | Baltimore | 39.4276 | -76.3936 | 2016 | 5
PJM | Pfizer Peapack Solar | 60762 | 07934 |  |  | Solar Photovoltaic | 6.2 | NJ | Somerset | 40.7119 | -74.6634 | 2016 | 10
PJM | Phelps 158 Solar Farm | 61134 | 15800 |  |  | Solar Photovoltaic | 5 | NC | Northampton | 36.4426 | -77.1615 | 2018 | 2
PJM | Philadelphia | 1557 | GT1 |  |  | Petroleum Liquids | 20.7 | MD | Baltimore City | 39.2986 | -76.5636 | 1970 | 8
PJM | Philadelphia | 1557 | GT2 |  |  | Petroleum Liquids | 20.7 | MD | Baltimore City | 39.2986 | -76.5636 | 1970 | 8
PJM | Philadelphia | 1557 | GT3 |  |  | Petroleum Liquids | 20.7 | MD | Baltimore City | 39.2986 | -76.5636 | 1970 | 9
PJM | Philadelphia | 1557 | GT4 |  |  | Petroleum Liquids | 20.7 | MD | Baltimore City | 39.2986 | -76.5636 | 1970 | 9
PJM | Philip Morris | 59911 | 1 |  |  | Solar Photovoltaic | 2 | VA | Chesterfield | 37.3418 | -77.287 | 2016 | 3
PJM | Philpott Lake | 3834 | 1 |  |  | Conventional Hydroelectric | 6.7 | VA | Henry | 36.7803 | -80.0281 | 1953 | 8
PJM | Philpott Lake | 3834 | 2 |  |  | Conventional Hydroelectric | 6.7 | VA | Henry | 36.7803 | -80.0281 | 1953 | 8
PJM | Philpott Lake | 3834 | 3 |  |  | Conventional Hydroelectric | 0.6 | VA | Henry | 36.7803 | -80.0281 | 1953 | 8
PJM | Phoenix Contact - CCHP Plant | 62901 | CCHP |  |  | Natural Gas Fired Combustion Turbine | 1 | PA | Dauphin | 40.2294 | -76.7501 | 2014 | 3
PJM | Pickaway Solar | 69029 | PICKA |  |  | Solar Photovoltaic | 100 | OH | Pickaway | 39.56 | -83.176 | 2025 | 1
PJM | Pickering Solar | 58535 | 1 |  |  | Solar Photovoltaic | 1.5 | PA | Chester | 40.1206 | -75.4881 | 2012 | 1
PJM | Pilesgrove | 57448 | PILE |  |  | Solar Photovoltaic | 18 | NJ | Salem | 39.613 | -75.3095 | 2011 | 8
PJM | Pilot Hill Wind Farm | 58898 | K4-1 |  |  | Onshore Wind Turbine | 175 | IL | Kankakee | 40.9992 | -88.0562 | 2015 | 8
PJM | Pine 1 Solar | 66943 | 2-114 |  |  | Solar Photovoltaic | 17.1 | PA | Beaver | 40.6165 | -80.4582 | 2023 | 11
PJM | Pine 2 Solar | 66944 | 2-115 |  |  | Solar Photovoltaic | 17.1 | PA | Beaver | 40.6157 | -80.471 | 2023 | 11
PJM | Pine Grove | 56690 | 1 |  |  | Landfill Gas | 0.3 | PA | Schuylkill | 40.5553 | -76.3886 | 2008 | 2
PJM | Pine Grove | 56690 | 10 |  |  | Landfill Gas | 0.3 | PA | Schuylkill | 40.5553 | -76.3886 | 2008 | 2
PJM | Pine Grove | 56690 | 11 |  |  | Landfill Gas | 0.3 | PA | Schuylkill | 40.5553 | -76.3886 | 2008 | 2
PJM | Pine Grove | 56690 | 12 |  |  | Landfill Gas | 0.3 | PA | Schuylkill | 40.5553 | -76.3886 | 2008 | 2
PJM | Pine Grove | 56690 | 13 |  |  | Landfill Gas | 0.3 | PA | Schuylkill | 40.5553 | -76.3886 | 2008 | 2
PJM | Pine Grove | 56690 | 14 |  |  | Landfill Gas | 0.3 | PA | Schuylkill | 40.5553 | -76.3886 | 2008 | 2
PJM | Pine Grove | 56690 | 15 |  |  | Landfill Gas | 0.3 | PA | Schuylkill | 40.5553 | -76.3886 | 2008 | 2
PJM | Pine Grove | 56690 | 16 |  |  | Landfill Gas | 0.3 | PA | Schuylkill | 40.5553 | -76.3886 | 2008 | 2
PJM | Pine Grove | 56690 | 17 |  |  | Landfill Gas | 0.3 | PA | Schuylkill | 40.5553 | -76.3886 | 2008 | 2
PJM | Pine Grove | 56690 | 18 |  |  | Landfill Gas | 0.3 | PA | Schuylkill | 40.5553 | -76.3886 | 2008 | 2
PJM | Pine Grove | 56690 | 2 |  |  | Landfill Gas | 0.3 | PA | Schuylkill | 40.5553 | -76.3886 | 2008 | 2
PJM | Pine Grove | 56690 | 3 |  |  | Landfill Gas | 0.3 | PA | Schuylkill | 40.5553 | -76.3886 | 2008 | 2
PJM | Pine Grove | 56690 | 4 |  |  | Landfill Gas | 0.3 | PA | Schuylkill | 40.5553 | -76.3886 | 2008 | 2
PJM | Pine Grove | 56690 | 5 |  |  | Landfill Gas | 0.3 | PA | Schuylkill | 40.5553 | -76.3886 | 2008 | 2
PJM | Pine Grove | 56690 | 6 |  |  | Landfill Gas | 0.3 | PA | Schuylkill | 40.5553 | -76.3886 | 2008 | 2
PJM | Pine Grove | 56690 | 7 |  |  | Landfill Gas | 0.3 | PA | Schuylkill | 40.5553 | -76.3886 | 2008 | 2
PJM | Pine Grove | 56690 | 8 |  |  | Landfill Gas | 0.3 | PA | Schuylkill | 40.5553 | -76.3886 | 2008 | 2
PJM | Pine Grove | 56690 | 9 |  |  | Landfill Gas | 0.3 | PA | Schuylkill | 40.5553 | -76.3886 | 2008 | 2
PJM | Pine Road Solar, LLC CSG | 64439 | PINE |  |  | Solar Photovoltaic | 2 | IL | DeKalb | 41.6744 | -88.6644 | 2021 | 4
PJM | Pinesburg Solar LLC | 63903 | PINE1 |  |  | Solar Photovoltaic | 4.3 | MD | Washington | 39.6252 | -77.8609 | 2020 | 5
PJM | Piney | 3124 | 1 |  |  | Conventional Hydroelectric | 10 | PA | Clarion | 41.1921 | -79.4335 | 1924 | 6
PJM | Piney | 3124 | 2 |  |  | Conventional Hydroelectric | 10 | PA | Clarion | 41.1921 | -79.4335 | 1924 | 7
PJM | Piney | 3124 | 3 |  |  | Conventional Hydroelectric | 10 | PA | Clarion | 41.1921 | -79.4335 | 1928 | 2
PJM | Piney Creek Solar | 62768 | PCSOL |  |  | Solar Photovoltaic | 80 | VA | Halifax | 36.8186 | -78.7719 | 2023 | 8
PJM | Pinnacle Wind Force LLC | 57595 | 1 |  |  | Onshore Wind Turbine | 53.7 | WV | Mineral | 39.445 | -79.03 | 2011 | 12
PJM | Pinnacles | 3825 | 1 |  |  | Conventional Hydroelectric | 3.7 | VA | Patrick | 36.6669 | -80.4479 | 1938 | 6
PJM | Pinnacles | 3825 | 2 |  |  | Conventional Hydroelectric | 3.7 | VA | Patrick | 36.6669 | -80.4479 | 1938 | 6
PJM | Pinnacles | 3825 | 3 |  |  | Conventional Hydroelectric | 3.7 | VA | Patrick | 36.6669 | -80.4479 | 1938 | 6
PJM | Pinnacles | 3825 | 4 |  |  | Conventional Hydroelectric | 0.7 | VA | Patrick | 36.6669 | -80.4479 | 2021 | 2
PJM | Pioneer Crossing Energy, LLC | 56957 | LFG1 |  |  | Landfill Gas | 1.6 | PA | Berks | 40.275 | -75.8167 | 2008 | 10
PJM | Pioneer Crossing Energy, LLC | 56957 | LFG2 |  |  | Landfill Gas | 1.6 | PA | Berks | 40.275 | -75.8167 | 2008 | 10
PJM | Pioneer Crossing Energy, LLC | 56957 | LFG3 |  |  | Landfill Gas | 1.6 | PA | Berks | 40.275 | -75.8167 | 2008 | 10
PJM | Pioneer Crossing Energy, LLC | 56957 | LFG4 |  |  | Landfill Gas | 1.6 | PA | Berks | 40.275 | -75.8167 | 2008 | 10
PJM | Pioneer Crossing Energy, LLC | 56957 | LFG5 |  |  | Landfill Gas | 1.6 | PA | Berks | 40.275 | -75.8167 | 2013 | 11
PJM | Piqua Power Plant | 2937 | 11 |  |  | Petroleum Liquids | 16.3 | OH | Miami | 40.1338 | -84.2373 | 1989 | 12
PJM | Piqua Power Plant | 2937 | 8 |  |  | Petroleum Liquids | 20 | OH | Miami | 40.1338 | -84.2373 | 1972 | 1
PJM | Pittman Solar One LLC | 64646 | PITT |  |  | Solar Photovoltaic | 2 | MD | Washington | 39.6875 | -78.108 | 2020 | 12
PJM | Pittsburgh Airport Gas Plant | 64873 | GEN1 |  |  | Natural Gas Internal Combustion Engine | 4.4 | PA | Allegheny | 40.495 | -80.233 | 2021 | 7
PJM | Pittsburgh Airport Gas Plant | 64873 | GEN2 |  |  | Natural Gas Internal Combustion Engine | 4.4 | PA | Allegheny | 40.495 | -80.233 | 2021 | 7
PJM | Pittsburgh Airport Gas Plant | 64873 | GEN3 |  |  | Natural Gas Internal Combustion Engine | 4.4 | PA | Allegheny | 40.495 | -80.233 | 2021 | 7
PJM | Pittsburgh Airport Gas Plant | 64873 | GEN4 |  |  | Natural Gas Internal Combustion Engine | 4.4 | PA | Allegheny | 40.495 | -80.233 | 2021 | 7
PJM | Pittsburgh Airport Gas Plant | 64873 | GEN5 |  |  | Natural Gas Internal Combustion Engine | 4.4 | PA | Allegheny | 40.495 | -80.233 | 2021 | 7
PJM | Pittsgrove Solar | 60740 | PV1 |  |  | Solar Photovoltaic | 2 | NJ | Salem | 39.539 | -75.1793 | 2014 | 5
PJM | Pixelle Specialty Solutions LLC - Chilli | 10244 | T-10 |  |  | Wood/Wood Waste Biomass | 10.6 | OH | Ross | 39.3246 | -82.974 | 1952 | 2
PJM | Pixelle Specialty Solutions LLC - Chilli | 10244 | T-11 |  |  | Wood/Wood Waste Biomass | 24 | OH | Ross | 39.3246 | -82.974 | 1958 | 2
PJM | Pixelle Specialty Solutions LLC - Chilli | 10244 | T-12 |  |  | Wood/Wood Waste Biomass | 31 | OH | Ross | 39.3246 | -82.974 | 1967 | 2
PJM | Pixelle Specialty Solutions LLC - Chilli | 10244 | T-13 |  |  | Natural Gas Steam Turbine | 27.2 | OH | Ross | 39.3246 | -82.974 | 1978 | 7
PJM | Pixelle Specialty Solutions LLC - Spring | 50397 | GEN1 |  |  | Natural Gas Steam Turbine | 6 | PA | York | 39.8709 | -76.8681 | 1948 | 7
PJM | Pixelle Specialty Solutions LLC - Spring | 50397 | GEN3 |  |  | Natural Gas Steam Turbine | 5.1 | PA | York | 39.8709 | -76.8681 | 1948 | 5
PJM | Pixelle Specialty Solutions LLC - Spring | 50397 | GEN4 |  |  | Natural Gas Steam Turbine | 7.5 | PA | York | 39.8709 | -76.8681 | 1962 | 8
PJM | Pixelle Specialty Solutions LLC - Spring | 50397 | GEN5 |  |  | Conventional Steam Coal | 45.9 | PA | York | 39.8709 | -76.8681 | 1989 | 5
PJM | Pixelle Specialty Solutions LLC - Spring | 50397 | GEN6 |  |  | Wood/Wood Waste Biomass | 39.1 | PA | York | 39.8709 | -76.8681 | 1994 | 1
PJM | Plainfield One Solar LLC | 59364 | PV1 |  |  | Solar Photovoltaic | 1.3 | NJ | Somerset | 40.605 | -74.4394 | 2011 | 12
PJM | Pleasant Hill PV1 | 63787 | PHILL |  |  | Solar Photovoltaic | 20 | NC | Northampton | 36.5311 | -77.5504 | 2024 | 3
PJM | Pleasant Hill Solar | 65220 | PHSPV |  |  | Solar Photovoltaic | 20 | VA | Suffolk City | 36.6922 | -76.5786 | 2023 | 6
PJM | Pleasant Valley (VA) | 56005 | D-4 |  |  | Petroleum Liquids | 2 | VA | Rockingham | 38.4006 | -78.8983 | 2002 | 9
PJM | Pleasant Valley (VA) | 56005 | D-6 |  |  | Petroleum Liquids | 2 | VA | Rockingham | 38.4006 | -78.8983 | 2006 | 9
PJM | Pleasant Valley (VA) | 56005 | PV-1 |  |  | Petroleum Liquids | 16.5 | VA | Rockingham | 38.4006 | -78.8983 | 1997 | 4
PJM | Pleasants Energy LLC | 55349 | 1 |  |  | Natural Gas Fired Combustion Turbine | 191.4 | WV | Pleasants | 39.3325 | -81.3642 | 2002 | 3
PJM | Pleasants Energy LLC | 55349 | 2 |  |  | Natural Gas Fired Combustion Turbine | 191.4 | WV | Pleasants | 39.3325 | -81.3642 | 2002 | 3
PJM | Pleasants Power Station | 6004 | 1 |  |  | Conventional Steam Coal | 684 | WV | Pleasants | 39.3667 | -81.2944 | 1979 | 4
PJM | Pleasants Power Station | 6004 | 2 |  |  | Conventional Steam Coal | 684 | WV | Pleasants | 39.3667 | -81.2944 | 1980 | 12
PJM | Pleinmont Solar 1 | 62012 | PLNM1 |  |  | Solar Photovoltaic | 75 | VA | Spotsylvania | 38.2471 | -77.7862 | 2020 | 10
PJM | Pleinmont Solar 2 | 62013 | PLNM2 |  |  | Solar Photovoltaic | 240 | VA | Spotsylvania | 38.2471 | -77.7862 | 2021 | 8
PJM | Plote Somonauk | 67753 | PV1 |  |  | Solar Photovoltaic | 2 | IL | DeKalb | 41.674 | -88.682 | 2024 | 5
PJM | Plumsted 537 LLC | 61892 | PLMST |  |  | Batteries | 19.8 | NJ | Ocean | 40.1094 | -74.4978 | 2019 | 2
PJM | Plymouth Solar LLC | 58480 | 1 |  |  | Solar Photovoltaic | 5.4 | NC | Washington | 35.875 | -76.7106 | 2012 | 9
PJM | Pocono Solar Project | 57367 | POCON |  |  | Solar Photovoltaic | 2.7 | PA | Monroe | 41.061 | -75.5149 | 2010 | 8
PJM | Pohatcong Solar Farm | 63150 | POHAT |  |  | Solar Photovoltaic | 8 | NJ | Warren | 40.67 | -75.16 | 2020 | 1
PJM | Pontiac | 64414 | PONTC |  |  | Solar Photovoltaic | 2 | IL | Livingston | 40.9181 | -88.625 | 2021 | 2
PJM | Ponton Diesel Generating Facility | 7940 | 1 |  |  | Petroleum Liquids | 2 | VA | Amelia | 37.2953 | -77.9862 | 2002 | 12
PJM | Ponton Diesel Generating Facility | 7940 | 2 |  |  | Petroleum Liquids | 2 | VA | Amelia | 37.2953 | -77.9862 | 2002 | 12
PJM | Port Reading 8 Solar | 67068 | NJ008 |  |  | Solar Photovoltaic | 1.4 | NJ | Middlesex | 40.565 | -74.218 | 2022 | 12
PJM | Portland (PA) | 3113 | 3 |  |  | Petroleum Liquids | 18 | PA | Northampton | 40.9102 | -75.0794 | 1967 | 12
PJM | Portland (PA) | 3113 | 4 |  |  | Petroleum Liquids | 20 | PA | Northampton | 40.9102 | -75.0794 | 1971 | 5
PJM | Portland (PA) | 3113 | 5 |  |  | Petroleum Liquids | 156 | PA | Northampton | 40.9102 | -75.0794 | 1997 | 4
PJM | Ports Jersey City Solar | 67064 | NJ001 |  |  | Solar Photovoltaic | 3 | NJ | Hudson | 40.734 | -74.087 | 2020 | 8
PJM | Ports Newark 8201 Solar | 67063 | NJ201 |  |  | Solar Photovoltaic | 1.4 | NJ | Essex | 40.6916 | -74.1965 | 2022 | 11
PJM | Possum Point | 3804 | 6A |  |  | Natural Gas Fired Combined Cycle | 174 | VA | Prince William | 38.5367 | -77.2806 | 2003 | 7
PJM | Possum Point | 3804 | 6B |  |  | Natural Gas Fired Combined Cycle | 174 | VA | Prince William | 38.5367 | -77.2806 | 2003 | 7
PJM | Possum Point | 3804 | 6ST |  |  | Natural Gas Fired Combined Cycle | 265 | VA | Prince William | 38.5367 | -77.2806 | 2003 | 7
PJM | Possum Point | 3804 | GT1 |  |  | Petroleum Liquids | 16 | VA | Prince William | 38.5367 | -77.2806 | 1968 | 5
PJM | Possum Point | 3804 | GT2 |  |  | Petroleum Liquids | 16 | VA | Prince William | 38.5367 | -77.2806 | 1968 | 5
PJM | Possum Point | 3804 | GT3 |  |  | Petroleum Liquids | 16 | VA | Prince William | 38.5367 | -77.2806 | 1968 | 5
PJM | Possum Point | 3804 | GT4 |  |  | Petroleum Liquids | 16 | VA | Prince William | 38.5367 | -77.2806 | 1968 | 5
PJM | Possum Point | 3804 | GT5 |  |  | Petroleum Liquids | 16 | VA | Prince William | 38.5367 | -77.2806 | 1968 | 5
PJM | Possum Point | 3804 | GT6 |  |  | Petroleum Liquids | 16 | VA | Prince William | 38.5367 | -77.2806 | 1968 | 5
PJM | Potomac Energy Center, LLC | 59004 | GEN1 |  |  | Natural Gas Fired Combined Cycle | 237 | VA | Loudoun | 39.0581 | -77.545 | 2017 | 4
PJM | Potomac Energy Center, LLC | 59004 | GEN2 |  |  | Natural Gas Fired Combined Cycle | 237 | VA | Loudoun | 39.0581 | -77.545 | 2017 | 4
PJM | Potomac Energy Center, LLC | 59004 | GEN3 |  |  | Natural Gas Fired Combined Cycle | 338 | VA | Loudoun | 39.0581 | -77.545 | 2017 | 4
PJM | Powells Creek Solar - Hybrid | 65305 | SOLAR |  |  | Solar Photovoltaic | 70 | VA | Halifax | 36.5547 | -79.0286 | 2023 | 8
PJM | Powerton | 879 | 5 |  |  | Conventional Steam Coal | 892.8 | IL | Tazewell | 40.5408 | -89.6786 | 1972 | 9
PJM | Powerton | 879 | 6 |  |  | Conventional Steam Coal | 892.8 | IL | Tazewell | 40.5408 | -89.6786 | 1975 | 12
PJM | Presbyterian Senior Living Service | 60447 | PSLS |  |  | Solar Photovoltaic | 1 | MD | Baltimore | 39.4476 | -76.5163 | 2013 | 9
PJM | Presence Saint Mary of Nazareth Hospital | 54886 | GEN1 |  |  | Natural Gas Internal Combustion Engine | 0.8 | IL | Cook | 41.9031 | -87.6831 | 1993 | 8
PJM | Presence Saint Mary of Nazareth Hospital | 54886 | GEN3 |  |  | Natural Gas Internal Combustion Engine | 0.8 | IL | Cook | 41.9031 | -87.6831 | 1993 | 8
PJM | Presence Saint Mary of Nazareth Hospital | 54886 | GEN4 |  |  | Petroleum Liquids | 0.9 | IL | Cook | 41.9031 | -87.6831 | 1993 | 8
PJM | Presence Saint Mary of Nazareth Hospital | 54886 | GEN5 |  |  | Petroleum Liquids | 0.9 | IL | Cook | 41.9031 | -87.6831 | 1993 | 8
PJM | Presence Saint Mary of Nazareth Hospital | 54886 | GEN6 |  |  | Petroleum Liquids | 0.8 | IL | Cook | 41.9031 | -87.6831 | 2006 | 12
PJM | Pretlow | 55953 | 1 |  |  | Petroleum Liquids | 1.6 | VA | Southampton | 36.6592 | -76.9267 | 2001 | 4
PJM | Pretlow | 55953 | 2 |  |  | Petroleum Liquids | 1.6 | VA | Southampton | 36.6592 | -76.9267 | 2001 | 4
PJM | Pretzel CSG | 64971 | PRETZ |  |  | Solar Photovoltaic | 2 | IL | Stephenson | 42.3071 | -89.5981 | 2022 | 3
PJM | Prince Edward CSG LLC | 67139 | PRINC |  |  | Solar Photovoltaic | 4 | VA | Prince Edward | 37.2259 | -78.6877 | 2024 | 2
PJM | Princeton Energy Center, LLC | 61822 | EDG1 |  |  | Petroleum Liquids | 2 | NJ | Middlesex | 40.3398 | -74.6239 | 2012 | 12
PJM | Princeton Energy Center, LLC | 61822 | EDG2 |  |  | Petroleum Liquids | 2 | NJ | Middlesex | 40.3398 | -74.6239 | 2012 | 12
PJM | Princeton Energy Center, LLC | 61822 | EDG3 |  |  | Petroleum Liquids | 2 | NJ | Middlesex | 40.3398 | -74.6239 | 2012 | 12
PJM | Princeton Energy Center, LLC | 61822 | GT1 |  |  | Natural Gas Fired Combustion Turbine | 4.6 | NJ | Middlesex | 40.3398 | -74.6239 | 2012 | 10
PJM | Princeton Energy Center, LLC | 61822 | S1 |  |  | Solar Photovoltaic | 0.2 | NJ | Middlesex | 40.3398 | -74.6239 | 2012 | 12
PJM | Princeton Solar Project | 61354 | STONY |  |  | Solar Photovoltaic | 2.2 | NJ | Mercer | 40.3797 | -74.6257 | 2017 | 9
PJM | Princeton University Cogeneration | 58584 | GT1 |  |  | Natural Gas Fired Combustion Turbine | 15.5 | NJ | Mercer | 40.3414 | -74.6572 | 1996 | 10
PJM | Princeton University Cogeneration | 58584 | PV1 |  |  | Solar Photovoltaic | 4.5 | NJ | Mercer | 40.3414 | -74.6572 | 2012 | 10
PJM | Princeton University Cogeneration | 58584 | PV2 |  |  | Solar Photovoltaic | 1.2 | NJ | Mercer | 40.3414 | -74.6572 | 2021 | 10
PJM | Princeton University Cogeneration | 58584 | PV3 |  |  | Solar Photovoltaic | 10.5 | NJ | Mercer | 40.3414 | -74.6572 | 2022 | 3
PJM | Princeton University Cogeneration | 58584 | PV4 |  |  | Solar Photovoltaic | 0.4 | NJ | Mercer | 40.3414 | -74.6572 | 2022 | 3
PJM | Procter & Gamble Cincinnati Plant | 50456 | GEN1 |  |  | Natural Gas Steam Turbine | 12.5 | OH | Hamilton | 39.175 | -84.5042 | 1965 | 11
PJM | Procter & Gamble Mehoopany Mill | 50463 | GEN1 |  |  | Natural Gas Fired Combustion Turbine | 53.6 | PA | Wyoming | 41.5743 | -76.0432 | 1985 | 6
PJM | Procter & Gamble Mehoopany Mill | 50463 | GEN2 |  |  | Natural Gas Steam Turbine | 2.6 | PA | Wyoming | 41.5743 | -76.0432 | 1984 | 10
PJM | Procter & Gamble Mehoopany Mill | 50463 | GEN3 |  |  | Natural Gas Fired Combustion Turbine | 64 | PA | Wyoming | 41.5743 | -76.0432 | 2013 | 4
PJM | Progress Drive Generation Station | 63457 | PSG1 |  |  | Petroleum Liquids | 1.8 | OH | Richland | 40.53 | -82.4 | 2016 | 7
PJM | Progress Drive Generation Station | 63457 | PSG2 |  |  | Petroleum Liquids | 1.8 | OH | Richland | 40.53 | -82.4 | 2019 | 6
PJM | Prophet CSG | 64972 | PROPH |  |  | Solar Photovoltaic | 2 | IL | Whiteside | 41.7218 | -89.8047 | 2021 | 10
PJM | Prospect Municipal | 7603 | 1 |  |  | Petroleum Liquids | 1.8 | OH | Marion | 40.4411 | -83.1883 | 1998 | 2
PJM | Providence Heights Wind LLC | 56622 | 1 |  |  | Onshore Wind Turbine | 72 | IL | Bureau | 41.2294 | -89.5572 | 2008 | 8
PJM | Prudential 55 Livingston Roseland Solar | 60841 | PV1 |  |  | Solar Photovoltaic | 1.2 | NJ | Essex | 40.8146 | -74.2971 | 2013 | 1
PJM | Prudential 80 Livingston Roseland Solar | 60842 | PV1 |  |  | Solar Photovoltaic | 1.7 | NJ | Essex | 40.8154 | -74.305 | 2013 | 12
PJM | Puller Solar | 62140 | PULL |  |  | Solar Photovoltaic | 15 | VA | Middlesex | 37.5724 | -76.4673 | 2018 | 10
PJM | Quad Cities Generating Station | 880 | 1 |  |  | Nuclear | 1009.3 | IL | Rock Island | 41.7261 | -90.3103 | 1972 | 12
PJM | Quad Cities Generating Station | 880 | 2 |  |  | Nuclear | 1009.3 | IL | Rock Island | 41.7261 | -90.3103 | 1972 | 12
PJM | Quakertown PA BTM | 66450 | PB1 |  |  | Petroleum Liquids | 2.7 | PA | Bucks | 40.4465 | -75.3404 | 2023 | 11
PJM | Quakertown PA BTM | 66450 | PB2 |  |  | Petroleum Liquids | 2.7 | PA | Bucks | 40.4465 | -75.3404 | 2023 | 11
PJM | Quakertown PA BTM | 66450 | PB3 |  |  | Petroleum Liquids | 2.7 | PA | Bucks | 40.4465 | -75.3404 | 2023 | 11
PJM | Quakertown PA BTM | 66450 | PB4 |  |  | Petroleum Liquids | 2.7 | PA | Bucks | 40.4465 | -75.3404 | 2023 | 11
PJM | Quakertown Solar Farm, LLC | 61965 | QKRTN |  |  | Solar Photovoltaic | 8.8 | NJ | Hunterdon | 40.5228 | -74.9442 | 2018 | 10
PJM | Queen Anne's County | 58631 | 1 |  |  | Solar Photovoltaic | 2 | MD | Queen Annes | 39.0317 | -76.0164 | 2013 | 12
PJM | Quillwort Solar | 65318 | POWI |  |  | Solar Photovoltaic | 18 | VA | Powhatan | 37.567 | -77.9271 | 2025 | 1
PJM | RA Jones Roof Mounted Solar System | 67473 | RAJPV |  |  | Solar Photovoltaic | 1.3 | KY | Kenton | 39.0444 | -84.5839 | 2024 | 6
PJM | RMQ 1 and 2 | 56966 | 1 |  |  | Solar Photovoltaic | 1 | NC | Edgecombe | 35.9222 | -77.6731 | 2008 | 12
PJM | RMQ 1 and 2 | 56966 | 2 |  |  | Solar Photovoltaic | 2.5 | NC | Edgecombe | 35.9222 | -77.6731 | 2013 | 11
PJM | RP Wind | 58630 | RPOH |  |  | Onshore Wind Turbine | 3.4 | OH | Logan | 40.4494 | -83.8933 | 2013 | 12
PJM | Racine | 6006 | 1 |  |  | Conventional Hydroelectric | 23.7 | OH | Meigs | 38.9153 | -81.9081 | 1983 | 1
PJM | Racine | 6006 | 2 |  |  | Conventional Hydroelectric | 23.7 | OH | Meigs | 38.9153 | -81.9081 | 1982 | 9
PJM | Radford | 3827 | 1 |  |  | Conventional Hydroelectric | 1 | VA | Pulaski | 37.0784 | -80.5727 | 1934 | 10
PJM | Radford Army Ammunition Plant | 52072 | GEN1 |  |  | Natural Gas Steam Turbine | 6 | VA | Montgomery | 37.1804 | -80.5428 | 1990 | 1
PJM | Radford Army Ammunition Plant | 52072 | GEN2 |  |  | Natural Gas Steam Turbine | 6 | VA | Montgomery | 37.1804 | -80.5428 | 1990 | 1
PJM | Radford Army Ammunition Plant | 52072 | GEN3 |  |  | Natural Gas Steam Turbine | 6 | VA | Montgomery | 37.1804 | -80.5428 | 1990 | 1
PJM | Radfords Run Wind Farm | 59061 | WT1 |  |  | Onshore Wind Turbine | 278 | IL | Dewitt | 40.0111 | -89.0472 | 2017 | 12
PJM | Ramapo | 66486 | RAMPO |  |  | Solar Photovoltaic | 4.2 | NJ | Bergen | 41.081 | -74.174 | 2019 | 7
PJM | Ranchland Solar, LLC | 61813 | RCHLD |  |  | Solar Photovoltaic | 60 | NC | Currituck | 36.4726 | -76.1541 | 2017 | 12
PJM | Randolf Solar | 67028 | METER |  |  | Solar Photovoltaic | 3.2 | VA | Shenandoah | 38.7451 | -78.6752 | 2024 | 6
PJM | Rappahannock Solar, LLC | 62780 | 100 |  |  | Solar Photovoltaic | 1.5 | VA | Lancaster | 37.657 | -76.3832 | 2021 | 11
PJM | Raritan ITS | 59059 | GEN 1 |  |  | Solar Photovoltaic | 2 | NJ | Somerset | 40.5744 | -74.6542 | 2010 | 8
PJM | Raritan Solar | 60729 | PV1 |  |  | Solar Photovoltaic | 7.5 | NJ | Hunterdon | 40.4642 | -74.8579 | 2016 | 4
PJM | Raritan Solar - 53 Highway | 61601 | RARIT |  |  | Solar Photovoltaic | 8.4 | NJ | Hunterdon | 40.4539 | -74.863 | 2018 | 5
PJM | Rariton OMP | 59055 | CHP1 |  |  | Natural Gas Internal Combustion Engine | 3 | NJ | Somerset | 40.5744 | -74.6481 | 2009 | 2
PJM | Rariton OMP | 59055 | PV1 |  |  | Solar Photovoltaic | 1.7 | NJ | Somerset | 40.5744 | -74.6481 | 2012 | 4
PJM | Red Lion Energy Center | 58433 | RED1 |  |  | Other Natural Gas | 5.9 | DE | New Castle | 39.6101 | -75.6297 | 2012 | 12
PJM | Red Lion Energy Center | 58433 | RED2 |  |  | Other Natural Gas | 5.3 | DE | New Castle | 39.6101 | -75.6297 | 2013 | 6
PJM | Red Lion Energy Center | 58433 | RED3 |  |  | Other Natural Gas | 3.5 | DE | New Castle | 39.6101 | -75.6297 | 2013 | 8
PJM | Red Lion Energy Center | 58433 | RED4 |  |  | Other Natural Gas | 3.6 | DE | New Castle | 39.6101 | -75.6297 | 2013 | 9
PJM | Red Lion Energy Center | 58433 | RED5 |  |  | Other Natural Gas | 3.4 | DE | New Castle | 39.6101 | -75.6297 | 2013 | 10
PJM | Red Lion Energy Center | 58433 | RED6 |  |  | Other Natural Gas | 3.2 | DE | New Castle | 39.6101 | -75.6297 | 2013 | 11
PJM | Red Oak Power LLC | 55239 | 0001 |  |  | Natural Gas Fired Combined Cycle | 180.2 | NJ | Middlesex | 40.4487 | -74.3489 | 2002 | 3
PJM | Red Oak Power LLC | 55239 | 0002 |  |  | Natural Gas Fired Combined Cycle | 180.2 | NJ | Middlesex | 40.4487 | -74.3489 | 2002 | 3
PJM | Red Oak Power LLC | 55239 | 0003 |  |  | Natural Gas Fired Combined Cycle | 180.2 | NJ | Middlesex | 40.4487 | -74.3489 | 2002 | 3
PJM | Red Oak Power LLC | 55239 | 0004 |  |  | Natural Gas Fired Combined Cycle | 280.5 | NJ | Middlesex | 40.4487 | -74.3489 | 2002 | 4
PJM | Reed Road Solar | 63071 | 1822 |  |  | Solar Photovoltaic | 1.3 | IL | McHenry | 42.1109 | -88.2403 | 2020 | 9
PJM | Reeves South | 59278 | REEV1 |  |  | Solar Photovoltaic | 1 | NJ | Burlington | 39.9267 | -74.8136 | 2013 | 12
PJM | Reeves Station Rd East | 58030 | REEVE |  |  | Solar Photovoltaic | 5.5 | NJ | Burlington | 39.9283 | -74.8144 | 2012 | 10
PJM | Remington | 7838 | 1 |  |  | Natural Gas Fired Combustion Turbine | 178.5 | VA | Fauquier | 38.5442 | -77.7714 | 2000 | 6
PJM | Remington | 7838 | 2 |  |  | Natural Gas Fired Combustion Turbine | 170 | VA | Fauquier | 38.5442 | -77.7714 | 2000 | 6
PJM | Remington | 7838 | 3 |  |  | Natural Gas Fired Combustion Turbine | 178.5 | VA | Fauquier | 38.5442 | -77.7714 | 2000 | 7
PJM | Remington | 7838 | 4 |  |  | Natural Gas Fired Combustion Turbine | 178.5 | VA | Fauquier | 38.5442 | -77.7714 | 2000 | 7
PJM | Remington Solar Facility | 59685 | 01 |  |  | Solar Photovoltaic | 20 | VA | Fauquier | 38.5483 | -77.7764 | 2017 | 10
PJM | Renewable Energy Services of Ohio | 57249 | GEN1 |  |  | Landfill Gas | 1.6 | OH | Erie | 41.3362 | -82.602 | 2010 | 4
PJM | Renewable Energy Services of Ohio | 57249 | GEN2 |  |  | Landfill Gas | 0.8 | OH | Erie | 41.3362 | -82.602 | 2014 | 8
PJM | Renick Run Pumping Station 03-04 | 56420 | 0003 |  |  | Petroleum Liquids | 1.4 | OH | Franklin | 39.9294 | -83.012 | 2006 | 9
PJM | Renick Run Pumping Station 03-04 | 56420 | 0004 |  |  | Petroleum Liquids | 1.4 | OH | Franklin | 39.9294 | -83.012 | 2006 | 9
PJM | Reusens | 3779 | 1 |  |  | Conventional Hydroelectric | 2.5 | VA | Campbell | 37.4639 | -79.1856 | 1903 | 1
PJM | Reusens | 3779 | 2 |  |  | Conventional Hydroelectric | 2.5 | VA | Campbell | 37.4639 | -79.1856 | 1903 | 1
PJM | Reusens | 3779 | 3 |  |  | Conventional Hydroelectric | 2.5 | VA | Campbell | 37.4639 | -79.1856 | 1903 | 1
PJM | Reusens | 3779 | 4 |  |  | Conventional Hydroelectric | 2.5 | VA | Campbell | 37.4639 | -79.1856 | 1903 | 1
PJM | Reusens | 3779 | 5 |  |  | Conventional Hydroelectric | 2.5 | VA | Campbell | 37.4639 | -79.1856 | 1903 | 1
PJM | Reworld Plymouth LLC | 54625 | TGI |  |  | Municipal Solid Waste | 32.1 | PA | Montgomery | 40.0967 | -75.3103 | 1991 | 12
PJM | Richland (OH) | 2880 | 1 |  |  | Petroleum Liquids | 15 | OH | Defiance | 41.3052 | -84.3346 | 1965 | 12
PJM | Richland (OH) | 2880 | 2 |  |  | Natural Gas Fired Combustion Turbine | 15 | OH | Defiance | 41.3052 | -84.3346 | 1966 | 2
PJM | Richland (OH) | 2880 | 3 |  |  | Natural Gas Fired Combustion Turbine | 15 | OH | Defiance | 41.3052 | -84.3346 | 1966 | 2
PJM | Richland (OH) | 2880 | 4 |  |  | Natural Gas Fired Combustion Turbine | 135 | OH | Defiance | 41.3052 | -84.3346 | 2001 | 3
PJM | Richland (OH) | 2880 | 5 |  |  | Natural Gas Fired Combustion Turbine | 135 | OH | Defiance | 41.3052 | -84.3346 | 2001 | 3
PJM | Richland (OH) | 2880 | 6 |  |  | Natural Gas Fired Combustion Turbine | 135 | OH | Defiance | 41.3052 | -84.3346 | 2001 | 3
PJM | Richmond | 7335 | RCT1 |  |  | Natural Gas Fired Combustion Turbine | 41.4 | IN | Wayne | 39.8396 | -84.9657 | 1992 | 5
PJM | Richmond | 7335 | RCT2 |  |  | Natural Gas Fired Combustion Turbine | 41.4 | IN | Wayne | 39.8396 | -84.9657 | 1992 | 5
PJM | Richmond 5 | 64247 | RICH5 |  |  | Solar Photovoltaic | 9 | IN | Wayne | 39.8056 | -84.8745 | 2021 | 6
PJM | Richmond 6 | 64252 | RICH6 |  |  | Solar Photovoltaic | 5.3 | IN | Wayne | 39.806 | -84.8783 | 2023 | 7
PJM | Richmond Energy | 57897 | UNT1 |  |  | Landfill Gas | 1.6 | VA | Henrico | 37.5058 | -77.3739 | 2012 | 1
PJM | Richmond Energy | 57897 | UNT2 |  |  | Landfill Gas | 1.6 | VA | Henrico | 37.5058 | -77.3739 | 2012 | 1
PJM | Richmond Energy | 57897 | UNT3 |  |  | Landfill Gas | 1.6 | VA | Henrico | 37.5058 | -77.3739 | 2012 | 1
PJM | Richmond Energy | 57897 | UNT4 |  |  | Landfill Gas | 1.6 | VA | Henrico | 37.5058 | -77.3739 | 2012 | 1
PJM | Richmond Generating Station | 3168 | 91 |  |  | Petroleum Liquids | 65.8 | PA | Philadelphia | 39.9845 | -75.0752 | 1973 | 6
PJM | Richmond Generating Station | 3168 | 92 |  |  | Petroleum Liquids | 65.8 | PA | Philadelphia | 39.9845 | -75.0752 | 1973 | 6
PJM | Richmond Solar Park 3 | 62770 | SRIC3 |  |  | Solar Photovoltaic | 6.5 | IN | Wayne | 39.839 | -84.8256 | 2019 | 12
PJM | Richmond Solar Park 4 | 62791 | SRIC4 |  |  | Solar Photovoltaic | 7.1 | IN | Wayne | 39.8629 | -84.9297 | 2020 | 10
PJM | Richmond Solar Site 2 | 61729 | SRIC2 |  |  | Solar Photovoltaic | 7.4 | IN | Wayne | 39.8335 | -84.8162 | 2018 | 12
PJM | Richmond Spider Solar | 62011 | RMDSS |  |  | Solar Photovoltaic | 20 | VA | Spotsylvania | 38.2471 | -77.7862 | 2020 | 12
PJM | Ridgecrest | 64379 | 467 |  |  | Solar Photovoltaic | 1.7 | DC | District of Columbia | 38.8468 | -76.9759 | 2021 | 6
PJM | Ringer Hill Wind Farm, LLC | 60329 | RINGR |  |  | Onshore Wind Turbine | 39.9 | PA | Somerset | 39.7447 | -79.1881 | 2016 | 12
PJM | Ripley | 66203 | RIPLY |  |  | Solar Photovoltaic | 27.5 | MD | Charles | 38.535 | -77.097 | 2023 | 4
PJM | Rivanna Solar | 67846 | RIVA |  |  | Solar Photovoltaic | 13.3 | VA | Albemarle | 37.966 | -78.4 | 2024 | 12
PJM | River Ferry Solar 1 | 66820 | RVFRY |  |  | Solar Photovoltaic | 165.3 | IL | Clark | 39.2591 | -87.6282 | 2023 | 12
PJM | River Road Solar, LLC | 60487 | PV1 |  |  | Solar Photovoltaic | 5 | NC | Hertford | 36.351 | -76.842 | 2016 | 8
PJM | River Terminal Development Solar | 60843 | RTD1 |  |  | Solar Photovoltaic | 0.5 | NJ | Hudson | 40.7278 | -74.1142 | 2006 | 6
PJM | River Terminal Development Solar | 60843 | RTD2 |  |  | Solar Photovoltaic | 0.6 | NJ | Hudson | 40.7278 | -74.1142 | 2009 | 12
PJM | River Terminal Development Solar | 60843 | RTD3 |  |  | Solar Photovoltaic | 0.2 | NJ | Hudson | 40.7278 | -74.1142 | 2011 | 5
PJM | River Terminal Development Solar | 60843 | RTD4 |  |  | Solar Photovoltaic | 1 | NJ | Hudson | 40.7278 | -74.1142 | 2011 | 9
PJM | River Terminal Development Solar | 60843 | RTD5 |  |  | Solar Photovoltaic | 0.4 | NJ | Hudson | 40.7278 | -74.1142 | 2016 | 10
PJM | River Terminal Development Solar | 60843 | RTD6 |  |  | Solar Photovoltaic | 0.2 | NJ | Hudson | 40.7278 | -74.1142 | 2020 | 4
PJM | River Trail Solar, LLC | 67218 | ENX22 |  |  | Solar Photovoltaic | 20 | VA | Carroll | 36.7095 | -80.8851 | 2025 | 4
PJM | Riverside Generating LLC | 55198 | GTG1 |  |  | Natural Gas Fired Combustion Turbine | 230 | KY | Lawrence | 38.1917 | -82.6046 | 2001 | 7
PJM | Riverside Generating LLC | 55198 | GTG2 |  |  | Natural Gas Fired Combustion Turbine | 230 | KY | Lawrence | 38.1917 | -82.6046 | 2001 | 7
PJM | Riverside Generating LLC | 55198 | GTG3 |  |  | Natural Gas Fired Combustion Turbine | 230 | KY | Lawrence | 38.1917 | -82.6046 | 2001 | 7
PJM | Riverside Generating LLC | 55198 | GTG4 |  |  | Natural Gas Fired Combustion Turbine | 230 | KY | Lawrence | 38.1917 | -82.6046 | 2002 | 6
PJM | Riverside Generating LLC | 55198 | GTG5 |  |  | Natural Gas Fired Combustion Turbine | 230 | KY | Lawrence | 38.1917 | -82.6046 | 2002 | 6
PJM | Riverside Renewable Energy LLC | 58036 | 1 |  |  | Solar Photovoltaic | 7.5 | NJ | Camden | 39.9031 | -75.1258 | 2011 | 11
PJM | Riverstart Solar Park III | 66269 | RSS03 |  |  | Solar Photovoltaic | 100 | IN | Randolph | 40.0556 | -85.1266 | 2024 | 12
PJM | Riverstart Solar Park LLC | 64553 | GEN01 |  |  | Solar Photovoltaic | 200 | IN | Randolph | 40.0462 | -85.0451 | 2021 | 12
PJM | Rivesville Solar | 66900 | RIVS |  |  | Solar Photovoltaic | 5.5 | WV | Marion | 39.539 | -80.0944 | 2024 | 9
PJM | Roanoke Rapids | 2758 | 1 |  |  | Conventional Hydroelectric | 25 | NC | Halifax | 36.4789 | -77.6722 | 1955 | 12
PJM | Roanoke Rapids | 2758 | 2 |  |  | Conventional Hydroelectric | 25 | NC | Halifax | 36.4789 | -77.6722 | 1955 | 10
PJM | Roanoke Rapids | 2758 | 3 |  |  | Conventional Hydroelectric | 25 | NC | Halifax | 36.4789 | -77.6722 | 1955 | 9
PJM | Roanoke Rapids | 2758 | 4 |  |  | Conventional Hydroelectric | 25 | NC | Halifax | 36.4789 | -77.6722 | 1955 | 9
PJM | Robert P Mone Plant | 7872 | 1 |  |  | Natural Gas Fired Combustion Turbine | 198.9 | OH | Van Wert | 40.9297 | -84.7392 | 2002 | 7
PJM | Robert P Mone Plant | 7872 | 2 |  |  | Natural Gas Fired Combustion Turbine | 198.9 | OH | Van Wert | 40.9297 | -84.7392 | 2002 | 7
PJM | Robert P Mone Plant | 7872 | 3 |  |  | Natural Gas Fired Combustion Turbine | 198.9 | OH | Van Wert | 40.9297 | -84.7392 | 2002 | 7
PJM | Robin NJ | 65563 | 136 |  |  | Solar Photovoltaic | 2.2 | NJ | Mercer | 40.1925 | -74.566 | 2022 | 4
PJM | Rochambeau Solar | 65321 | RBSO |  |  | Solar Photovoltaic | 19.9 | VA | James City | 37.35 | -76.76 | 2021 | 12
PJM | Rochelle Energy Center | 58377 | REC1 |  |  | Landfill Gas | 1.6 | IL | Ogle | 41.9247 | -88.9986 | 2011 | 12
PJM | Rochelle Energy Center | 58377 | REC2 |  |  | Landfill Gas | 1.6 | IL | Ogle | 41.9247 | -88.9986 | 2011 | 12
PJM | Rochelle Energy Center | 58377 | REC3 |  |  | Landfill Gas | 1.6 | IL | Ogle | 41.9247 | -88.9986 | 2011 | 12
PJM | Rock Hall | 58241 | RCKHL |  |  | Solar Photovoltaic | 1 | MD | Kent | 39.1444 | -76.2316 | 2012 | 12
PJM | Rock Solid | 59319 | ROCK1 |  |  | Solar Photovoltaic | 8 | NJ | Monmouth | 40.2297 | -74.2258 | 2014 | 11
PJM | Rockdale | 65756 | RKDAL |  |  | Solar Photovoltaic | 2 | MD | Washington | 39.6289 | -77.8749 | 2019 | 10
PJM | Rockfish Solar LLC | 59811 | GEN1 |  |  | Solar Photovoltaic | 10.3 | MD | Charles | 38.5915 | -76.8749 | 2015 | 8
PJM | Rockford CSG | 64415 | ROCKF |  |  | Solar Photovoltaic | 2 | IL | Winnebago | 42.1657 | -89.0369 | 2021 | 12
PJM | Rockford Solar Farm | 58643 | 1 |  |  | Solar Photovoltaic | 2.6 | IL | Winnebago | 42.1753 | -89.0883 | 2012 | 10
PJM | Rockport | 6166 | 1 |  |  | Conventional Steam Coal | 1300 | IN | Spencer | 37.9256 | -87.0372 | 1984 | 12
PJM | Rockport | 6166 | 2 |  |  | Conventional Steam Coal | 1300 | IN | Spencer | 37.9256 | -87.0372 | 1989 | 12
PJM | Rolling Hills Generating | 55401 | CT1 |  |  | Natural Gas Fired Combustion Turbine | 195.5 | OH | Vinton | 39.0839 | -82.3328 | 2003 | 6
PJM | Rolling Hills Generating | 55401 | CT2 |  |  | Natural Gas Fired Combustion Turbine | 195.5 | OH | Vinton | 39.0839 | -82.3328 | 2003 | 6
PJM | Rolling Hills Generating | 55401 | CT3 |  |  | Natural Gas Fired Combustion Turbine | 195.5 | OH | Vinton | 39.0839 | -82.3328 | 2003 | 6
PJM | Rolling Hills Generating | 55401 | CT4 |  |  | Natural Gas Fired Combustion Turbine | 195.5 | OH | Vinton | 39.0839 | -82.3328 | 2003 | 6
PJM | Rolling Hills Generating | 55401 | CT5 |  |  | Natural Gas Fired Combustion Turbine | 195.5 | OH | Vinton | 39.0839 | -82.3328 | 2003 | 6
PJM | Romark PA Solar | 57465 | 1 |  |  | Solar Photovoltaic | 1.8 | PA | Luzerne | 40.9361 | -76.0389 | 2011 | 11
PJM | Rosemary Power Station | 50555 | GEN1 |  |  | Petroleum Liquids | 86 | NC | Halifax | 36.4517 | -77.6594 | 1990 | 11
PJM | Rosemary Power Station | 50555 | GEN2 |  |  | Petroleum Liquids | 40 | NC | Halifax | 36.4517 | -77.6594 | 1990 | 11
PJM | Rosemary Power Station | 50555 | GEN3 |  |  | Petroleum Liquids | 54 | NC | Halifax | 36.4517 | -77.6594 | 1990 | 11
PJM | Ross County Solar, LLC | 65343 | ROSS |  |  | Solar Photovoltaic | 120 | OH | Ross | 39.3259 | -83.3528 | 2025 | 1
PJM | Ross Hall Central Utility Plant | 63478 | CT-1 |  |  | Natural Gas Fired Combustion Turbine | 4.6 | DC | District of Columbia | 38.9002 | -77.0508 | 2016 | 10
PJM | Roth Rock North Wind Farm, LLC | 57240 | SRRNW |  |  | Onshore Wind Turbine | 10 | MD | Garrett | 39.2872 | -79.4344 | 2011 | 8
PJM | Roth Rock Wind Farm LLC | 57239 | SRRW1 |  |  | Onshore Wind Turbine | 40 | MD | Garrett | 39.2544 | -79.4672 | 2011 | 8
PJM | Rotor Clip | 61751 | RCLIP |  |  | Solar Photovoltaic | 2.8 | NJ | Somerset | 40.5391 | -74.5324 | 2018 | 12
PJM | Roundtop | 58715 | GEN1 |  |  | Natural Gas Internal Combustion Engine | 4.4 | PA | Susquehanna | 41.6578 | -76.0492 | 2015 | 10
PJM | Roundtop | 58715 | GEN2 |  |  | Natural Gas Internal Combustion Engine | 4.4 | PA | Susquehanna | 41.6578 | -76.0492 | 2015 | 10
PJM | Roundtop | 58715 | GEN3 |  |  | Natural Gas Internal Combustion Engine | 4.4 | PA | Susquehanna | 41.6578 | -76.0492 | 2015 | 10
PJM | Roundtop | 58715 | GEN4 |  |  | Natural Gas Internal Combustion Engine | 4.4 | PA | Susquehanna | 41.6578 | -76.0492 | 2015 | 10
PJM | Roundtop | 58715 | GEN5 |  |  | Natural Gas Internal Combustion Engine | 4.4 | PA | Susquehanna | 41.6578 | -76.0492 | 2015 | 10
PJM | Route 76 Boone Solar 1 | 64018 | 7724 |  |  | Solar Photovoltaic | 2 | IL | Boone | 42.4189 | -88.8461 | 2020 | 10
PJM | Royal Wine Corp Solar Power Plant | 60781 | PV1 |  |  | Solar Photovoltaic | 0.9 | NJ | Hudson | 40.6636 | -74.1002 | 2011 | 12
PJM | Rutgers Biomedical and Health Cogen | 50411 | GEN1 |  |  | Natural Gas Fired Combustion Turbine | 3.5 | NJ | Essex | 40.7393 | -74.1876 | 1989 | 7
PJM | Rutgers Biomedical and Health Cogen | 50411 | GEN2 |  |  | Natural Gas Fired Combustion Turbine | 3.5 | NJ | Essex | 40.7393 | -74.1876 | 1989 | 7
PJM | Rutgers Biomedical and Health Cogen | 50411 | GEN3 |  |  | Natural Gas Fired Combustion Turbine | 3.5 | NJ | Essex | 40.7393 | -74.1876 | 1989 | 7
PJM | Rutgers Busch Liv (Lot 55, 58, 58A, 58B) | 67401 | P5292 |  |  | Solar Photovoltaic | 1.3 | NJ | Middlesex | 40.5248 | -74.4672 | 2023 | 12
PJM | Rutgers Busch Livingston Lot B & C | 67292 | P6301 |  |  | Solar Photovoltaic | 1.5 | NJ | Middlesex | 40.5223 | -74.4726 | 2023 | 12
PJM | Rutgers Cook Douglass Lot 97 & 98a | 67294 | P5294 |  |  | Solar Photovoltaic | 1.2 | NJ | Middlesex | 40.4793 | -74.4371 | 2023 | 12
PJM | Ryland Road Solar | 64677 | RYLND |  |  | Solar Photovoltaic | 5 | NC | Chowan | 36.2758 | -76.6487 | 2021 | 9
PJM | SCS Beltway 011754 Rock Falls, LLC | 64364 | 30005 |  |  | Solar Photovoltaic | 1 | IL | Whiteside | 41.767 | -89.6703 | 2020 | 9
PJM | SCS Plainfield 011755 Naperville, LLC | 65414 | 20212 |  |  | Solar Photovoltaic | 1 | IL | DuPage | 41.6996 | -88.1664 | 2021 | 2
PJM | SCS Randolph 012175 Somerset, LLC | 65418 | 20211 |  |  | Solar Photovoltaic | 2.3 | NJ | Somerset | 40.5401 | -74.5588 | 2021 | 1
PJM | SECCRA Community Landfill | 56873 | 1 |  |  | Landfill Gas | 0.9 | PA | Chester | 39.8639 | -75.8428 | 2007 | 1
PJM | SECCRA Community Landfill | 56873 | 3 |  |  | Landfill Gas | 1.6 | PA | Chester | 39.8639 | -75.8428 | 2010 | 11
PJM | SR Turkey Creek, LLC | 64842 | SRTC |  |  | Solar Photovoltaic | 50 | KY | Garrard | 37.593 | -84.568 | 2022 | 11
PJM | ST-1/1A Engine No 1 | 56422 | 0006 |  |  | Petroleum Liquids | 1.3 | OH | Franklin | 39.95 | -83.0158 | 2008 | 1
PJM | SV CSG Baileyville 1 LLC | 65796 | BAIL1 |  |  | Solar Photovoltaic | 2 | IL | Stephenson | 42.2012 | -89.6088 | 2023 | 9
PJM | SV CSG Baileyville 2 LLC | 65890 | BAIL2 |  |  | Solar Photovoltaic | 2 | IL | Stephenson | 42.2014 | -89.611 | 2023 | 9
PJM | SV CSG German Valley 1 LLC | 67687 | GEVA1 |  |  | Solar Photovoltaic | 2 | IL | Stephenson | 42.2152 | -89.4811 | 2025 | 6
PJM | SV CSG Lily Lake 2 LLC | 64330 | LILY |  |  | Solar Photovoltaic | 2 | IL | Kane | 41.9549 | -88.4784 | 2020 | 12
PJM | SV CSG South Dekalb 1 LLC | 65799 | DKLB1 |  |  | Solar Photovoltaic | 2 | IL | DeKalb | 41.8934 | -88.771 | 2023 | 10
PJM | SV CSG South Dekalb 2 LLC | 65800 | DKLB2 |  |  | Solar Photovoltaic | 2 | IL | DeKalb | 41.8944 | -88.7713 | 2023 | 10
PJM | SV Gardner 1 (Lutz) CSG | 64967 | LUTZ |  |  | Solar Photovoltaic | 2 | IL | Grundy | 41.195 | -88.3013 | 2021 | 11
PJM | Sabert Solar | 60810 | SABER |  |  | Solar Photovoltaic | 1.6 | NJ | Middlesex | 40.4755 | -74.3209 | 2011 | 10
PJM | Sadler Solar | 62814 | SADL |  |  | Solar Photovoltaic | 100 | VA | Greensville | 36.6867 | -77.558 | 2021 | 7
PJM | Safe Harbor | 3175 | 1 |  |  | Conventional Hydroelectric | 33 | PA | Lancaster | 39.9244 | -76.39 | 1940 | 10
PJM | Safe Harbor | 3175 | 10 |  |  | Conventional Hydroelectric | 37.5 | PA | Lancaster | 39.9244 | -76.39 | 1985 | 6
PJM | Safe Harbor | 3175 | 11 |  |  | Conventional Hydroelectric | 37.5 | PA | Lancaster | 39.9244 | -76.39 | 1986 | 4
PJM | Safe Harbor | 3175 | 12 |  |  | Conventional Hydroelectric | 37.5 | PA | Lancaster | 39.9244 | -76.39 | 1985 | 9
PJM | Safe Harbor | 3175 | 2 |  |  | Conventional Hydroelectric | 33 | PA | Lancaster | 39.9244 | -76.39 | 1934 | 11
PJM | Safe Harbor | 3175 | 3 |  |  | Conventional Hydroelectric | 32 | PA | Lancaster | 39.9244 | -76.39 | 1931 | 12
PJM | Safe Harbor | 3175 | 4 |  |  | Conventional Hydroelectric | 32 | PA | Lancaster | 39.9244 | -76.39 | 1931 | 12
PJM | Safe Harbor | 3175 | 41 |  |  | Conventional Hydroelectric | 2 | PA | Lancaster | 39.9244 | -76.39 | 1931 | 12
PJM | Safe Harbor | 3175 | 42 |  |  | Conventional Hydroelectric | 2 | PA | Lancaster | 39.9244 | -76.39 | 1931 | 12
PJM | Safe Harbor | 3175 | 5 |  |  | Conventional Hydroelectric | 32 | PA | Lancaster | 39.9244 | -76.39 | 1932 | 1
PJM | Safe Harbor | 3175 | 6 |  |  | Conventional Hydroelectric | 32 | PA | Lancaster | 39.9244 | -76.39 | 1932 | 1
PJM | Safe Harbor | 3175 | 7 |  |  | Conventional Hydroelectric | 32 | PA | Lancaster | 39.9244 | -76.39 | 1933 | 10
PJM | Safe Harbor | 3175 | 8 |  |  | Conventional Hydroelectric | 37.5 | PA | Lancaster | 39.9244 | -76.39 | 1985 | 4
PJM | Safe Harbor | 3175 | 9 |  |  | Conventional Hydroelectric | 37.5 | PA | Lancaster | 39.9244 | -76.39 | 1986 | 2
PJM | Salem Electric Department | 56519 | 1 |  |  | Petroleum Liquids | 1.3 | VA | Salem City | 37.2894 | -80.07 | 2007 | 12
PJM | Salem Street Dept | 56289 | 1 |  |  | Petroleum Liquids | 1.8 | VA | Salem City | 37.2794 | -80.0447 | 2005 | 7
PJM | Salem Water Plant | 56288 | 1 |  |  | Petroleum Liquids | 2 | VA | Salem City | 37.2875 | -80.0771 | 2003 | 8
PJM | Salt City Solar Project - Hybrid | 65302 | SOLAR |  |  | Solar Photovoltaic | 49.9 | OH | Ross | 39.4147 | -82.9629 | 2023 | 5
PJM | Salvation Army Solar | 66049 | SARMY |  |  | Solar Photovoltaic | 1.1 | NJ | Camden | 39.9553 | -75.1022 | 2022 | 4
PJM | Samuel Mickle School | 64096 | 248 |  |  | Solar Photovoltaic | 1.1 | NJ | Gloucester | 39.7874 | -75.2462 | 2017 | 12
PJM | Sandy Ridge Wind 2, LLC | 65741 | SRW2 |  |  | Onshore Wind Turbine | 87.6 | PA | Blair | 40.7453 | -78.2223 | 2023 | 9
PJM | Sandy Ridge Wind Farm | 57285 | 1 |  |  | Onshore Wind Turbine | 50 | PA | Blair | 40.7292 | -78.2874 | 2012 | 2
PJM | Sandy Solar | 62692 | PGR04 |  |  | Solar Photovoltaic | 5 | NC | Camden | 36.33 | -76.058 | 2018 | 3
PJM | Santee Solar Partners, LLC | 64708 | C1BDN |  |  | Solar Photovoltaic | 3.3 | MN | Isanti | 45.4173 | -93.3885 | 2021 | 4
PJM | Sauder Power Plant | 54974 | UNT1 |  |  | Wood/Wood Waste Biomass | 3.6 | OH | Fulton | 41.5152 | -84.2935 | 1993 | 10
PJM | Sauder Power Plant | 54974 | UNT2 |  |  | Wood/Wood Waste Biomass | 3.6 | OH | Fulton | 41.5152 | -84.2935 | 1993 | 10
PJM | Sayreville | 2390 | GT1 |  |  | Petroleum Liquids | 53 | NJ | Middlesex | 40.4765 | -74.3523 | 1972 | 3
PJM | Sayreville | 2390 | GT2 |  |  | Petroleum Liquids | 53 | NJ | Middlesex | 40.4765 | -74.3523 | 1972 | 3
PJM | Sayreville | 2390 | GT3 |  |  | Petroleum Liquids | 53 | NJ | Middlesex | 40.4765 | -74.3523 | 1972 | 6
PJM | Sayreville | 2390 | GT4 |  |  | Petroleum Liquids | 53 | NJ | Middlesex | 40.4765 | -74.3523 | 1973 | 10
PJM | Sayreville Cogeneration Facility | 10308 | CT1 |  |  | Natural Gas Fired Combined Cycle | 143.4 | NJ | Middlesex | 40.439 | -74.3444 | 1991 | 8
PJM | Sayreville Cogeneration Facility | 10308 | CT2 |  |  | Natural Gas Fired Combined Cycle | 143.4 | NJ | Middlesex | 40.439 | -74.3444 | 1991 | 8
PJM | Sayreville Cogeneration Facility | 10308 | ST1 |  |  | Natural Gas Fired Combined Cycle | 143.4 | NJ | Middlesex | 40.439 | -74.3444 | 1991 | 8
PJM | Sayreville Solar Project | 63185 | SAYRE |  |  | Solar Photovoltaic | 3.1 | NJ | Middlesex | 40.438 | -74.336 | 2019 | 9
PJM | Schell Solar Farm | 59591 | PV1 |  |  | Solar Photovoltaic | 5 | NC | Northampton | 36.4356 | -77.5664 | 2016 | 12
PJM | Schoolfield Dam | 54655 | SCH1 |  |  | Conventional Hydroelectric | 1.5 | VA | Pittsylvania | 36.5768 | -79.4325 | 1990 | 10
PJM | Schoolfield Dam | 54655 | SCH2 |  |  | Conventional Hydroelectric | 1.5 | VA | Pittsylvania | 36.5768 | -79.4325 | 1990 | 11
PJM | Schoolfield Dam | 54655 | SCH3 |  |  | Conventional Hydroelectric | 1.5 | VA | Pittsylvania | 36.5768 | -79.4325 | 1990 | 12
PJM | Schuylkill Generating Station | 3169 | 10 |  |  | Petroleum Liquids | 18.6 | PA | Philadelphia | 39.9419 | -75.1883 | 1969 | 5
PJM | Schuylkill Generating Station | 3169 | 11 |  |  | Petroleum Liquids | 21.2 | PA | Philadelphia | 39.9419 | -75.1883 | 1971 | 6
PJM | Schuylkill Haven PA BTM | 66451 | PB1 |  |  | Petroleum Liquids | 2.7 | PA | Schuylkill | 40.6307 | -76.1781 | 2023 | 6
PJM | Schuylkill Haven PA BTM | 66451 | PB2 |  |  | Petroleum Liquids | 2.7 | PA | Schuylkill | 40.6307 | -76.1781 | 2023 | 6
PJM | Scioto Ridge Wind Farm | 58780 | 1 |  |  | Onshore Wind Turbine | 249.8 | OH | Logan | 40.5614 | -83.7364 | 2021 | 5
PJM | Scott Solar Farm | 60316 | 1 |  |  | Solar Photovoltaic | 17 | VA | Powhatan | 37.523 | -77.934 | 2016 | 12
PJM | Scott Solar Farm | 60316 | SCBS |  |  | Batteries | 40 | VA | Powhatan | 37.523 | -77.934 | 2022 | 12
PJM | Scott-II Solar LLC | 60968 | PV1 |  |  | Solar Photovoltaic | 20 | VA | Powhatan | 37.5262 | -77.9446 | 2017 | 12
PJM | Scrubgrass Reclamation CO. LP. | 50974 | GEN1 |  |  | Conventional Steam Coal | 94.7 | PA | Venango | 41.2691 | -79.8134 | 1993 | 6
PJM | Seaboard Solar LLC | 59643 | 5MWPV |  |  | Solar Photovoltaic | 5 | NC | Northampton | 36.4769 | -77.4678 | 2016 | 6
PJM | Seabrook Solar Plant | 57667 | P21A |  |  | Solar Photovoltaic | 1.5 | NJ | Cumberland | 39.485 | -75.215 | 2011 | 12
PJM | Seabrook Solar Plant | 57667 | P21B |  |  | Solar Photovoltaic | 1.5 | NJ | Cumberland | 39.485 | -75.215 | 2014 | 4
PJM | Seabrook Solar Plant | 57667 | P2P2 |  |  | Solar Photovoltaic | 0.8 | NJ | Cumberland | 39.485 | -75.215 | 2014 | 4
PJM | Seabrook Solar Plant | 57667 | SBS1 |  |  | Solar Photovoltaic | 3 | NJ | Cumberland | 39.485 | -75.215 | 2011 | 3
PJM | Seabrook Village | 60747 | 07724 |  |  | Solar Photovoltaic | 3.1 | NJ | Monmouth | 40.2342 | -74.0872 | 2016 | 9
PJM | Seaside Heights Power Plant | 58172 | UINT3 |  |  | Petroleum Liquids | 2 | NJ | Ocean | 39.9433 | -74.0786 | 2012 | 9
PJM | Seaside Heights Power Plant | 58172 | UNIT1 |  |  | Petroleum Liquids | 2 | NJ | Ocean | 39.9433 | -74.0786 | 2012 | 9
PJM | Seaside Heights Power Plant | 58172 | UNIT2 |  |  | Petroleum Liquids | 2 | NJ | Ocean | 39.9433 | -74.0786 | 2012 | 9
PJM | Sebera Solar | 65320 | SEBE |  |  | Solar Photovoltaic | 18 | VA | Prince George | 37.25 | -77.25 | 2025 | 3
PJM | Segunda II (CSG) | 64732 | SEGU2 |  |  | Solar Photovoltaic | 2 | IL | LaSalle | 41.1177 | -88.8637 | 2021 | 11
PJM | Selective Insurance | 63459 | 9853 |  |  | Solar Photovoltaic | 2.2 | NJ | Sussex | 41.1522 | -74.7444 | 2019 | 11
PJM | Selective Insurance | 63459 | 9854 |  |  | Solar Photovoltaic | 0.6 | NJ | Sussex | 41.1522 | -74.7444 | 2022 | 10
PJM | Seneca Generation LLC | 8225 | 1 |  |  | Hydroelectric Pumped Storage | 205.9 | PA | Warren | 41.8389 | -79.0056 | 1970 | 6
PJM | Seneca Generation LLC | 8225 | 2 |  |  | Hydroelectric Pumped Storage | 205.9 | PA | Warren | 41.8389 | -79.0056 | 1970 | 6
PJM | Seneca Generation LLC | 8225 | 3 |  |  | Conventional Hydroelectric | 26.1 | PA | Warren | 41.8389 | -79.0056 | 1970 | 6
PJM | Settlers Hill Gas Recovery | 50563 | GEN1 |  |  | Landfill Gas | 3 | IL | Kane | 41.8719 | -88.2877 | 1988 | 10
PJM | Settlers Hill Gas Recovery | 50563 | GEN2 |  |  | Landfill Gas | 3 | IL | Kane | 41.8719 | -88.2877 | 1998 | 5
PJM | Seville | 7919 | 1 |  |  | Petroleum Liquids | 1.8 | OH | Medina | 41.0317 | -81.8714 | 2001 | 6
PJM | Seville | 7919 | 2 |  |  | Petroleum Liquids | 1.8 | OH | Medina | 41.0317 | -81.8714 | 2001 | 6
PJM | Seville | 7919 | 3 |  |  | Petroleum Liquids | 1.8 | OH | Medina | 41.0317 | -81.8714 | 2001 | 6
PJM | Seward (PA) | 3130 | FB1 |  |  | Conventional Steam Coal | 585 | PA | Indiana | 40.4062 | -79.0337 | 2004 | 11
PJM | Shady Oaks Wind 2 | 66568 | SHO02 |  |  | Onshore Wind Turbine | 108.3 | IL | Lee | 41.6665 | -89.0598 | 2023 | 10
PJM | Shady Oaks Wind Farm | 57964 | 1 |  |  | Onshore Wind Turbine | 109.5 | IL | Lee | 41.6669 | -89.0597 | 2012 | 5
PJM | Sharon Station | 60267 | SHRN1 |  |  | Solar Photovoltaic | 2.7 | NJ | Monmouth | 40.1826 | -74.539 | 2016 | 5
PJM | Shawboro PV1 | 59155 | SHAW1 |  |  | Solar Photovoltaic | 20 | NC | Currituck | 36.4333 | -76.0872 | 2015 | 10
PJM | Shawnee (PA) | 3114 | 1 |  |  | Petroleum Liquids | 20 | PA | Monroe | 41.0612 | -75.0582 | 1972 | 6
PJM | Shawville | 3131 | 1 |  |  | Natural Gas Steam Turbine | 125 | PA | Clearfield | 41.0675 | -78.3662 | 1954 | 8
PJM | Shawville | 3131 | 2 |  |  | Natural Gas Steam Turbine | 125 | PA | Clearfield | 41.0675 | -78.3662 | 1954 | 3
PJM | Shawville | 3131 | 3 |  |  | Natural Gas Steam Turbine | 188 | PA | Clearfield | 41.0675 | -78.3662 | 1959 | 12
PJM | Shawville | 3131 | 4 |  |  | Natural Gas Steam Turbine | 188 | PA | Clearfield | 41.0675 | -78.3662 | 1960 | 4
PJM | Shawville | 3131 | 5 |  |  | Petroleum Liquids | 2 | PA | Clearfield | 41.0675 | -78.3662 | 1960 | 4
PJM | Shawville | 3131 | 6 |  |  | Petroleum Liquids | 2 | PA | Clearfield | 41.0675 | -78.3662 | 1966 | 4
PJM | Shawville | 3131 | 7 |  |  | Petroleum Liquids | 2 | PA | Clearfield | 41.0675 | -78.3662 | 1960 | 4
PJM | Shelby North | 7827 | 1 |  |  | Petroleum Liquids | 1.8 | OH | Richland | 40.8969 | -82.6625 | 2000 | 6
PJM | Shelby Solar Array | 63390 | SHBOH |  |  | Solar Photovoltaic | 1.9 | OH | Richland | 40.896 | -82.6724 | 2019 | 12
PJM | Shelby South | 7828 | 1 |  |  | Petroleum Liquids | 1.8 | OH | Richland | 40.9089 | -82.6533 | 2000 | 6
PJM | Shell Chemical Appalachia LLC | 58933 | GTG1 |  |  | Natural Gas Fired Combined Cycle | 48.4 | PA | Beaver | 40.6717 | -80.3364 | 2021 | 7
PJM | Shell Chemical Appalachia LLC | 58933 | GTG2 |  |  | Natural Gas Fired Combined Cycle | 48.4 | PA | Beaver | 40.6717 | -80.3364 | 2021 | 7
PJM | Shell Chemical Appalachia LLC | 58933 | GTG3 |  |  | Natural Gas Fired Combined Cycle | 48.4 | PA | Beaver | 40.6717 | -80.3364 | 2021 | 7
PJM | Shell Chemical Appalachia LLC | 58933 | STG1 |  |  | Natural Gas Fired Combined Cycle | 82.3 | PA | Beaver | 40.6717 | -80.3364 | 2021 | 10
PJM | Shell Chemical Appalachia LLC | 58933 | STG2 |  |  | Natural Gas Fired Combined Cycle | 82.3 | PA | Beaver | 40.6717 | -80.3364 | 2021 | 10
PJM | Shepherds Mill CSG | 65359 | SHEPM |  |  | Solar Photovoltaic | 2 | MD | Carroll | 39.5623 | -77.1618 | 2021 | 9
PJM | Sheriff Road | 63654 | SHRFF |  |  | Solar Photovoltaic | 1.1 | MD | Prince Georges | 38.9113 | -76.8949 | 2020 | 4
PJM | Sherman Avenue | 7288 | SEHR |  |  | Natural Gas Fired Combustion Turbine | 112.8 | NJ | Cumberland | 39.451 | -75.0578 | 1991 | 5
PJM | Shifting Sands Solar, LLC | 67216 | ENX24 |  |  | Solar Photovoltaic | 18.8 | VA | Henry | 36.6162 | -79.8494 | 2025 | 1
PJM | Shiloh Hwy Solar | 62691 | PGR05 |  |  | Solar Photovoltaic | 5 | NC | Camden | 36.27 | -76.033 | 2017 | 12
PJM | Shore Point Solar | 57951 | 1 |  |  | Solar Photovoltaic | 1 | NJ | Monmouth | 40.245 | -74.2433 | 2011 | 9
PJM | Short Hills Mall | 63257 | SHM |  |  | Solar Photovoltaic | 2.7 | NJ | Essex | 40.7397 | -74.3642 | 2018 | 5
PJM | Sicklerville Landfill | 67557 | SKLDF |  |  | Solar Photovoltaic | 2.3 | NJ | Gloucester | 39.7 | -74.98 | 2025 | 4
PJM | Sidney (OH) | 2852 | 1 |  |  | Petroleum Liquids | 2.7 | OH | Shelby | 40.2792 | -84.191 | 1968 | 7
PJM | Sidney (OH) | 2852 | 2 |  |  | Petroleum Liquids | 2.7 | OH | Shelby | 40.2792 | -84.191 | 1968 | 7
PJM | Sidney (OH) | 2852 | 3 |  |  | Petroleum Liquids | 2.7 | OH | Shelby | 40.2792 | -84.191 | 1968 | 7
PJM | Sidney (OH) | 2852 | 4 |  |  | Petroleum Liquids | 2.7 | OH | Shelby | 40.2792 | -84.191 | 1968 | 7
PJM | Sidney (OH) | 2852 | 5 |  |  | Petroleum Liquids | 2.7 | OH | Shelby | 40.2792 | -84.191 | 1968 | 7
PJM | Silver Lake Solar Farm | 57341 | SILV |  |  | Solar Photovoltaic | 1.7 | NJ | Middlesex | 40.4948 | -74.3995 | 2010 | 10
PJM | Silvi Gibraltar Rock | 60746 | 08502 |  |  | Solar Photovoltaic | 2.5 | NJ | Somerset | 40.4509 | -74.7171 | 2016 | 10
PJM | Simons Farm | 59149 | SIMON |  |  | Solar Photovoltaic | 5 | NC | Hertford | 36.3064 | -76.9972 | 2016 | 1
PJM | Skillman | 59057 | GEN 1 |  |  | Solar Photovoltaic | 1.1 | NJ | Somerset | 40.5744 | -74.6481 | 2011 | 3
PJM | Skipjack Solar Center | 62675 | SKIPJ |  |  | Solar Photovoltaic | 175 | VA | Charles City | 37.4371 | -77.1587 | 2022 | 5
PJM | Slidematic at Rockford | 64628 | SLIDE |  |  | Solar Photovoltaic | 1.8 | IL | Winnebago | 42.2061 | -89.0744 | 2022 | 3
PJM | Small Mouth Bass Solar | 67072 | METER |  |  | Solar Photovoltaic | 2.5 | VA | Rockbridge | 37.9063 | -79.4039 | 2024 | 8
PJM | Smith Island | 6391 | 2 |  |  | Petroleum Liquids | 0.5 | MD | Somerset | 37.9955 | -76.0389 | 1994 | 3
PJM | Smith Island | 6391 | 4 |  |  | Petroleum Liquids | 1 | MD | Somerset | 37.9955 | -76.0389 | 2021 | 6
PJM | Smith Mountain | 3780 | 1 |  |  | Hydroelectric Pumped Storage | 66 | VA | Pittsylvania | 37.0413 | -79.5356 | 1965 | 12
PJM | Smith Mountain | 3780 | 2 |  |  | Conventional Hydroelectric | 150.1 | VA | Pittsylvania | 37.0413 | -79.5356 | 1965 | 12
PJM | Smith Mountain | 3780 | 3 |  |  | Hydroelectric Pumped Storage | 115.3 | VA | Pittsylvania | 37.0413 | -79.5356 | 1980 | 6
PJM | Smith Mountain | 3780 | 4 |  |  | Conventional Hydroelectric | 150.1 | VA | Pittsylvania | 37.0413 | -79.5356 | 1966 | 2
PJM | Smith Mountain | 3780 | 5 |  |  | Hydroelectric Pumped Storage | 66 | VA | Pittsylvania | 37.0413 | -79.5356 | 1966 | 2
PJM | Snowden | 3821 | 4 |  |  | Conventional Hydroelectric | 2.5 | VA | Bedford | 37.5736 | -79.3715 | 1987 | 8
PJM | Snowden | 3821 | 5 |  |  | Conventional Hydroelectric | 2.5 | VA | Bedford | 37.5736 | -79.3715 | 1987 | 8
PJM | Snowden River CSG | 65612 | SNOWD |  |  | Solar Photovoltaic | 1.9 | MD | Howard | 39.1754 | -76.8374 | 2021 | 6
PJM | SoINCPower5, LLC | 59857 | BAT1 |  |  | Solar Photovoltaic | 5 | NC | Nash | 36.0528 | -77.7625 | 2015 | 5
PJM | SoINCPower6, LLC | 59856 | SUN1 |  |  | Solar Photovoltaic | 5 | NC | Gates | 36.443 | -76.581 | 2015 | 10
PJM | Sod Run WTP A | 60669 | PV1 |  |  | Solar Photovoltaic | 2 | MD | Harford | 39.436 | -76.22 | 2015 | 12
PJM | Sol Phoenix | 62331 | SOLPH |  |  | Solar Photovoltaic | 2.5 | MD | Prince Georges | 38.85 | -76.95 | 2020 | 1
PJM | Solar Hagerstown | 62912 | 137 |  |  | Solar Photovoltaic | 10 | MD | Washington | 39.6491 | -77.6784 | 2020 | 11
PJM | Solar Star New Jersey NJ LLC | 58402 | 1 |  |  | Solar Photovoltaic | 1.5 | NJ | Somerset | 40.4015 | -74.6697 | 2012 | 2
PJM | Solar Star North Carolina II LLC | 57435 | 1 |  |  | Solar Photovoltaic | 1.3 | NC | Hertford | 36.425 | -77.064 | 2011 | 12
PJM | Solar Star North Carolina II LLC | 57435 | 2 |  |  | Solar Photovoltaic | 1.3 | NC | Hertford | 36.425 | -77.064 | 2011 | 12
PJM | Solar Star North Carolina II LLC | 57435 | 3 |  |  | Solar Photovoltaic | 1.3 | NC | Hertford | 36.425 | -77.064 | 2011 | 12
PJM | Solar Star North Carolina II LLC | 57435 | 4 |  |  | Solar Photovoltaic | 1.3 | NC | Hertford | 36.425 | -77.064 | 2011 | 12
PJM | Solar Star North Carolina II LLC | 57435 | 5 |  |  | Solar Photovoltaic | 1.3 | NC | Hertford | 36.425 | -77.064 | 2011 | 12
PJM | Solidago Solar | 66999 | SLDO |  |  | Solar Photovoltaic | 20 | VA | Isle of Wight | 36.89 | -76.71 | 2023 | 8
PJM | Solops 371 Hoes LLC | 66889 | CANOP |  |  | Solar Photovoltaic | 1 | NJ | Middlesex | 40.5459 | -74.4739 | 2023 | 9
PJM | Solops 371 Hoes LLC | 66889 | ROOF |  |  | Solar Photovoltaic | 0.3 | NJ | Middlesex | 40.5459 | -74.4739 | 2023 | 9
PJM | Solvay Solar | 63452 | SSP |  |  | Solar Photovoltaic | 6.5 | NJ | Gloucester | 39.8465 | -75.212 | 2020 | 1
PJM | Somerset Windpower LLC | 55803 | EW |  |  | Onshore Wind Turbine | 9 | PA | Somerset | 39.9792 | -79.0128 | 2001 | 12
PJM | Somonauk Road Solar 1 | 64013 | 6344 |  |  | Solar Photovoltaic | 2 | IL | DeKalb | 41.7583 | -88.6563 | 2021 | 3
PJM | South Campus Solar | 59922 | G1789 |  |  | Solar Photovoltaic | 1.3 | DE | New Castle | 39.7815 | -75.5484 | 2021 | 7
PJM | South Campus Solar | 59922 | GA500 |  |  | Solar Photovoltaic | 0.5 | DE | New Castle | 39.7815 | -75.5484 | 2011 | 8
PJM | South Chestnut LLC | 56796 | 1 |  |  | Onshore Wind Turbine | 50.4 | PA | Fayette | 39.7513 | -79.7271 | 2012 | 4
PJM | South Field Energy | 60356 | SFCT1 |  |  | Natural Gas Fired Combined Cycle | 344.4 | OH | Columbiana | 40.6353 | -80.6782 | 2021 | 8
PJM | South Field Energy | 60356 | SFCT2 |  |  | Natural Gas Fired Combined Cycle | 344.4 | OH | Columbiana | 40.6353 | -80.6782 | 2021 | 10
PJM | South Field Energy | 60356 | SFST1 |  |  | Natural Gas Fired Combined Cycle | 260.8 | OH | Columbiana | 40.6353 | -80.6782 | 2021 | 8
PJM | South Field Energy | 60356 | SFST2 |  |  | Natural Gas Fired Combined Cycle | 260.8 | OH | Columbiana | 40.6353 | -80.6782 | 2021 | 10
PJM | South Main Street | 961 | 1 |  |  | Natural Gas Internal Combustion Engine | 2.5 | IL | Ogle | 41.9092 | -89.0504 | 1967 | 9
PJM | South Main Street | 961 | 13 |  |  | Petroleum Liquids | 1.8 | IL | Ogle | 41.9092 | -89.0504 | 2014 | 10
PJM | South Main Street | 961 | 14 |  |  | Petroleum Liquids | 1.8 | IL | Ogle | 41.9092 | -89.0504 | 2014 | 10
PJM | South Main Street | 961 | 15 |  |  | Petroleum Liquids | 1.8 | IL | Ogle | 41.9092 | -89.0504 | 2014 | 10
PJM | South Main Street | 961 | 16 |  |  | Petroleum Liquids | 1.8 | IL | Ogle | 41.9092 | -89.0504 | 2016 | 6
PJM | South Main Street | 961 | 17 |  |  | Petroleum Liquids | 1.8 | IL | Ogle | 41.9092 | -89.0504 | 2016 | 6
PJM | South Main Street | 961 | 18 |  |  | Petroleum Liquids | 1.8 | IL | Ogle | 41.9092 | -89.0504 | 2016 | 6
PJM | South Main Street | 961 | 2 |  |  | Natural Gas Internal Combustion Engine | 2.5 | IL | Ogle | 41.9092 | -89.0504 | 1967 | 9
PJM | Southampton Power Station | 10774 | 1 |  |  | Wood/Wood Waste Biomass | 71.1 | VA | Southampton | 36.6525 | -76.9953 | 1992 | 3
PJM | Southampton Solar, LLC | 61422 | PV1 |  |  | Solar Photovoltaic | 100 | VA | Southampton | 36.614 | -77.166 | 2017 | 12
PJM | Southeast Berrien Generating Facility | 59574 | SBL |  |  | Landfill Gas | 4.8 | MI | Berrien | 41.8086 | -86.3239 | 2009 | 5
PJM | Southeast Chicago Energy Project | 55281 | GT05 |  |  | Natural Gas Fired Combustion Turbine | 50.9 | IL | Cook | 41.7181 | -87.5449 | 2002 | 6
PJM | Southeast Chicago Energy Project | 55281 | GT06 |  |  | Natural Gas Fired Combustion Turbine | 50.9 | IL | Cook | 41.7181 | -87.5449 | 2002 | 6
PJM | Southeast Chicago Energy Project | 55281 | GT07 |  |  | Natural Gas Fired Combustion Turbine | 50.9 | IL | Cook | 41.7181 | -87.5449 | 2002 | 6
PJM | Southeast Chicago Energy Project | 55281 | GT08 |  |  | Natural Gas Fired Combustion Turbine | 50.9 | IL | Cook | 41.7181 | -87.5449 | 2002 | 6
PJM | Southeast Chicago Energy Project | 55281 | GT09 |  |  | Natural Gas Fired Combustion Turbine | 50.9 | IL | Cook | 41.7181 | -87.5449 | 2002 | 6
PJM | Southeast Chicago Energy Project | 55281 | GT10 |  |  | Natural Gas Fired Combustion Turbine | 50.9 | IL | Cook | 41.7181 | -87.5449 | 2002 | 6
PJM | Southeast Chicago Energy Project | 55281 | GT11 |  |  | Natural Gas Fired Combustion Turbine | 50.9 | IL | Cook | 41.7181 | -87.5449 | 2002 | 6
PJM | Southeast Chicago Energy Project | 55281 | GT12 |  |  | Natural Gas Fired Combustion Turbine | 50.9 | IL | Cook | 41.7181 | -87.5449 | 2002 | 6
PJM | Southwark | 3170 | 3 |  |  | Petroleum Liquids | 18.6 | PA | Philadelphia | 39.9144 | -75.135 | 1967 | 6
PJM | Southwark | 3170 | 4 |  |  | Petroleum Liquids | 18.6 | PA | Philadelphia | 39.9144 | -75.135 | 1967 | 10
PJM | Southwark | 3170 | 5 |  |  | Petroleum Liquids | 18.6 | PA | Philadelphia | 39.9144 | -75.135 | 1967 | 7
PJM | Southwark | 3170 | 6 |  |  | Petroleum Liquids | 18.6 | PA | Philadelphia | 39.9144 | -75.135 | 1968 | 11
PJM | Spano Solar - Ocean County Landfill - CS | 67269 | P4665 |  |  | Solar Photovoltaic | 4.2 | NJ | Ocean | 40.0252 | -74.2495 | 2022 | 10
PJM | Spartan | 60755 | PV1 |  |  | Solar Photovoltaic | 8.3 | NJ | Burlington | 40.0478 | -74.6165 | 2017 | 3
PJM | Spectrum Solar Hybrid | 67490 | 1 |  |  | Solar Photovoltaic | 3 | MD | Prince Georges | 38.95 | -76.95 | 2023 | 12
PJM | Spectrum Solar Hybrid | 67490 | 2 |  |  | Solar Photovoltaic | 2.6 | MD | Prince Georges | 38.95 | -76.95 | 2023 | 12
PJM | Spring Grove I | 61986 | SGIS |  |  | Solar Photovoltaic | 97.9 | VA | Surry | 37.1739 | -76.9192 | 2020 | 11
PJM | Spring House | 59056 | GEN 1 |  |  | Natural Gas Internal Combustion Engine | 3.8 | PA | Montgomery | 40.1839 | -75.2342 | 2013 | 4
PJM | Spring Lane | 67706 | GEN1 |  |  | Solar Photovoltaic | 13.8 | PA | Westmoreland | 40.1834 | -79.3196 | 2024 | 12
PJM | Springdale 1 & 2 | 55196 | UNT1 |  |  | Natural Gas Fired Combustion Turbine | 43.8 | PA | Allegheny | 40.5467 | -79.7683 | 1999 | 12
PJM | Springdale 1 & 2 | 55196 | UNT2 |  |  | Natural Gas Fired Combustion Turbine | 43.8 | PA | Allegheny | 40.5467 | -79.7683 | 1999 | 12
PJM | Springfield Solar | 65317 | SPRG |  |  | Solar Photovoltaic | 2 | VA | Westmoreland | 38.093 | -76.799 | 2024 | 7
PJM | Springfield Solar LLC | 59545 | PV1 |  |  | Solar Photovoltaic | 1.5 | OH | Clark | 39.8939 | -83.8056 | 2012 | 11
PJM | Springfield Solar Project | 61907 | NJLND |  |  | Solar Photovoltaic | 7.5 | NJ | Burlington | 40.0321 | -74.6474 | 2018 | 10
PJM | Spruance Operating Services LLC | 54081 | GEN3 |  |  | Natural Gas Steam Turbine | 57.4 | VA | Richmond City | 37.4556 | -77.4308 | 1992 | 8
PJM | Spruance Operating Services LLC | 54081 | GEN4 |  |  | Natural Gas Steam Turbine | 57.4 | VA | Richmond City | 37.4556 | -77.4308 | 1992 | 8
PJM | Spruce - WCMD - Creek | 63525 | GEN1 |  |  | Solar Photovoltaic | 2 | MD | Washington | 39.6718 | -77.8233 | 2015 | 5
PJM | Spruce - WCMD - Resh I | 63526 | GEN1 |  |  | Solar Photovoltaic | 2 | MD | Washington | 39.6818 | -77.8015 | 2016 | 3
PJM | Spruce - WCMD - Rubble I | 63524 | GEN1 |  |  | Solar Photovoltaic | 2 | MD | Washington | 39.6185 | -77.8233 | 2015 | 9
PJM | Spruce - WCMD - Rubble II | 63523 | GEN1 |  |  | Solar Photovoltaic | 2 | MD | Washington | 39.6214 | -77.8254 | 2015 | 11
PJM | Square Barn Solar | 63070 | 1820 |  |  | Solar Photovoltaic | 1.5 | IL | McHenry | 42.164 | -88.383 | 2020 | 9
PJM | St Joseph Energy Center | 57794 | CT1 |  |  | Natural Gas Fired Combined Cycle | 260 | IN | St Joseph | 41.699 | -86.4797 | 2018 | 4
PJM | St Joseph Energy Center | 57794 | CT2 |  |  | Natural Gas Fired Combined Cycle | 260 | IN | St Joseph | 41.699 | -86.4797 | 2018 | 4
PJM | St Joseph Energy Center | 57794 | ST1 |  |  | Natural Gas Fired Combined Cycle | 260 | IN | St Joseph | 41.699 | -86.4797 | 2018 | 4
PJM | St Marys | 2942 | 7 |  |  | Petroleum Liquids | 14 | OH | Auglaize | 40.5458 | -84.3889 | 1992 | 8
PJM | St Marys | 2942 | GT1 |  |  | Natural Gas Fired Combustion Turbine | 11 | OH | Auglaize | 40.5458 | -84.3889 | 1999 | 12
PJM | St Nicholas Cogen Project | 54634 | SNCP |  |  | Conventional Steam Coal | 99.2 | PA | Schuylkill | 40.8222 | -76.1736 | 1990 | 9
PJM | St. Joseph Solar | 63801 | 1 |  |  | Solar Photovoltaic | 20 | IN | St Joseph | 41.7311 | -86.1083 | 2021 | 3
PJM | St. Joseph's Regional Medical Center (NJ) | 63645 | 7E600 |  |  | Petroleum Liquids | 0.6 | NJ | Passaic | 40.9026 | -74.1656 | 2001 | 1
PJM | St. Joseph's Regional Medical Center (NJ) | 63645 | 8E675 |  |  | Petroleum Liquids | 0.7 | NJ | Passaic | 40.9026 | -74.1656 | 2001 | 1
PJM | St. Joseph's Regional Medical Center (NJ) | 63645 | 9E600 |  |  | Petroleum Liquids | 0.6 | NJ | Passaic | 40.9026 | -74.1656 | 2001 | 1
PJM | St.Joseph's Regional Medical Center |  |  | 63645 | #E10 | Petroleum Liquids | [7 empty] | 0.3 | NJ | Passaic
PJM | St.Joseph's Regional Medical Center |  |  | 63645 | #E16 | Petroleum Liquids | [7 empty] | 0.8 | NJ | Passaic
PJM | St.Joseph's Regional Medical Center |  |  | 63645 | #E27 | Petroleum Liquids | [7 empty] | 1 | NJ | Passaic
PJM | St.Joseph's Regional Medical Center |  |  | 63645 | #E28 | Petroleum Liquids | [7 empty] | 1 | NJ | Passaic
PJM | St.Joseph's Regional Medical Center |  |  | 63645 | #E29 | Petroleum Liquids | [7 empty] | 1 | NJ | Passaic
PJM | St.Joseph's Regional Medical Center |  |  | 63645 | #E30 | Petroleum Liquids | [7 empty] | 0.1 | NJ | Passaic
PJM | Stockton Athletic Center | 57864 | 2LOT7 |  |  | Solar Photovoltaic | 0.5 | NJ | Atlantic | 39.4884 | -74.5353 | 2009 | 10
PJM | Stockton Athletic Center | 57864 | LOT7 |  |  | Solar Photovoltaic | 0.5 | NJ | Atlantic | 39.4884 | -74.5353 | 2009 | 4
PJM | Stockton Athletic Center | 57864 | SAC |  |  | Solar Photovoltaic | 0.3 | NJ | Atlantic | 39.4884 | -74.5353 | 2009 | 2
PJM | Stony Creek Wind Farm LLC | 56980 | 1 |  |  | Onshore Wind Turbine | 52.5 | PA | Somerset | 40.0311 | -78.8153 | 2009 | 11
PJM | Stratford Solar Center, LLC | 61908 | STRAT |  |  | Solar Photovoltaic | 15 | VA | Suffolk City | 36.6605 | -76.5609 | 2022 | 11
PJM | Streator Cayuga Ridge South | 57094 | 1 |  |  | Onshore Wind Turbine | 300 | IL | Livingston | 40.9969 | -88.49 | 2010 | 3
PJM | Stryker | 2881 | 1 |  |  | Petroleum Liquids | 19 | OH | Williams | 41.5014 | -84.4283 | 1968 | 2
PJM | Stryker 22, L.L.C. | 61891 | EDGRD |  |  | Batteries | 19.8 | NJ | Warren | 40.6654 | -75.1445 | 2018 | 12
PJM | Sturgis City Diesel Plant | 1855 | 6 |  |  | Natural Gas Internal Combustion Engine | 6 | MI | St Joseph | 41.7992 | -85.4256 | 1981 | 12
PJM | Suburban Landfill Gas Recovery | 57170 | GEN1 |  |  | Landfill Gas | 0.8 | OH | Perry | 39.9124 | -82.245 | 2011 | 1
PJM | Suburban Landfill Gas Recovery | 57170 | GEN2 |  |  | Landfill Gas | 0.8 | OH | Perry | 39.9124 | -82.245 | 2011 | 1
PJM | Suburban Landfill Gas Recovery | 57170 | GEN3 |  |  | Landfill Gas | 0.8 | OH | Perry | 39.9124 | -82.245 | 2011 | 1
PJM | Suburban Landfill Gas Recovery | 57170 | GEN4 |  |  | Landfill Gas | 0.8 | OH | Perry | 39.9124 | -82.245 | 2011 | 1
PJM | Suburban Landfill Gas Recovery | 57170 | GEN5 |  |  | Landfill Gas | 0.8 | OH | Perry | 39.9124 | -82.245 | 2011 | 1
PJM | Suburban Landfill Gas Recovery | 57170 | GEN6 |  |  | Landfill Gas | 0.8 | OH | Perry | 39.9124 | -82.245 | 2011 | 1
PJM | Suburban Landfill Gas Recovery | 57170 | GEN7 |  |  | Landfill Gas | 0.8 | OH | Perry | 39.9124 | -82.245 | 2011 | 1
PJM | Suffolk CSG, LLC | 67531 | SUFFO |  |  | Solar Photovoltaic | 3.8 | VA | Suffolk | 36.6856 | -76.763 | 2024 | 4
PJM | Sugar Run Solar | 60189 | SRS15 |  |  | Solar Photovoltaic | 5 | NC | Gates | 36.4378 | -76.5978 | 2015 | 12
PJM | Sullivan Solar, LLC | 60410 | SULPV |  |  | Solar Photovoltaic | 5.2 | IN | Sullivan | 39.132 | -87.4138 | 2016 | 9
PJM | Summit Associates | 57726 | SUMA |  |  | Solar Photovoltaic | 1.9 | NJ | Middlesex | 40.5003 | -74.3536 | 2011 | 12
PJM | Summit Farms Solar | 60611 | PV1 |  |  | Solar Photovoltaic | 62.4 | NC | Currituck | 36.4765 | -76.136 | 2017 | 3
PJM | Summit Street Power Plant | 58140 | GT-1 |  |  | Natural Gas Fired Combustion Turbine | 5.7 | OH | Portage | 41.1431 | -81.3408 | 2003 | 1
PJM | Summit Street Power Plant | 58140 | GT-2 |  |  | Natural Gas Fired Combustion Turbine | 7.5 | OH | Portage | 41.1431 | -81.3408 | 2004 | 4
PJM | Summit Water Nexus Mt. Holly, LLC Solar | 60809 | MHWWT |  |  | Solar Photovoltaic | 1 | NJ | Burlington | 39.9873 | -74.8018 | 2013 | 5
PJM | Sun Farm V, LLC | 61287 | SF5PV |  |  | Solar Photovoltaic | 5 | NC | Perquimans | 36.1606 | -76.4894 | 2018 | 11
PJM | Sun Farm VI, LLC | 61842 | PV1 |  |  | Solar Photovoltaic | 5 | NC | Perquimans | 36.1144 | -76.5078 | 2018 | 11
PJM | Sun Farm VIII, LLC | 64311 | SFS08 |  |  | Solar Photovoltaic | 4 | NC | Nash | 36.06 | -77.75 | 2020 | 12
PJM | SunEnergy1-Scotland Neck, LLC | 59898 | SE1SN |  |  | Solar Photovoltaic | 3 | NC | Halifax | 36.125 | -77.4091 | 2014 | 12
PJM | Sunbury Generation LP | 3152 | CTG1 |  |  | Petroleum Liquids | 23.6 | PA | Snyder | 40.8361 | -76.825 | 1971 | 11
PJM | Sunbury Generation LP | 3152 | CTG2 |  |  | Petroleum Liquids | 23.6 | PA | Snyder | 40.8361 | -76.825 | 1971 | 11
PJM | Sunbury Generation LP | 3152 | DI2 |  |  | Petroleum Liquids | 5.5 | PA | Snyder | 40.8361 | -76.825 | 1967 | 4
PJM | Sunflower Solar | 60638 | NC160 |  |  | Solar Photovoltaic | 16 | NC | Halifax | 36.395 | -77.593 | 2017 | 12
PJM | Sunny Rock Solar, LLC | 67217 | ENX23 |  |  | Solar Photovoltaic | 20 | VA | Henry | 36.6087 | -79.8799 | 2025 | 4
PJM | Sunnybrook Solar Project - Hybrid | 65307 | SUNS |  |  | Solar Photovoltaic | 51 | VA | Halifax | 36.7987 | -78.8396 | 2022 | 12
PJM | Surry | 3806 | 1 |  |  | Nuclear | 847.5 | VA | Surry | 37.1661 | -76.6986 | 1972 | 12
PJM | Surry | 3806 | 2 |  |  | Nuclear | 847.5 | VA | Surry | 37.1661 | -76.6986 | 1973 | 5
PJM | Susquehanna University Solar | 61914 | SO829 |  |  | Solar Photovoltaic | 3 | PA | Snyder | 40.7952 | -76.8825 | 2018 | 9
PJM | Sussex Drive, LLC | 60916 | PV1 |  |  | Solar Photovoltaic | 20 | VA | Sussex | 36.9405 | -77.4178 | 2017 | 11
PJM | Sycamore | 67459 | SYCPV |  |  | Solar Photovoltaic | 1.3 | OH | Wyandot | 40.9469 | -83.1624 | 2023 | 12
PJM | Sycamore Solar | 64136 | SYSO |  |  | Solar Photovoltaic | 42 | VA | Pittsylvania | 36.9426 | -79.1928 | 2023 | 3
PJM | Synergen Panorama, LLC CSG | 62327 | SP |  |  | Solar Photovoltaic | 5 | MD | Prince Georges | 38.7721 | -76.9734 | 2019 | 7
PJM | THD Baltimore DC - 5830 Project Tiger | 66770 | P3685 |  |  | Solar Photovoltaic | 1.6 | MD | Baltimore | 39.2235 | -76.4835 | 2021 | 1
PJM | THD Baltimore DCs - 5829 Project Lion | 67270 | P3887 |  |  | Solar Photovoltaic | 3.8 | MD | Baltimore | 39.222 | -76.4832 | 2021 | 1
PJM | TPE Irish Road Solar, LLC | 67373 | IRISH |  |  | Solar Photovoltaic | 5 | VA | Pittsylvania | 36.7272 | -79.5065 | 2020 | 8
PJM | TPE Pennsylvania Solar 1, LLC | 62686 | PABOE |  |  | Solar Photovoltaic | 3.6 | PA | Lancaster | 40.1985 | -76.1616 | 2019 | 8
PJM | TPE Whitmell Solar, LLC | 67374 | WHITM |  |  | Solar Photovoltaic | 5 | VA | Pittsylvania | 36.7272 | -79.5065 | 2020 | 8
PJM | TWE Myrtle Solar Farm, LLC | 63746 | MYSO |  |  | Solar Photovoltaic | 15 | VA | Suffolk City | 36.79 | -76.67 | 2020 | 6
PJM | Tait Electric Generating Station | 2847 | GT1 |  |  | Natural Gas Fired Combustion Turbine | 103.5 | OH | Montgomery | 39.7272 | -84.2111 | 1995 | 6
PJM | Tait Electric Generating Station | 2847 | GT2 |  |  | Natural Gas Fired Combustion Turbine | 106.1 | OH | Montgomery | 39.7272 | -84.2111 | 1996 | 12
PJM | Tait Electric Generating Station | 2847 | GT3 |  |  | Natural Gas Fired Combustion Turbine | 84.2 | OH | Montgomery | 39.7272 | -84.2111 | 1998 | 12
PJM | Tait Electric Generating Station | 2847 | GT4 |  |  | Natural Gas Fired Combustion Turbine | 94 | OH | Montgomery | 39.7272 | -84.2111 | 2002 | 5
PJM | Tait Electric Generating Station | 2847 | GT5 |  |  | Natural Gas Fired Combustion Turbine | 94 | OH | Montgomery | 39.7272 | -84.2111 | 2002 | 5
PJM | Tait Electric Generating Station | 2847 | GT6 |  |  | Natural Gas Fired Combustion Turbine | 94 | OH | Montgomery | 39.7272 | -84.2111 | 2002 | 4
PJM | Tait Electric Generating Station | 2847 | GT7 |  |  | Natural Gas Fired Combustion Turbine | 94 | OH | Montgomery | 39.7272 | -84.2111 | 2002 | 4
PJM | Tait Electric Generating Station | 2847 | IC1 |  |  | Petroleum Liquids | 2.7 | OH | Montgomery | 39.7272 | -84.2111 | 1967 | 5
PJM | Tait Electric Generating Station | 2847 | IC2 |  |  | Petroleum Liquids | 2.7 | OH | Montgomery | 39.7272 | -84.2111 | 1967 | 5
PJM | Tait Electric Generating Station | 2847 | IC3 |  |  | Petroleum Liquids | 2.7 | OH | Montgomery | 39.7272 | -84.2111 | 1967 | 5
PJM | Tait Electric Generating Station | 2847 | IC4 |  |  | Petroleum Liquids | 2.7 | OH | Montgomery | 39.7272 | -84.2111 | 1967 | 5
PJM | TalenEnergy Martins Creek | 3148 | 3 |  |  | Natural Gas Steam Turbine | 850.5 | PA | Northampton | 40.7978 | -75.1054 | 1975 | 10
PJM | TalenEnergy Martins Creek | 3148 | 4 |  |  | Natural Gas Steam Turbine | 850.5 | PA | Northampton | 40.7978 | -75.1054 | 1977 | 3
PJM | TalenEnergy Montour | 3149 | 1 |  |  | Conventional Steam Coal | 864.9 | PA | Montour | 41.0714 | -76.6672 | 1972 | 3
PJM | TalenEnergy Montour | 3149 | 2 |  |  | Natural Gas Steam Turbine | 893 | PA | Montour | 41.0714 | -76.6672 | 1973 | 4
PJM | TalenEnergy Susquehanna | 6103 | 1 |  |  | Nuclear | 1266 | PA | Luzerne | 41.0919 | -76.1462 | 1983 | 6
PJM | TalenEnergy Susquehanna | 6103 | 2 |  |  | Nuclear | 1266 | PA | Luzerne | 41.0919 | -76.1462 | 1985 | 2
PJM | Tangier | 6390 | 5 |  |  | Petroleum Liquids | 1.2 | VA | Accomack | 37.8277 | -75.9915 | 1993 | 12
PJM | Tangier | 6390 | 6 |  |  | Petroleum Liquids | 1.2 | VA | Accomack | 37.8277 | -75.9915 | 1993 | 12
PJM | Tarboro Solar | 59648 | 5MWPV |  |  | Solar Photovoltaic | 5 | NC | Edgecombe | 35.8581 | -77.4992 | 2016 | 1
PJM | Tasley | 3785 | TAS |  |  | Petroleum Liquids | 27 | VA | Accomack | 37.7061 | -75.7031 | 1972 | 6
PJM | Temple SEGF | 58897 | 19G01 |  |  | Natural Gas Internal Combustion Engine | 1.6 | PA | Philadelphia | 39.98 | -75.1506 | 1993 | 5
PJM | Temple SEGF | 58897 | 19G02 |  |  | Natural Gas Internal Combustion Engine | 1.6 | PA | Philadelphia | 39.98 | -75.1506 | 1993 | 5
PJM | Temple SEGF | 58897 | 19G03 |  |  | Natural Gas Internal Combustion Engine | 1.6 | PA | Philadelphia | 39.98 | -75.1506 | 1993 | 5
PJM | Temple SEGF | 58897 | 19G04 |  |  | Natural Gas Internal Combustion Engine | 1.6 | PA | Philadelphia | 39.98 | -75.1506 | 1993 | 5
PJM | Temple SEGF | 58897 | 19G05 |  |  | Natural Gas Internal Combustion Engine | 1.6 | PA | Philadelphia | 39.98 | -75.1506 | 1993 | 5
PJM | Temple SEGF | 58897 | 19G06 |  |  | Natural Gas Internal Combustion Engine | 1.6 | PA | Philadelphia | 39.98 | -75.1506 | 1993 | 5
PJM | Temple SEGF | 58897 | 19G07 |  |  | Natural Gas Internal Combustion Engine | 1.6 | PA | Philadelphia | 39.98 | -75.1506 | 1993 | 5
PJM | Temple SEGF | 58897 | 19G08 |  |  | Natural Gas Internal Combustion Engine | 1.6 | PA | Philadelphia | 39.98 | -75.1506 | 1993 | 5
PJM | Temple SEGF | 58897 | 19G09 |  |  | Natural Gas Internal Combustion Engine | 1.6 | PA | Philadelphia | 39.98 | -75.1506 | 1993 | 5
PJM | Temple SEGF | 58897 | 19G10 |  |  | Natural Gas Internal Combustion Engine | 1.6 | PA | Philadelphia | 39.98 | -75.1506 | 1993 | 5
PJM | Temple Solar Arrays | 60848 | 51599 |  |  | Solar Photovoltaic | 2.2 | PA | Berks | 40.4235 | -75.9252 | 2011 | 5
PJM | Ten Oaks | 67334 | SC |  |  | Solar Photovoltaic | 2 | MD | Howard | 39.2028 | -76.9561 | 2024 | 4
PJM | Tenaska Virginia Generating Station | 55439 | CTG1 |  |  | Natural Gas Fired Combined Cycle | 207 | VA | Fluvanna | 37.8667 | -78.3813 | 2004 | 4
PJM | Tenaska Virginia Generating Station | 55439 | CTG2 |  |  | Natural Gas Fired Combined Cycle | 207 | VA | Fluvanna | 37.8667 | -78.3813 | 2004 | 4
PJM | Tenaska Virginia Generating Station | 55439 | CTG3 |  |  | Natural Gas Fired Combined Cycle | 207 | VA | Fluvanna | 37.8667 | -78.3813 | 2004 | 4
PJM | Tenaska Virginia Generating Station | 55439 | STG1 |  |  | Natural Gas Fired Combined Cycle | 390.4 | VA | Fluvanna | 37.8667 | -78.3813 | 2004 | 4
PJM | Tenaska Westmoreland Generating Station | 60464 | CTG1 |  |  | Natural Gas Fired Combined Cycle | 370 | PA | Westmoreland | 40.1752 | -79.6967 | 2018 | 12
PJM | Tenaska Westmoreland Generating Station | 60464 | CTG2 |  |  | Natural Gas Fired Combined Cycle | 370 | PA | Westmoreland | 40.1752 | -79.6967 | 2018 | 12
PJM | Tenaska Westmoreland Generating Station | 60464 | STG1 |  |  | Natural Gas Fired Combined Cycle | 394 | PA | Westmoreland | 40.1752 | -79.6967 | 2018 | 12
PJM | Tennessee Eastman Operations | 50481 | TG10 |  |  | Conventional Steam Coal | 6 | TN | Sullivan | 36.5219 | -82.5431 | 1946 | 2
PJM | Tennessee Eastman Operations | 50481 | TG11 |  |  | Conventional Steam Coal | 6 | TN | Sullivan | 36.5219 | -82.5431 | 1949 | 5
PJM | Tennessee Eastman Operations | 50481 | TG12 |  |  | Conventional Steam Coal | 6 | TN | Sullivan | 36.5219 | -82.5431 | 1953 | 2
PJM | Tennessee Eastman Operations | 50481 | TG13 |  |  | Conventional Steam Coal | 7 | TN | Sullivan | 36.5219 | -82.5431 | 1960 | 1
PJM | Tennessee Eastman Operations | 50481 | TG14 |  |  | Conventional Steam Coal | 10 | TN | Sullivan | 36.5219 | -82.5431 | 1962 | 4
PJM | Tennessee Eastman Operations | 50481 | TG15 |  |  | Conventional Steam Coal | 7.5 | TN | Sullivan | 36.5219 | -82.5431 | 1963 | 10
PJM | Tennessee Eastman Operations | 50481 | TG16 |  |  | Natural Gas Steam Turbine | 10.4 | TN | Sullivan | 36.5219 | -82.5431 | 1966 | 7
PJM | Tennessee Eastman Operations | 50481 | TG17 |  |  | Natural Gas Steam Turbine | 10.4 | TN | Sullivan | 36.5219 | -82.5431 | 1966 | 10
PJM | Tennessee Eastman Operations | 50481 | TG18 |  |  | Natural Gas Steam Turbine | 10.4 | TN | Sullivan | 36.5219 | -82.5431 | 1967 | 7
PJM | Tennessee Eastman Operations | 50481 | TG19 |  |  | Natural Gas Steam Turbine | 10.4 | TN | Sullivan | 36.5219 | -82.5431 | 1970 | 3
PJM | Tennessee Eastman Operations | 50481 | TG20 |  |  | Natural Gas Steam Turbine | 10.4 | TN | Sullivan | 36.5219 | -82.5431 | 1972 | 4
PJM | Tennessee Eastman Operations | 50481 | TG21 |  |  | Natural Gas Steam Turbine | 15 | TN | Sullivan | 36.5219 | -82.5431 | 1969 | 7
PJM | Tennessee Eastman Operations | 50481 | TG22 |  |  | Conventional Steam Coal | 15.4 | TN | Sullivan | 36.5219 | -82.5431 | 1982 | 9
PJM | Tennessee Eastman Operations | 50481 | TG24 |  |  | Natural Gas Steam Turbine | 16.8 | TN | Sullivan | 36.5219 | -82.5431 | 1983 | 7
PJM | Tennessee Eastman Operations | 50481 | TG25 |  |  | Conventional Steam Coal | 18 | TN | Sullivan | 36.5219 | -82.5431 | 1994 | 12
PJM | Tennessee Eastman Operations | 50481 | TG26 |  |  | Conventional Steam Coal | 16.6 | TN | Sullivan | 36.5219 | -82.5431 | 1994 | 10
PJM | Tennessee Eastman Operations | 50481 | TGO7 |  |  | Conventional Steam Coal | 6 | TN | Sullivan | 36.5219 | -82.5431 | 1936 | 9
PJM | Tennessee Eastman Operations | 50481 | TGO8 |  |  | Conventional Steam Coal | 6 | TN | Sullivan | 36.5219 | -82.5431 | 1939 | 9
PJM | Tennessee Eastman Operations | 50481 | TGO9 |  |  | Conventional Steam Coal | 6 | TN | Sullivan | 36.5219 | -82.5431 | 1941 | 7
PJM | The City of Vineland at North Vineland | 57746 | PV1 |  |  | Solar Photovoltaic | 2.3 | NJ | Cumberland | 39.505 | -74.9977 | 2011 | 10
PJM | The City of Vineland at West Vineland | 57745 | PV1 |  |  | Solar Photovoltaic | 3.7 | NJ | Cumberland | 39.4624 | -75.07 | 2011 | 10
PJM | The Clorox Company | 60461 | PV1 |  |  | Solar Photovoltaic | 1.6 | MD | Harford | 39.4721 | -76.2013 | 2016 | 8
PJM | The Lawrenceville School Solar Facility | 58356 | TLS |  |  | Solar Photovoltaic | 5.2 | NJ | Mercer | 40.3014 | -74.7221 | 2012 | 5
PJM | The Village at Orchard Ridge (TVOR) | 67272 | P5412 |  |  | Solar Photovoltaic | 1.4 | VA | Frederick | 39.2016 | -78.2139 | 2023 | 3
PJM | Thermo Fisher | 63404 | 1 |  |  | Solar Photovoltaic | 1.5 | NJ | Somerset | 40.5737 | -74.6295 | 2013 | 2
PJM | Thornridge High School | 55005 | 1 |  |  | Natural Gas Internal Combustion Engine | 0.5 | IL | Cook | 41.6225 | -87.5978 | 1996 | 3
PJM | Thornridge High School | 55005 | 2 |  |  | Natural Gas Internal Combustion Engine | 0.5 | IL | Cook | 41.6225 | -87.5978 | 1996 | 3
PJM | Thornwood High School | 55004 | 1 |  |  | Natural Gas Internal Combustion Engine | 0.7 | IL | Cook | 41.5839 | -87.6047 | 1996 | 9
PJM | Thornwood High School | 55004 | 2 |  |  | Natural Gas Internal Combustion Engine | 0.7 | IL | Cook | 41.5839 | -87.6047 | 1996 | 9
PJM | Timber Creek HS | 60771 | PV1 |  |  | Solar Photovoltaic | 1.3 | NJ | Camden | 39.7602 | -75.0148 | 2013 | 12
PJM | Timber Road IV | 62944 | TRIV |  |  | Onshore Wind Turbine | 125.1 | OH | Paulding | 41.121 | -84.751 | 2020 | 1
PJM | Timber Road Solar Park | 66250 | GEN01 |  |  | Solar Photovoltaic | 49.9 | OH | Paulding | 41.0923 | -84.7257 | 2023 | 12
PJM | Timonium Fairgrounds | 63904 | FAIR1 |  |  | Solar Photovoltaic | 1.9 | MD | Baltimore | 39.447 | -76.63 | 2020 | 10
PJM | Tinton Falls Solar Farm | 58483 | UNIT1 |  |  | Solar Photovoltaic | 16 | NJ | Monmouth | 40.2639 | -74.0842 | 2012 | 11
PJM | Tioga Solar Morris County 1 LLC | 58917 | MMIR |  |  | Solar Photovoltaic | 1 | NJ | Morris | 40.8153 | -74.4758 | 2011 | 2
PJM | Tissington Solar | 58364 | MC |  |  | Solar Photovoltaic | 3 | NJ | Sussex | 41.2003 | -74.4919 | 2019 | 9
PJM | Titus | 3115 | 4 |  |  | Petroleum Liquids | 18 | PA | Berks | 40.3056 | -75.9081 | 1967 | 12
PJM | Titus | 3115 | 5 |  |  | Petroleum Liquids | 18 | PA | Berks | 40.3056 | -75.9081 | 1970 | 8
PJM | Titusville Solar | 57815 | PV1 |  |  | Solar Photovoltaic | 3.5 | NJ | Mercer | 40.2928 | -74.8472 | 2010 | 9
PJM | Todd Solar | 64690 | 65004 |  |  | Solar Photovoltaic | 20 | MD | Dorchester | 38.6133 | -75.8352 | 2021 | 7
PJM | Toledo Ref Power Recovery Train | 50965 | GEN1 |  |  | Petroleum Coke | 6 | OH | Lucas | 41.6325 | -83.5042 | 1986 | 6
PJM | Tolna | 3116 | 1 |  |  | Petroleum Liquids | 27 | PA | York | 39.7606 | -76.6353 | 1972 | 6
PJM | Tolna | 3116 | 2 |  |  | Petroleum Liquids | 27 | PA | York | 39.7606 | -76.6353 | 1972 | 6
PJM | Tolson Solar | 61131 | 12345 |  |  | Solar Photovoltaic | 3 | NC | Edgecombe | 35.8296 | -77.6159 | 2015 | 12
PJM | Tom's River (Lowes) | 67243 | TRPV1 |  |  | Solar Photovoltaic | 1 | NJ | Ocean | 39.989 | -74.173 | 2023 | 1
PJM | Toms River CSG | 66751 | GEN1 |  |  | Solar Photovoltaic | 4 | NJ | Ocean | 39.9875 | -74.2364 | 2023 | 9
PJM | Torrence Ave Solar 1 LLC | 67114 | GEN1 |  |  | Solar Photovoltaic | 2 | IL | Cook | 41.496 | -87.56 | 2024 | 11
PJM | Towanda Facility | 66393 | P103 |  |  | Natural Gas Internal Combustion Engine | 1.6 | PA | Bradford | 41.8144 | -76.2875 | 2021 | 1
PJM | Towanda Facility | 66393 | P104 |  |  | Natural Gas Internal Combustion Engine | 1.6 | PA | Bradford | 41.8144 | -76.2875 | 2021 | 1
PJM | Towanda Facility | 66393 | P105 |  |  | Natural Gas Internal Combustion Engine | 1.6 | PA | Bradford | 41.8144 | -76.2875 | 2021 | 1
PJM | Tower Road Solar, LLC CSG | 64468 | BOIG |  |  | Solar Photovoltaic | 2 | IL | Dekalb | 41.8052 | -88.9252 | 2021 | 4
PJM | Town of Chestertown- Chestertown WWTP | 60096 | PV1 |  |  | Solar Photovoltaic | 1 | MD | Kent | 39.1995 | -76.0767 | 2015 | 12
PJM | Townsend Hydro | 10285 | GEN1 |  |  | Conventional Hydroelectric | 2.6 | PA | Beaver | 40.7335 | -80.3148 | 1987 | 10
PJM | Townsend Hydro | 10285 | GEN2 |  |  | Conventional Hydroelectric | 2.6 | PA | Beaver | 40.7335 | -80.3148 | 1987 | 10
PJM | Township of Monroe - Williamstown HS | 67273 | 4328C |  |  | Solar Photovoltaic | 1.6 | NJ | Gloucester | 39.6828 | -75.0109 | 2022 | 12
PJM | Township of Monroe - Williamstown HS | 67273 | 4328R |  |  | Solar Photovoltaic | 1 | NJ | Gloucester | 39.6828 | -75.0109 | 2022 | 12
PJM | Township of Monroe - Williamstown MS | 67274 | 4329C |  |  | Solar Photovoltaic | 1.3 | NJ | Gloucester | 39.6805 | -75.0034 | 2022 | 12
PJM | Township of Monroe - Williamstown MS | 67274 | 4329R |  |  | Solar Photovoltaic | 0.5 | NJ | Gloucester | 39.6805 | -75.0034 | 2022 | 12
PJM | Toys R Us- DE, Inc. at Mt. Olive, NJ | 57647 | PV1 |  |  | Solar Photovoltaic | 4.1 | NJ | Morris | 40.8189 | -74.7186 | 2011 | 12
PJM | Trenton East | 67626 | 11060 |  |  | Solar Photovoltaic | 2 | IL | Clinton | 38.5823 | -89.6912 | 2024 | 6
PJM | Trenton Solar Farm | 57352 | TREN |  |  | Solar Photovoltaic | 1 | NJ | Mercer | 40.2314 | -74.7539 | 2010 | 10
PJM | Trenton West | 67627 | 11061 |  |  | Solar Photovoltaic | 2 | IL | Clinton | 38.5823 | -89.7004 | 2024 | 6
PJM | Trinity Freeport | 67628 | 11057 |  |  | Solar Photovoltaic | 2 | IL | Stephenson | 42.2745 | -89.5602 | 2024 | 8
PJM | Triton East and West Cogen | 58375 | 1 |  |  | Natural Gas Internal Combustion Engine | 0.8 | IL | Cook | 41.9169 | -87.8456 | 1998 | 4
PJM | Triton East and West Cogen | 58375 | 2 |  |  | Natural Gas Internal Combustion Engine | 0.8 | IL | Cook | 41.9169 | -87.8456 | 1998 | 4
PJM | Triton East and West Cogen | 58375 | 3 |  |  | Natural Gas Internal Combustion Engine | 0.8 | IL | Cook | 41.9169 | -87.8456 | 2000 | 7
PJM | Triton East and West Cogen | 58375 | 4 |  |  | Natural Gas Internal Combustion Engine | 0.8 | IL | Cook | 41.9169 | -87.8456 | 2000 | 12
PJM | Triton East and West Cogen | 58375 | 5 |  |  | Natural Gas Internal Combustion Engine | 0.4 | IL | Cook | 41.9169 | -87.8456 | 2015 | 3
PJM | Troy Energy LLC | 55348 | 1 |  |  | Natural Gas Fired Combustion Turbine | 198.9 | OH | Wood | 41.4772 | -83.4598 | 2002 | 6
PJM | Troy Energy LLC | 55348 | 2 |  |  | Natural Gas Fired Combustion Turbine | 198.9 | OH | Wood | 41.4772 | -83.4598 | 2002 | 6
PJM | Troy Energy LLC | 55348 | 3 |  |  | Natural Gas Fired Combustion Turbine | 198.9 | OH | Wood | 41.4772 | -83.4598 | 2002 | 6
PJM | Troy Energy LLC | 55348 | 4 |  |  | Natural Gas Fired Combustion Turbine | 198.9 | OH | Wood | 41.4772 | -83.4598 | 2002 | 6
PJM | Tullytown | 58250 | GEN1 |  |  | Landfill Gas | 1.6 | PA | Bucks | 40.1514 | -74.7806 | 2013 | 3
PJM | Twin Branch | 989 | H1E |  |  | Conventional Hydroelectric | 0.6 | IN | St Joseph | 41.665 | -86.1322 | 1989 | 5
PJM | Twin Branch | 989 | H1W |  |  | Conventional Hydroelectric | 0.6 | IN | St Joseph | 41.665 | -86.1322 | 1989 | 5
PJM | Twin Branch | 989 | H2W |  |  | Conventional Hydroelectric | 0.6 | IN | St Joseph | 41.665 | -86.1322 | 1989 | 5
PJM | Twin Branch | 989 | H3W |  |  | Conventional Hydroelectric | 0.6 | IN | St Joseph | 41.665 | -86.1322 | 1989 | 5
PJM | Twin Branch | 989 | H4W |  |  | Conventional Hydroelectric | 0.6 | IN | St Joseph | 41.665 | -86.1322 | 1989 | 5
PJM | Twin Branch | 989 | H5W |  |  | Conventional Hydroelectric | 0.6 | IN | St Joseph | 41.665 | -86.1322 | 1989 | 5
PJM | Twin Branch | 989 | H6E |  |  | Conventional Hydroelectric | 0.6 | IN | St Joseph | 41.665 | -86.1322 | 1989 | 5
PJM | Twin Branch | 989 | H6W |  |  | Conventional Hydroelectric | 0.6 | IN | St Joseph | 41.665 | -86.1322 | 1989 | 5
PJM | Twin Branch PV | 59861 | TBPV1 |  |  | Solar Photovoltaic | 2.6 | IN | St Joseph | 41.69 | -86.12 | 2016 | 8
PJM | Twin Ridges Wind Farm | 57998 | 1 |  |  | Onshore Wind Turbine | 139.4 | PA | Somerset | 39.7606 | -78.8747 | 2012 | 12
PJM | Twittys Creek Solar, LLC | 63077 | VATC |  |  | Solar Photovoltaic | 13.8 | VA | Charlotte | 37.0184 | -78.5813 | 2020 | 12
PJM | Two Mile Desert Project | 60510 | PV1 |  |  | Solar Photovoltaic | 16.2 | NC | Perquimans | 36.22 | -76.46 | 2019 | 6
PJM | Two Mile Solar | 59427 | TMS1 |  |  | Solar Photovoltaic | 5 | NC | Perquimans | 36.2231 | -76.4619 | 2015 | 6
PJM | UMCES Ground Mount | 62405 | X0009 |  |  | Solar Photovoltaic | 2 | MD | Dorchester | 38.5831 | -76.1347 | 2018 | 2
PJM | UMCP CHP Plant | 56038 | 1 |  |  | Natural Gas Fired Combustion Turbine | 11 | MD | Prince Georges | 38.9858 | -76.9355 | 2003 | 6
PJM | UMCP CHP Plant | 56038 | 2 |  |  | Natural Gas Fired Combustion Turbine | 11 | MD | Prince Georges | 38.9858 | -76.9355 | 2003 | 6
PJM | UMCP CHP Plant | 56038 | 3 |  |  | Natural Gas Steam Turbine | 5.4 | MD | Prince Georges | 38.9858 | -76.9355 | 2003 | 7
PJM | UMES (MD) - Princess Anne | 59749 | 1 |  |  | Solar Photovoltaic | 2 | MD | Somerset | 38.2026 | -75.6764 | 2011 | 2
PJM | UMMS at Pocomoke | 58329 | PV1 |  |  | Solar Photovoltaic | 2.8 | MD | Somerset | 38.0981 | -75.6111 | 2013 | 2
PJM | UN-School House LLC | 64711 | GSF01 |  |  | Solar Photovoltaic | 20 | PA | Clearfield | 40.9632 | -78.1792 | 2023 | 1
PJM | US Foods Solar | 60808 | USFDS |  |  | Solar Photovoltaic | 6 | NJ | Middlesex | 40.5344 | -74.2752 | 2012 | 8
PJM | US GSA Heating and Transmission | 57788 | TG1 |  |  | Natural Gas Fired Combustion Turbine | 5.4 | DC | District of Columbia | 38.8857 | -77.0284 | 2004 | 7
PJM | US GSA Heating and Transmission | 57788 | TG2 |  |  | Natural Gas Fired Combustion Turbine | 5.4 | DC | District of Columbia | 38.8857 | -77.0284 | 2004 | 7
PJM | USAA Black Bear Energy | 62612 | USBC1 |  |  | Solar Photovoltaic | 1.9 | NJ | Middlesex | 40.3136 | -74.4847 | 2018 | 11
PJM | USS Goodrich Solar | 63620 | USGCH |  |  | Solar Photovoltaic | 2 | IL | Kankakee | 41.076 | -88.0649 | 2022 | 8
PJM | USS Sycamore Solar (CSG) | 63621 | USSYC |  |  | Solar Photovoltaic | 2 | IL | DeKalb | 41.9645 | -88.667 | 2022 | 5
PJM | Underwood PV2 | 60998 | UNWD2 |  |  | Solar Photovoltaic | 16 | NC | Hertford | 36.4194 | -77.0495 | 2020 | 10
PJM | Union Bridge Solar | 67145 | PV1 |  |  | Solar Photovoltaic | 8.2 | MD | Carroll | 39.563 | -77.183 | 2022 | 4
PJM | Union County Resource Recovery | 50960 | GEN1 |  |  | Municipal Solid Waste | 45 | NJ | Union | 40.6013 | -74.2664 | 1994 | 2
PJM | United Stationers Supply Solar Electric | 58040 | SEF-A |  |  | Solar Photovoltaic | 2 | NJ | Middlesex | 40.3206 | -74.5017 | 2011 | 12
PJM | United Stationers Supply Solar Electric | 58040 | SEF-B |  |  | Solar Photovoltaic | 0.8 | NJ | Middlesex | 40.3206 | -74.5017 | 2011 | 12
PJM | Unity Solar Project (IL) | 67822 | PV1 |  |  | Solar Photovoltaic | 2 | IL | Stephenson | 42.369 | -89.78 | 2024 | 12
PJM | University Park North | 55640 | 1 |  |  | Natural Gas Fired Combustion Turbine | 60.5 | IL | Will | 41.4425 | -87.7514 | 2002 | 6
PJM | University Park North | 55640 | 10 |  |  | Natural Gas Fired Combustion Turbine | 60.5 | IL | Will | 41.4425 | -87.7514 | 2002 | 7
PJM | University Park North | 55640 | 11 |  |  | Natural Gas Fired Combustion Turbine | 60.5 | IL | Will | 41.4425 | -87.7514 | 2002 | 7
PJM | University Park North | 55640 | 12 |  |  | Natural Gas Fired Combustion Turbine | 60.5 | IL | Will | 41.4425 | -87.7514 | 2002 | 7
PJM | University Park North | 55640 | 2 |  |  | Natural Gas Fired Combustion Turbine | 60.5 | IL | Will | 41.4425 | -87.7514 | 2002 | 6
PJM | University Park North | 55640 | 3 |  |  | Natural Gas Fired Combustion Turbine | 60.5 | IL | Will | 41.4425 | -87.7514 | 2002 | 6
PJM | University Park North | 55640 | 4 |  |  | Natural Gas Fired Combustion Turbine | 60.5 | IL | Will | 41.4425 | -87.7514 | 2002 | 6
PJM | University Park North | 55640 | 5 |  |  | Natural Gas Fired Combustion Turbine | 60.5 | IL | Will | 41.4425 | -87.7514 | 2002 | 6
PJM | University Park North | 55640 | 6 |  |  | Natural Gas Fired Combustion Turbine | 60.5 | IL | Will | 41.4425 | -87.7514 | 2002 | 6
PJM | University Park North | 55640 | 7 |  |  | Natural Gas Fired Combustion Turbine | 60.5 | IL | Will | 41.4425 | -87.7514 | 2002 | 6
PJM | University Park North | 55640 | 8 |  |  | Natural Gas Fired Combustion Turbine | 60.5 | IL | Will | 41.4425 | -87.7514 | 2002 | 6
PJM | University Park North | 55640 | 9 |  |  | Natural Gas Fired Combustion Turbine | 60.5 | IL | Will | 41.4425 | -87.7514 | 2002 | 6
PJM | University Park Solar | 62119 | PSUPV |  |  | Solar Photovoltaic | 1.5 | PA | Centre | 40.817 | -77.8441 | 2018 | 12
PJM | University Park South | 55250 | UPG1 |  |  | Natural Gas Fired Combustion Turbine | 58.9 | IL | Will | 41.4409 | -87.7532 | 2001 | 6
PJM | University Park South | 55250 | UPG2 |  |  | Natural Gas Fired Combustion Turbine | 58.9 | IL | Will | 41.4409 | -87.7532 | 2001 | 6
PJM | University Park South | 55250 | UPG3 |  |  | Natural Gas Fired Combustion Turbine | 58.9 | IL | Will | 41.4409 | -87.7532 | 2001 | 6
PJM | University Park South | 55250 | UPG4 |  |  | Natural Gas Fired Combustion Turbine | 58.9 | IL | Will | 41.4409 | -87.7532 | 2001 | 6
PJM | University Park South | 55250 | UPG5 |  |  | Natural Gas Fired Combustion Turbine | 58.9 | IL | Will | 41.4409 | -87.7532 | 2001 | 6
PJM | University Park South | 55250 | UPG6 |  |  | Natural Gas Fired Combustion Turbine | 58.9 | IL | Will | 41.4409 | -87.7532 | 2001 | 7
PJM | University of Delaware Wind Turbine | 57176 | FSMW |  |  | Onshore Wind Turbine | 2 | DE | Sussex | 38.7829 | -75.1649 | 2010 | 7
PJM | University of Illinois Cogen Facility | 54044 | CT1 |  |  | Natural Gas Fired Combustion Turbine | 7.8 | IL | Cook | 41.8675 | -87.6524 | 2002 | 1
PJM | University of Illinois Cogen Facility | 54044 | CT2 |  |  | Natural Gas Fired Combustion Turbine | 7.8 | IL | Cook | 41.8675 | -87.6524 | 2002 | 1
PJM | University of Illinois Cogen Facility | 54044 | CT3 |  |  | Natural Gas Fired Combustion Turbine | 7.8 | IL | Cook | 41.8675 | -87.6524 | 2002 | 1
PJM | University of Illinois Cogen Facility | 54044 | GEN1 |  |  | Natural Gas Internal Combustion Engine | 6.3 | IL | Cook | 41.8675 | -87.6524 | 1993 | 4
PJM | University of Illinois Cogen Facility | 54044 | GEN2 |  |  | Natural Gas Internal Combustion Engine | 6.3 | IL | Cook | 41.8675 | -87.6524 | 1993 | 5
PJM | University of Illinois Cogen Facility | 54044 | GEN3 |  |  | Natural Gas Internal Combustion Engine | 3.7 | IL | Cook | 41.8675 | -87.6524 | 2000 | 7
PJM | University of Illinois Cogen Facility | 54044 | GEN4 |  |  | Natural Gas Internal Combustion Engine | 3.7 | IL | Cook | 41.8675 | -87.6524 | 2000 | 7
PJM | University of Illinois Cogen Facility | 54044 | RE1 |  |  | Natural Gas Internal Combustion Engine | 5.5 | IL | Cook | 41.8675 | -87.6524 | 2002 | 1
PJM | University of Illinois Cogen Facility | 54044 | RE2 |  |  | Natural Gas Internal Combustion Engine | 5.5 | IL | Cook | 41.8675 | -87.6524 | 2002 | 1
PJM | University of Illinois Cogen Facility | 54044 | RE3 |  |  | Natural Gas Internal Combustion Engine | 5.5 | IL | Cook | 41.8675 | -87.6524 | 2002 | 1
PJM | University of Notre Dame | 50366 | GEN1 |  |  | Natural Gas Steam Turbine | 3 | IN | St Joseph | 41.7094 | -86.2367 | 1962 | 6
PJM | University of Notre Dame | 50366 | GEN2 |  |  | Natural Gas Steam Turbine | 1.7 | IN | St Joseph | 41.7094 | -86.2367 | 1952 | 7
PJM | University of Notre Dame | 50366 | GEN3 |  |  | Petroleum Liquids | 1 | IN | St Joseph | 41.7094 | -86.2367 | 1952 | 7
PJM | University of Notre Dame | 50366 | GEN4 |  |  | Petroleum Liquids | 1 | IN | St Joseph | 41.7094 | -86.2367 | 1952 | 7
PJM | University of Notre Dame | 50366 | GEN5 |  |  | Natural Gas Steam Turbine | 2 | IN | St Joseph | 41.7094 | -86.2367 | 1956 | 9
PJM | University of Notre Dame | 50366 | GEN6 |  |  | Natural Gas Steam Turbine | 5 | IN | St Joseph | 41.7094 | -86.2367 | 1967 | 2
PJM | University of Notre Dame | 50366 | GEN7 |  |  | Natural Gas Steam Turbine | 9.4 | IN | St Joseph | 41.7094 | -86.2367 | 2000 | 3
PJM | University of Notre Dame | 50366 | GEN8 |  |  | Petroleum Liquids | 1.9 | IN | St Joseph | 41.7094 | -86.2367 | 2006 | 10
PJM | University of Notre Dame | 50366 | GEN9 |  |  | Petroleum Liquids | 1.9 | IN | St Joseph | 41.7094 | -86.2367 | 2006 | 10
PJM | University of Notre Dame | 50366 | GN10 |  |  | Petroleum Liquids | 1.9 | IN | St Joseph | 41.7094 | -86.2367 | 2006 | 10
PJM | University of Notre Dame | 50366 | GT1 |  |  | Natural Gas Fired Combustion Turbine | 5.4 | IN | St Joseph | 41.7094 | -86.2367 | 2019 | 6
PJM | University of Notre Dame | 50366 | GT2 |  |  | Natural Gas Fired Combustion Turbine | 5.4 | IN | St Joseph | 41.7094 | -86.2367 | 2019 | 6
PJM | Upper Marlboro 1 CSG | 63075 | 20 |  |  | Solar Photovoltaic | 2 | MD | Prince Georges | 38.7892 | -76.8009 | 2019 | 12
PJM | VMEA 1 Credit Gen | 7440 | V10 |  |  | Petroleum Liquids | 1.6 | VA | Prince William | 38.7405 | -77.5081 | 1990 | 5
PJM | VMEA 1 Credit Gen | 7440 | V3 |  |  | Petroleum Liquids | 1.6 | VA | Prince William | 38.7405 | -77.5081 | 1990 | 5
PJM | VMEA 1 Credit Gen | 7440 | V4 |  |  | Petroleum Liquids | 1.6 | VA | Prince William | 38.7405 | -77.5081 | 1990 | 5
PJM | VMEA 1 Credit Gen | 7440 | V5 |  |  | Petroleum Liquids | 1.6 | VA | Prince William | 38.7405 | -77.5081 | 1990 | 5
PJM | VMEA 1 Credit Gen | 7440 | V6 |  |  | Petroleum Liquids | 1.6 | VA | Prince William | 38.7405 | -77.5081 | 1990 | 5
PJM | VMEA 1 Credit Gen | 7440 | V7 |  |  | Petroleum Liquids | 1.6 | VA | Prince William | 38.7405 | -77.5081 | 1990 | 5
PJM | VMEA 1 Credit Gen | 7440 | V8 |  |  | Petroleum Liquids | 1.6 | VA | Prince William | 38.7405 | -77.5081 | 1990 | 5
PJM | VMEA 1 Credit Gen | 7440 | V9-1 |  |  | Petroleum Liquids | 2 | VA | Prince William | 38.7405 | -77.5081 | 2009 | 4
PJM | VMEA Peaking Gen | 7441 | V1 |  |  | Petroleum Liquids | 1.6 | VA | Prince William | 38.7405 | -77.5081 | 1992 | 11
PJM | VMEA Peaking Gen | 7441 | V11 |  |  | Petroleum Liquids | 1.6 | VA | Prince William | 38.7405 | -77.5081 | 1993 | 7
PJM | VMEA Peaking Gen | 7441 | V12 |  |  | Petroleum Liquids | 1.6 | VA | Prince William | 38.7405 | -77.5081 | 1993 | 7
PJM | VMEA Peaking Gen | 7441 | V2 |  |  | Petroleum Liquids | 1.6 | VA | Prince William | 38.7405 | -77.5081 | 1992 | 11
PJM | Valfilm Wind Project | 61356 | W1 |  |  | Onshore Wind Turbine | 1.5 | OH | Hancock | 41.0843 | -83.6441 | 2018 | 9
PJM | Valfilm Wind Project | 61356 | W2 |  |  | Onshore Wind Turbine | 1.5 | OH | Hancock | 41.0843 | -83.6441 | 2018 | 9
PJM | Van Sant Station | 7318 | 1 |  |  | Natural Gas Fired Combustion Turbine | 45.1 | DE | Kent | 39.145 | -75.5482 | 1991 | 5
PJM | Vermilion Solar I LLC | 67716 | VERM1 |  |  | Solar Photovoltaic | 1.9 | IL | Livingston | 40.8581 | -88.602 | 2025 | 9
PJM | Vermilion Solar II LLC | 67715 | VERM2 |  |  | Solar Photovoltaic | 2 | IL | Livingston | 40.8563 | -88.6015 | 2025 | 9
PJM | Versailles Peaking | 7775 | 1 |  |  | Petroleum Liquids | 1.8 | OH | Darke | 40.2247 | -84.4769 | 1999 | 6
PJM | Versailles Peaking | 7775 | 2 |  |  | Petroleum Liquids | 1.8 | OH | Darke | 40.2247 | -84.4769 | 1999 | 6
PJM | Versailles Peaking | 7775 | 3 |  |  | Petroleum Liquids | 1.8 | OH | Darke | 40.2247 | -84.4769 | 1999 | 6
PJM | Vicinity Energy Trenton, L.P. | 50094 | 7214 |  |  | Natural Gas Internal Combustion Engine | 6 | NJ | Mercer | 40.2167 | -74.7667 | 1983 | 12
PJM | Vienna Operations | 1564 | 10 |  |  | Petroleum Liquids | 18.6 | MD | Dorchester | 38.4878 | -75.8208 | 1968 | 1
PJM | Vienna Operations | 1564 | 8 |  |  | Petroleum Liquids | 162 | MD | Dorchester | 38.4878 | -75.8208 | 1972 | 1
PJM | Vineland Headquarters | 57742 | VHQ |  |  | Solar Photovoltaic | 1.1 | NJ | Cumberland | 39.4903 | -75.0374 | 2011 | 6
PJM | Vineland Mays Landing Solar | 57660 | VNLND |  |  | Solar Photovoltaic | 4 | NJ | Cumberland | 39.4175 | -74.9739 | 2011 | 10
PJM | Virginia Beach | 56693 | 1 |  |  | Landfill Gas | 0.3 | VA | Virginia Beach City | 36.7858 | -76.2019 | 2001 | 11
PJM | Virginia Beach | 56693 | 10 |  |  | Landfill Gas | 0.3 | VA | Virginia Beach City | 36.7858 | -76.2019 | 2001 | 11
PJM | Virginia Beach | 56693 | 11 |  |  | Landfill Gas | 0.3 | VA | Virginia Beach City | 36.7858 | -76.2019 | 2001 | 11
PJM | Virginia Beach | 56693 | 12 |  |  | Landfill Gas | 0.3 | VA | Virginia Beach City | 36.7858 | -76.2019 | 2001 | 11
PJM | Virginia Beach | 56693 | 13 |  |  | Landfill Gas | 0.3 | VA | Virginia Beach City | 36.7858 | -76.2019 | 2001 | 11
PJM | Virginia Beach | 56693 | 14 |  |  | Landfill Gas | 0.3 | VA | Virginia Beach City | 36.7858 | -76.2019 | 2001 | 11
PJM | Virginia Beach | 56693 | 15 |  |  | Landfill Gas | 0.3 | VA | Virginia Beach City | 36.7858 | -76.2019 | 2001 | 11
PJM | Virginia Beach | 56693 | 16 |  |  | Landfill Gas | 0.3 | VA | Virginia Beach City | 36.7858 | -76.2019 | 2001 | 11
PJM | Virginia Beach | 56693 | 17 |  |  | Landfill Gas | 0.3 | VA | Virginia Beach City | 36.7858 | -76.2019 | 2001 | 11
PJM | Virginia Beach | 56693 | 18 |  |  | Landfill Gas | 0.3 | VA | Virginia Beach City | 36.7858 | -76.2019 | 2001 | 11
PJM | Virginia Beach | 56693 | 19 |  |  | Landfill Gas | 0.3 | VA | Virginia Beach City | 36.7858 | -76.2019 | 2001 | 11
PJM | Virginia Beach | 56693 | 2 |  |  | Landfill Gas | 0.3 | VA | Virginia Beach City | 36.7858 | -76.2019 | 2001 | 11
PJM | Virginia Beach | 56693 | 20 |  |  | Landfill Gas | 0.3 | VA | Virginia Beach City | 36.7858 | -76.2019 | 2001 | 11
PJM | Virginia Beach | 56693 | 21 |  |  | Landfill Gas | 0.3 | VA | Virginia Beach City | 36.7858 | -76.2019 | 2001 | 11
PJM | Virginia Beach | 56693 | 22 |  |  | Landfill Gas | 0.3 | VA | Virginia Beach City | 36.7858 | -76.2019 | 2001 | 11
PJM | Virginia Beach | 56693 | 23 |  |  | Landfill Gas | 0.3 | VA | Virginia Beach City | 36.7858 | -76.2019 | 2001 | 11
PJM | Virginia Beach | 56693 | 24 |  |  | Landfill Gas | 0.3 | VA | Virginia Beach City | 36.7858 | -76.2019 | 2001 | 11
PJM | Virginia Beach | 56693 | 25 |  |  | Landfill Gas | 0.3 | VA | Virginia Beach City | 36.7858 | -76.2019 | 2001 | 11
PJM | Virginia Beach | 56693 | 26 |  |  | Landfill Gas | 0.3 | VA | Virginia Beach City | 36.7858 | -76.2019 | 2001 | 11
PJM | Virginia Beach | 56693 | 27 |  |  | Landfill Gas | 0.3 | VA | Virginia Beach City | 36.7858 | -76.2019 | 2001 | 11
PJM | Virginia Beach | 56693 | 28 |  |  | Landfill Gas | 0.3 | VA | Virginia Beach City | 36.7858 | -76.2019 | 2001 | 11
PJM | Virginia Beach | 56693 | 29 |  |  | Landfill Gas | 0.3 | VA | Virginia Beach City | 36.7858 | -76.2019 | 2001 | 11
PJM | Virginia Beach | 56693 | 3 |  |  | Landfill Gas | 0.3 | VA | Virginia Beach City | 36.7858 | -76.2019 | 2001 | 11
PJM | Virginia Beach | 56693 | 30 |  |  | Landfill Gas | 0.3 | VA | Virginia Beach City | 36.7858 | -76.2019 | 2001 | 11
PJM | Virginia Beach | 56693 | 31 |  |  | Landfill Gas | 0.3 | VA | Virginia Beach City | 36.7858 | -76.2019 | 2001 | 11
PJM | Virginia Beach | 56693 | 32 |  |  | Landfill Gas | 0.3 | VA | Virginia Beach City | 36.7858 | -76.2019 | 2001 | 11
PJM | Virginia Beach | 56693 | 33 |  |  | Landfill Gas | 0.3 | VA | Virginia Beach City | 36.7858 | -76.2019 | 2001 | 11
PJM | Virginia Beach | 56693 | 34 |  |  | Landfill Gas | 0.3 | VA | Virginia Beach City | 36.7858 | -76.2019 | 2001 | 11
PJM | Virginia Beach | 56693 | 35 |  |  | Landfill Gas | 0.3 | VA | Virginia Beach City | 36.7858 | -76.2019 | 2001 | 11
PJM | Virginia Beach | 56693 | 36 |  |  | Landfill Gas | 0.3 | VA | Virginia Beach City | 36.7858 | -76.2019 | 2001 | 11
PJM | Virginia Beach | 56693 | 4 |  |  | Landfill Gas | 0.3 | VA | Virginia Beach City | 36.7858 | -76.2019 | 2001 | 11
PJM | Virginia Beach | 56693 | 5 |  |  | Landfill Gas | 0.3 | VA | Virginia Beach City | 36.7858 | -76.2019 | 2001 | 11
PJM | Virginia Beach | 56693 | 6 |  |  | Landfill Gas | 0.3 | VA | Virginia Beach City | 36.7858 | -76.2019 | 2001 | 11
PJM | Virginia Beach | 56693 | 7 |  |  | Landfill Gas | 0.3 | VA | Virginia Beach City | 36.7858 | -76.2019 | 2001 | 11
PJM | Virginia Beach | 56693 | 8 |  |  | Landfill Gas | 0.3 | VA | Virginia Beach City | 36.7858 | -76.2019 | 2001 | 11
PJM | Virginia Beach | 56693 | 9 |  |  | Landfill Gas | 0.3 | VA | Virginia Beach City | 36.7858 | -76.2019 | 2001 | 11
PJM | Virginia City Hybrid Energy Center | 56808 | 1 |  |  | Conventional Steam Coal | 668 | VA | Wise | 36.9164 | -82.3381 | 2012 | 7
PJM | Virginia Tech Power Plant | 56785 | WG01 |  |  | Natural Gas Steam Turbine | 6.3 | VA | Montgomery | 37.2319 | -80.4211 | 1976 | 3
PJM | Vitro Architectural Glass (PA) | 58051 | L121 |  |  | Petroleum Liquids | 2 | PA | Cumberland | 40.1264 | -77.1644 | 2021 | 11
PJM | Vitro Architectural Glass (PA) | 58051 | L2AE |  |  | Petroleum Liquids | 1.5 | PA | Cumberland | 40.1264 | -77.1644 | 1996 | 5
PJM | Vitro Architectural Glass (PA) | 58051 | L2BW |  |  | Petroleum Liquids | 1.5 | PA | Cumberland | 40.1264 | -77.1644 | 1996 | 5
PJM | Vulcan | 63992 | VUL |  |  | Solar Photovoltaic | 2 | IL | Kankakee | 41.1034 | -87.975 | 2021 | 5
PJM | WC Landfill Energy LLC | 57848 | SOLAR |  |  | Solar Photovoltaic | 1 | NJ | Warren | 40.831 | -75.0158 | 2013 | 9
PJM | WEA Texas Bayonne | 57383 | BAYO |  |  | Solar Photovoltaic | 1.5 | NJ | Hudson | 40.6772 | -74.0919 | 2010 | 12
PJM | WHA Southbridge Solar Park CSG | 61934 | 2 |  |  | Solar Photovoltaic | 1.4 | DE | New Castle | 39.7236 | -75.546 | 2018 | 6
PJM | WMATA - Anacostia CSG | 65958 | GEN1 |  |  | Solar Photovoltaic | 1.1 | DC | District of Columbia | 38.865 | -76.994 | 2023 | 9
PJM | WMATA - Cheverly Metro (CSG) | 65959 | GEN1 |  |  | Solar Photovoltaic | 1.9 | MD | Prince Georges | 38.9156 | -76.9174 | 2024 | 12
PJM | WMATA - Naylor Rd. Metro | 65960 | GEN1 |  |  | Solar Photovoltaic | 1.7 | MD | Prince Georges | 38.8503 | -76.9573 | 2023 | 11
PJM | WMATA - S. Ave. Carport (East) (CSG) | 65961 | GEN1 |  |  | Solar Photovoltaic | 1.7 | MD | Prince Georges | 38.8407 | -76.9752 | 2023 | 7
PJM | WW-DC Solar 1, LLC | 65176 | 654 |  |  | Solar Photovoltaic | 1.2 | DC | District of Columbia | 38.8257 | -77.002 | 2022 | 5
PJM | Wabtec U.S Rail, Grove City Engine Plant | 10058 | REGN |  |  | Petroleum Liquids | 4.4 | PA | Mercer | 41.1694 | -80.1055 | 1984 | 6
PJM | Wadsworth HBS RTO BTM | 66464 | PB1 |  |  | Petroleum Liquids | 2.7 | OH | Medina | 41.0354 | -81.749 | 2020 | 2
PJM | Wadsworth HBS RTO BTM | 66464 | PB2 |  |  | Petroleum Liquids | 2.7 | OH | Medina | 41.0354 | -81.749 | 2020 | 2
PJM | Wadsworth HBS RTO BTM | 66464 | PB3 |  |  | Petroleum Liquids | 2.7 | OH | Medina | 41.0354 | -81.749 | 2020 | 2
PJM | Wadsworth HBS RTO BTM | 66464 | PB4 |  |  | Petroleum Liquids | 2.7 | OH | Medina | 41.0354 | -81.749 | 2020 | 2
PJM | Wadsworth IPS RTO BTM | 66453 | PB1 |  |  | Petroleum Liquids | 2.7 | OH | Medina | 41.0863 | -81.7274 | 2023 | 8
PJM | Wadsworth IPS RTO BTM | 66453 | PB2 |  |  | Petroleum Liquids | 2.7 | OH | Medina | 41.0863 | -81.7274 | 2023 | 8
PJM | Wadsworth IPS RTO BTM | 66453 | PB3 |  |  | Petroleum Liquids | 2.7 | OH | Medina | 41.0863 | -81.7274 | 2023 | 8
PJM | Wadsworth IPS RTO BTM | 66453 | PB4 |  |  | Petroleum Liquids | 2.7 | OH | Medina | 41.0863 | -81.7274 | 2023 | 8
PJM | Wakefern Food Corp | 58123 | 1 |  |  | Solar Photovoltaic | 2 | NJ | Middlesex | 40.51 | -74.3283 | 2012 | 12
PJM | Walldog | 67646 | WALLD |  |  | Solar Photovoltaic | 5 | IL | Livingston | 40.9135 | -88.6429 | 2024 | 11
PJM | Wallenpaupack | 3153 | WP1 |  |  | Conventional Hydroelectric | 20 | PA | Wayne | 41.4679 | -75.1309 | 1926 | 6
PJM | Wallenpaupack | 3153 | WP2 |  |  | Conventional Hydroelectric | 20 | PA | Wayne | 41.4679 | -75.1309 | 1926 | 6
PJM | Walnut Ridge Wind Farm | 58694 | 1 |  |  | Onshore Wind Turbine | 212 | IL | Bureau | 41.4967 | -89.5803 | 2018 | 12
PJM | Walt Bailey Bioenergy Facility | 59012 | TURB1 |  |  | Other Waste Biomass | 4.7 | DC | District of Columbia | 38.8206 | -77.0183 | 2015 | 6
PJM | Walt Bailey Bioenergy Facility | 59012 | TURB2 |  |  | Other Waste Biomass | 4.7 | DC | District of Columbia | 38.8206 | -77.0183 | 2015 | 6
PJM | Walt Bailey Bioenergy Facility | 59012 | TURB3 |  |  | Other Waste Biomass | 4.7 | DC | District of Columbia | 38.8206 | -77.0183 | 2015 | 7
PJM | Walter C Beckjord | 2830 | BECK1 |  |  | Batteries | 2 | OH | Clermont | 38.9917 | -84.2981 | 2015 | 1
PJM | Walter C Beckjord | 2830 | BECK2 |  |  | Batteries | 2 | OH | Clermont | 38.9917 | -84.2981 | 2015 | 11
PJM | Walton 1 Solar Facility | 61311 | PV1 |  |  | Solar Photovoltaic | 2 | KY | Kenton | 38.8502 | -84.5923 | 2017 | 12
PJM | Walton 2 Solar Facility | 61312 | PV1 |  |  | Solar Photovoltaic | 2 | KY | Kenton | 38.8502 | -84.5923 | 2017 | 12
PJM | Wapakoneta-Pratt | 65258 | WKP01 |  |  | Solar Photovoltaic | 13.5 | OH | Auglaize | 40.544 | -84.187 | 2021 | 11
PJM | Warren | 3132 | 3 |  |  | Natural Gas Fired Combustion Turbine | 53.1 | PA | Warren | 41.8359 | -79.1887 | 1972 | 9
PJM | Warren County | 55939 | CT01 |  |  | Natural Gas Fired Combined Cycle | 297.5 | VA | Warren | 38.9717 | -78.1772 | 2014 | 12
PJM | Warren County | 55939 | CT02 |  |  | Natural Gas Fired Combined Cycle | 297.5 | VA | Warren | 38.9717 | -78.1772 | 2014 | 12
PJM | Warren County | 55939 | CT03 |  |  | Natural Gas Fired Combined Cycle | 297.5 | VA | Warren | 38.9717 | -78.1772 | 2014 | 12
PJM | Warren County | 55939 | ST01 |  |  | Natural Gas Fired Combined Cycle | 579.7 | VA | Warren | 38.9717 | -78.1772 | 2014 | 12
PJM | Warren County Solar | 56888 | GEN 1 |  |  | Solar Photovoltaic | 0.5 | NJ | Warren | 40.789 | -75.107 | 2012 | 6
PJM | Warren County Solar | 56888 | GEN 2 |  |  | Solar Photovoltaic | 0.5 | NJ | Warren | 40.789 | -75.107 | 2012 | 6
PJM | Warren County Solar | 56888 | GEN 3 |  |  | Solar Photovoltaic | 0.5 | NJ | Warren | 40.789 | -75.107 | 2012 | 6
PJM | Warren County Solar | 56888 | GEN 4 |  |  | Solar Photovoltaic | 0.5 | NJ | Warren | 40.789 | -75.107 | 2012 | 6
PJM | Warren F Sam Beasley Generation Station | 7962 | 001 |  |  | Natural Gas Fired Combustion Turbine | 45 | DE | Kent | 39.2792 | -75.6239 | 2002 | 4
PJM | Warren F Sam Beasley Generation Station | 7962 | 002 |  |  | Natural Gas Fired Combustion Turbine | 51 | DE | Kent | 39.2792 | -75.6239 | 2012 | 11
PJM | Warrior Ridge Hydro | 10152 | L-1 |  |  | Conventional Hydroelectric | 0.7 | PA | Huntingdon | 40.54 | -78.0346 | 1985 | 12
PJM | Warrior Ridge Hydro | 10152 | L-2 |  |  | Conventional Hydroelectric | 0.7 | PA | Huntingdon | 40.54 | -78.0346 | 1985 | 12
PJM | Warrior Ridge Hydro | 10152 | L-4 |  |  | Conventional Hydroelectric | 0.7 | PA | Huntingdon | 40.54 | -78.0346 | 1985 | 12
PJM | Warrior Ridge Hydro | 10152 | L-5 |  |  | Conventional Hydroelectric | 0.7 | PA | Huntingdon | 40.54 | -78.0346 | 1985 | 12
PJM | Washington Energy Facility | 55397 | CT1 |  |  | Natural Gas Fired Combined Cycle | 198.9 | OH | Washington | 39.58 | -81.6564 | 2002 | 6
PJM | Washington Energy Facility | 55397 | CT2 |  |  | Natural Gas Fired Combined Cycle | 198.9 | OH | Washington | 39.58 | -81.6564 | 2002 | 6
PJM | Washington Energy Facility | 55397 | ST1 |  |  | Natural Gas Fired Combined Cycle | 317.1 | OH | Washington | 39.58 | -81.6564 | 2002 | 6
PJM | Waste Management Arden LFGTE | 57014 | GEN1 |  |  | Landfill Gas | 0.8 | PA | Washington | 40.2058 | -80.2611 | 2009 | 2
PJM | Waste Management Arden LFGTE | 57014 | GEN2 |  |  | Landfill Gas | 0.8 | PA | Washington | 40.2058 | -80.2611 | 2009 | 2
PJM | Waste Management Arden LFGTE | 57014 | GEN3 |  |  | Landfill Gas | 0.8 | PA | Washington | 40.2058 | -80.2611 | 2009 | 2
PJM | Waste Management Arden LFGTE | 57014 | GEN4 |  |  | Landfill Gas | 0.8 | PA | Washington | 40.2058 | -80.2611 | 2009 | 2
PJM | Waste Management Arden LFGTE | 57014 | GEN5 |  |  | Landfill Gas | 0.8 | PA | Washington | 40.2058 | -80.2611 | 2009 | 2
PJM | Waste Management Arden LFGTE | 57014 | GEN6 |  |  | Landfill Gas | 0.8 | PA | Washington | 40.2058 | -80.2611 | 2009 | 2
PJM | Waste Management Bethel LFGTE | 56531 | GEN1 |  |  | Landfill Gas | 0.8 | VA | Hampton City | 37.0764 | -76.4444 | 2008 | 2
PJM | Waste Management Bethel LFGTE | 56531 | GEN2 |  |  | Landfill Gas | 0.8 | VA | Hampton City | 37.0764 | -76.4444 | 2008 | 2
PJM | Waste Management Bethel LFGTE | 56531 | GEN3 |  |  | Landfill Gas | 0.8 | VA | Hampton City | 37.0764 | -76.4444 | 2008 | 2
PJM | Waste Management Bethel LFGTE | 56531 | GEN4 |  |  | Landfill Gas | 0.8 | VA | Hampton City | 37.0764 | -76.4444 | 2008 | 2
PJM | Waste Management Bethel LFGTE | 56531 | GEN5 |  |  | Landfill Gas | 0.8 | VA | Hampton City | 37.0764 | -76.4444 | 2008 | 2
PJM | Waste Management Bethel LFGTE | 56531 | GEN6 |  |  | Landfill Gas | 0.8 | VA | Hampton City | 37.0764 | -76.4444 | 2008 | 2
PJM | Waste Management King George LFGTE | 57022 | GEN1 |  |  | Landfill Gas | 3.3 | VA | King George | 38.2747 | -77.3081 | 2010 | 5
PJM | Waste Management King George LFGTE | 57022 | GEN2 |  |  | Landfill Gas | 3.3 | VA | King George | 38.2747 | -77.3081 | 2010 | 5
PJM | Waste Management King George LFGTE | 57022 | GEN3 |  |  | Landfill Gas | 3.3 | VA | King George | 38.2747 | -77.3081 | 2010 | 5
PJM | Waste Management King George LFGTE | 57022 | GEN4 |  |  | Landfill Gas | 3.3 | VA | King George | 38.2747 | -77.3081 | 2011 | 6
PJM | Waste Management Middle Peninsula LFGTE | 57018 | GEN1 |  |  | Landfill Gas | 0.8 | VA | Middlesex | 37.5197 | -76.6245 | 2009 | 9
PJM | Waste Management Middle Peninsula LFGTE | 57018 | GEN2 |  |  | Landfill Gas | 0.8 | VA | Middlesex | 37.5197 | -76.6245 | 2009 | 9
PJM | Waste Management Middle Peninsula LFGTE | 57018 | GEN3 |  |  | Landfill Gas | 0.8 | VA | Middlesex | 37.5197 | -76.6245 | 2009 | 9
PJM | Waste Management Middle Peninsula LFGTE | 57018 | GEN4 |  |  | Landfill Gas | 0.8 | VA | Middlesex | 37.5197 | -76.6245 | 2009 | 9
PJM | Waste Management Middle Peninsula LFGTE | 57018 | GEN5 |  |  | Landfill Gas | 0.8 | VA | Middlesex | 37.5197 | -76.6245 | 2009 | 9
PJM | Waste Management Middle Peninsula LFGTE | 57018 | GEN6 |  |  | Landfill Gas | 0.8 | VA | Middlesex | 37.5197 | -76.6245 | 2009 | 9
PJM | Waste Management Middle Peninsula LFGTE | 57018 | GEN7 |  |  | Landfill Gas | 0.8 | VA | Middlesex | 37.5197 | -76.6245 | 2009 | 9
PJM | Waste Management Middle Peninsula LFGTE | 57018 | GEN8 |  |  | Landfill Gas | 0.8 | VA | Middlesex | 37.5197 | -76.6245 | 2009 | 9
PJM | Water Strider Solar | 63549 | WSS |  |  | Solar Photovoltaic | 80 | VA | Halifax | 37.0164 | -79.0271 | 2021 | 3
PJM | Water Treatment Plant Generators | 56368 | WP1 |  |  | Petroleum Liquids | 1.8 | VA | Prince William | 38.7607 | -77.6209 | 2007 | 4
PJM | Waterford Power, LLC | 55503 | CTG1 |  |  | Natural Gas Fired Combined Cycle | 174.2 | OH | Washington | 39.5333 | -81.7178 | 2003 | 8
PJM | Waterford Power, LLC | 55503 | CTG2 |  |  | Natural Gas Fired Combined Cycle | 174.2 | OH | Washington | 39.5333 | -81.7178 | 2003 | 8
PJM | Waterford Power, LLC | 55503 | CTG3 |  |  | Natural Gas Fired Combined Cycle | 174.2 | OH | Washington | 39.5333 | -81.7178 | 2003 | 8
PJM | Waterford Power, LLC | 55503 | ST1 |  |  | Natural Gas Fired Combined Cycle | 399 | OH | Washington | 39.5333 | -81.7178 | 2003 | 8
PJM | Watervliet PV | 59853 | WVPV1 |  |  | Solar Photovoltaic | 4.6 | MI | Berrien | 42.19 | -86.23 | 2016 | 11
PJM | Watlington Solar | 65221 | WSPV |  |  | Solar Photovoltaic | 20 | VA | Halifax | 36.6815 | -78.886 | 2023 | 3
PJM | Watson Seed Farm PV1 | 59153 | WAT1 |  |  | Solar Photovoltaic | 20 | NC | Nash | 36.1297 | -77.7214 | 2015 | 12
PJM | Waukegan | 883 | 311 |  |  | Petroleum Liquids | 28 | IL | Lake | 42.3833 | -87.8133 | 1968 | 6
PJM | Waukegan | 883 | 312 |  |  | Petroleum Liquids | 28 | IL | Lake | 42.3833 | -87.8133 | 1968 | 6
PJM | Waukegan | 883 | 321 |  |  | Petroleum Liquids | 28 | IL | Lake | 42.3833 | -87.8133 | 1968 | 6
PJM | Waukegan | 883 | 322 |  |  | Petroleum Liquids | 28 | IL | Lake | 42.3833 | -87.8133 | 1968 | 6
PJM | Waverly Solar, LLC | 65225 | ENX17 |  |  | Solar Photovoltaic | 118 | VA | Sussex | 37.0208 | -77.1226 | 2023 | 12
PJM | Waymart Wind | 56001 | GE15 |  |  | Onshore Wind Turbine | 64.5 | PA | Wayne | 41.5533 | -75.4542 | 2003 | 10
PJM | Waynesboro Bridge Solar, LLC Community S | 67530 | WAYNE |  |  | Solar Photovoltaic | 5 | VA | Augusta | 38.1022 | -78.9234 | 2024 | 4
PJM | Weatherly(PA) RTO BTM | 66443 | PB1 |  |  | Petroleum Liquids | 2.7 | PA | Carbon | 40.9475 | -75.8272 | 2023 | 6
PJM | Weatherly(PA) RTO BTM | 66443 | PB2 |  |  | Petroleum Liquids | 2.7 | PA | Carbon | 40.9475 | -75.8272 | 2023 | 6
PJM | Wellington | 7878 | 1 |  |  | Petroleum Liquids | 1 | OH | Lorain | 41.1631 | -82.2272 | 1998 | 2
PJM | West 41st Street | 2909 | 1 |  |  | Natural Gas Fired Combustion Turbine | 16 | OH | Cuyahoga | 41.474 | -81.7145 | 1970 | 3
PJM | West 41st Street | 2909 | 2 |  |  | Natural Gas Fired Combustion Turbine | 16 | OH | Cuyahoga | 41.474 | -81.7145 | 1970 | 3
PJM | West Campus Steam Plant | 58194 | CT2 |  |  | Natural Gas Fired Combustion Turbine | 6.1 | PA | Centre | 40.7928 | -77.8647 | 2021 | 12
PJM | West Campus Steam Plant | 58194 | WC 4 |  |  | Natural Gas Steam Turbine | 2.9 | PA | Centre | 40.7928 | -77.8647 | 2017 | 2
PJM | West Campus Steam Plant | 58194 | WC 5 |  |  | Natural Gas Steam Turbine | 2.2 | PA | Centre | 40.7928 | -77.8647 | 2017 | 2
PJM | West Campus Steam Plant | 58194 | WC6 |  |  | Natural Gas Steam Turbine | 2.8 | PA | Centre | 40.7928 | -77.8647 | 2021 | 12
PJM | West Deptford Energy Station | 56963 | E101 |  |  | Natural Gas Fired Combined Cycle | 225.3 | NJ | Gloucester | 39.8414 | -75.2214 | 2014 | 10
PJM | West Deptford Energy Station | 56963 | E102 |  |  | Natural Gas Fired Combined Cycle | 225.3 | NJ | Gloucester | 39.8414 | -75.2214 | 2014 | 10
PJM | West Deptford Energy Station | 56963 | STG1 |  |  | Natural Gas Fired Combined Cycle | 304 | NJ | Gloucester | 39.8414 | -75.2214 | 2014 | 10
PJM | West Lorain | 2869 | 1A |  |  | Petroleum Liquids | 65.3 | OH | Lorain | 41.4294 | -82.2644 | 1973 | 6
PJM | West Lorain | 2869 | 1B |  |  | Petroleum Liquids | 65.3 | OH | Lorain | 41.4294 | -82.2644 | 1973 | 6
PJM | West Lorain | 2869 | 2 |  |  | Natural Gas Fired Combustion Turbine | 85 | OH | Lorain | 41.4294 | -82.2644 | 2001 | 7
PJM | West Lorain | 2869 | 3 |  |  | Natural Gas Fired Combustion Turbine | 85 | OH | Lorain | 41.4294 | -82.2644 | 2001 | 7
PJM | West Lorain | 2869 | 4 |  |  | Natural Gas Fired Combustion Turbine | 85 | OH | Lorain | 41.4294 | -82.2644 | 2001 | 7
PJM | West Lorain | 2869 | 5 |  |  | Natural Gas Fired Combustion Turbine | 85 | OH | Lorain | 41.4294 | -82.2644 | 2001 | 7
PJM | West Lorain | 2869 | 6 |  |  | Natural Gas Fired Combustion Turbine | 85 | OH | Lorain | 41.4294 | -82.2644 | 2001 | 7
PJM | West Pemberton | 59186 | PV1 |  |  | Solar Photovoltaic | 7 | NJ | Burlington | 40.0067 | -74.7303 | 2014 | 7
PJM | West Point (PA) | 52149 | COG3 |  |  | Natural Gas Fired Combustion Turbine | 38.4 | PA | Montgomery | 40.218 | -75.2988 | 2001 | 4
PJM | West Point (PA) | 52149 | GEN14 |  |  | Natural Gas Internal Combustion Engine | 1.5 | PA | Montgomery | 40.218 | -75.2988 | 2016 | 8
PJM | West Point (PA) | 52149 | GEN15 |  |  | Natural Gas Internal Combustion Engine | 1.3 | PA | Montgomery | 40.218 | -75.2988 | 2017 | 5
PJM | West Point (PA) | 52149 | GEN16 |  |  | Natural Gas Internal Combustion Engine | 1.3 | PA | Montgomery | 40.218 | -75.2988 | 2020 | 5
PJM | West Point (PA) | 52149 | GEN17 |  |  | Natural Gas Internal Combustion Engine | 2 | PA | Montgomery | 40.218 | -75.2988 | 2022 | 4
PJM | West Point (PA) | 52149 | GEN18 |  |  | Natural Gas Internal Combustion Engine | 2.5 | PA | Montgomery | 40.218 | -75.2988 | 2024 | 8
PJM | West Point (PA) | 52149 | GEN19 |  |  | Natural Gas Internal Combustion Engine | 1 | PA | Montgomery | 40.218 | -75.2988 | 2024 | 4
PJM | West Point (PA) | 52149 | GEN2 |  |  | Natural Gas Fired Combustion Turbine | 32.3 | PA | Montgomery | 40.218 | -75.2988 | 1989 | 1
PJM | West Point (PA) | 52149 | GEN20 |  |  | Natural Gas Internal Combustion Engine | 2 | PA | Montgomery | 40.218 | -75.2988 | 2024 | 7
PJM | West Point (PA) | 52149 | GEN3 |  |  | Petroleum Liquids | 2.5 | PA | Montgomery | 40.218 | -75.2988 | 1972 | 1
PJM | West Point (PA) | 52149 | GEN5 |  |  | Petroleum Liquids | 1.2 | PA | Montgomery | 40.218 | -75.2988 | 1994 | 6
PJM | West Point (PA) | 52149 | GEN8 |  |  | Natural Gas Internal Combustion Engine | 1 | PA | Montgomery | 40.218 | -75.2988 | 1999 | 8
PJM | West Point (PA) | 52149 | GEN9 |  |  | Natural Gas Internal Combustion Engine | 1.3 | PA | Montgomery | 40.218 | -75.2988 | 2004 | 2
PJM | West Point (PA) | 52149 | GN10 |  |  | Natural Gas Internal Combustion Engine | 1.3 | PA | Montgomery | 40.218 | -75.2988 | 2004 | 2
PJM | West Point (PA) | 52149 | GN11 |  |  | Petroleum Liquids | 1 | PA | Montgomery | 40.218 | -75.2988 | 2010 | 11
PJM | West Station (DE) | 597 | WEST |  |  | Petroleum Liquids | 16.2 | DE | New Castle | 39.7283 | -75.6289 | 1964 | 6
PJM | WestRock (IL) |  |  | 54513 | #E-1 | Natural Gas Internal Combustion Engine | [7 empty] | 0.7 | IL | Kane
PJM | WestRock (IL) |  |  | 54513 | #E3 | Natural Gas Internal Combustion Engine | [7 empty] | 0.8 | IL | Kane
PJM | WestRock (IL) | 54513 | E2-A |  |  | Natural Gas Internal Combustion Engine | 0.7 | IL | Kane | 41.7697 | -88.28 | 1992 | 6
PJM | WestRock (IL) | 54513 | E2-B |  |  | Natural Gas Internal Combustion Engine | 0.7 | IL | Kane | 41.7697 | -88.28 | 1992 | 6
PJM | WestRock-West Point Mill | 10017 | GEN8 |  |  | Wood/Wood Waste Biomass | 5 | VA | King William | 37.5392 | -76.8053 | 1954 | 1
PJM | WestRock-West Point Mill | 10017 | GEN9 |  |  | Wood/Wood Waste Biomass | 10 | VA | King William | 37.5392 | -76.8053 | 1960 | 10
PJM | WestRock-West Point Mill | 10017 | GN10 |  |  | Wood/Wood Waste Biomass | 25 | VA | King William | 37.5392 | -76.8053 | 1968 | 12
PJM | WestRock-West Point Mill | 10017 | GN11 |  |  | Wood/Wood Waste Biomass | 15 | VA | King William | 37.5392 | -76.8053 | 1977 | 8
PJM | WestRock-West Point Mill | 10017 | GN12 |  |  | Wood/Wood Waste Biomass | 46 | VA | King William | 37.5392 | -76.8053 | 1985 | 10
PJM | Western Branch High School | 59904 | 1 |  |  | Solar Photovoltaic | 1 | VA | Chesapeake City | 36.8481 | -76.4071 | 2016 | 4
PJM | Westmoreland County Solar Project | 63696 | WEST |  |  | Solar Photovoltaic | 19.9 | VA | Westmoreland | 38.0075 | -76.744 | 2021 | 10
PJM | Westside Avenue | 60500 | 1 |  |  | Solar Photovoltaic | 1 | NJ | Hudson | 40.8141 | -74.0213 | 2011 | 3
PJM | Westwood Generation LLC | 50611 | GEN1 |  |  | Conventional Steam Coal | 36 | PA | Schuylkill | 40.6191 | -76.45 | 1987 | 6
PJM | Wheelabrator Baltimore Refuse | 10629 | GEN1 |  |  | Municipal Solid Waste | 60.2 | MD | Baltimore City | 39.266 | -76.6297 | 1984 | 11
PJM | Wheelabrator Baltimore Refuse | 10629 | GEN2 |  |  | Municipal Solid Waste | 4.3 | MD | Baltimore City | 39.266 | -76.6297 | 2001 | 1
PJM | Wheelabrator Falls | 54746 | WFI1 |  |  | Municipal Solid Waste | 53.3 | PA | Bucks | 40.1626 | -74.7682 | 1994 | 5
PJM | Wheelabrator Gloucester LP | 50885 | GEN1 |  |  | Municipal Solid Waste | 14 | NJ | Gloucester | 39.8733 | -75.1381 | 1990 | 1
PJM | Wheelabrator Portsmouth | 54998 | 1410 |  |  | Municipal Solid Waste | 20 | VA | Portsmouth City | 36.8083 | -76.3036 | 1987 | 10
PJM | Wheelabrator Portsmouth | 54998 | 1420 |  |  | Municipal Solid Waste | 20 | VA | Portsmouth City | 36.8083 | -76.3036 | 1987 | 3
PJM | Wheelabrator Portsmouth | 54998 | 1430 |  |  | Municipal Solid Waste | 20 | VA | Portsmouth City | 36.8083 | -76.3036 | 1987 | 2
PJM | Whirlpool Corp-Greenville Wind Farm | 61660 | WTG1 |  |  | Onshore Wind Turbine | 1.5 | OH | Darke | 40.1313 | -84.6099 | 2018 | 9
PJM | Whirlpool Corp-Greenville Wind Farm | 61660 | WTG2 |  |  | Onshore Wind Turbine | 1.5 | OH | Darke | 40.1313 | -84.6099 | 2018 | 9
PJM | Whirlpool Corp-Greenville Wind Farm | 61660 | WTG3 |  |  | Onshore Wind Turbine | 1.5 | OH | Darke | 40.1313 | -84.6099 | 2018 | 9
PJM | Whirlpool Corporation - Marion Wind Farm | 61005 | W1 |  |  | Onshore Wind Turbine | 1.5 | OH | Marion | 40.5912 | -83.1785 | 2017 | 10
PJM | Whirlpool Corporation - Marion Wind Farm | 61005 | W2 |  |  | Onshore Wind Turbine | 1.5 | OH | Marion | 40.5912 | -83.1785 | 2017 | 10
PJM | Whirlpool Corporation - Marion Wind Farm | 61005 | W3 |  |  | Onshore Wind Turbine | 1.5 | OH | Marion | 40.5912 | -83.1785 | 2017 | 10
PJM | Whirlpool Corporation - Ottawa Wind Farm | 61004 | W1 |  |  | Onshore Wind Turbine | 1.5 | OH | Putnam | 41.0028 | -84.0337 | 2018 | 1
PJM | Whiskey Acres | 67720 | PV1 |  |  | Solar Photovoltaic | 2 | IL | DeKalb | 41.877 | -88.733 | 2024 | 5
PJM | Whitakers | 59526 | WHIT1 |  |  | Solar Photovoltaic | 12 | NC | Nash | 36.1272 | -77.7344 | 2015 | 12
PJM | Whitakers Farm (Fisher Rd) | 60438 | 1 |  |  | Solar Photovoltaic | 3.4 | NC | Nash | 36.1155 | -77.7251 | 2016 | 7
PJM | White CSG | 63085 | 15124 |  |  | Solar Photovoltaic | 2 | MD | Baltimore | 39.2058 | -76.4805 | 2020 | 1
PJM | White Farm Solar, LLC | 60363 | WFSPV |  |  | Solar Photovoltaic | 5.2 | NC | Northampton | 36.3476 | -77.2224 | 2016 | 8
PJM | White Marsh Mall | 63289 | WMM |  |  | Solar Photovoltaic | 1.1 | MD | Baltimore | 39.3761 | -76.4681 | 2015 | 12
PJM | White Marsh Solar | 64644 | WM |  |  | Solar Photovoltaic | 1.5 | MD | Baltimore | 39.4167 | -76.403 | 2020 | 12
PJM | White Stone Ocran Solar LLC Community So | 67138 | WHITE |  |  | Solar Photovoltaic | 5 | VA | Lancaster | 37.6529 | -76.3888 | 2024 | 2
PJM | Whitehorn Solar | 62959 | WHIT1 |  |  | Solar Photovoltaic | 50 | VA | Pittsylvania | 36.9314 | -79.3587 | 2021 | 10
PJM | Whitehouse Solar Farm | 60319 | 1 |  |  | Solar Photovoltaic | 20 | VA | Louisa | 38.023 | -77.972 | 2016 | 12
PJM | Whitetail Solar 1 | 62989 | PAWT1 |  |  | Solar Photovoltaic | 13.5 | PA | Franklin | 40.1397 | -77.61 | 2019 | 12
PJM | Whitetail Solar 2 | 62990 | PAWT2 |  |  | Solar Photovoltaic | 20 | PA | Franklin | 39.9042 | -77.8142 | 2020 | 9
PJM | Whitetail Solar 3 | 62991 | PAWT3 |  |  | Solar Photovoltaic | 20 | PA | Franklin | 39.8782 | -77.7691 | 2020 | 8
PJM | Whitewater Valley | 1040 | 1 |  |  | Conventional Steam Coal | 33 | IN | Wayne | 39.8028 | -84.8953 | 1955 | 3
PJM | Whitewater Valley | 1040 | 2 |  |  | Conventional Steam Coal | 60.9 | IN | Wayne | 39.8028 | -84.8953 | 1973 | 8
PJM | Whitney Hill Wind Power LLC | 62606 | WTHWP |  |  | Onshore Wind Turbine | 65 | IL | Logan | 39.929 | -89.19 | 2020 | 3
PJM | Wicomico | 56680 | 1 |  |  | Landfill Gas | 0.3 | MD | Wicomico | 38.3847 | -75.6344 | 2007 | 5
PJM | Wicomico | 56680 | 10 |  |  | Landfill Gas | 0.3 | MD | Wicomico | 38.3847 | -75.6344 | 2007 | 5
PJM | Wicomico | 56680 | 11 |  |  | Landfill Gas | 0.3 | MD | Wicomico | 38.3847 | -75.6344 | 2007 | 5
PJM | Wicomico | 56680 | 12 |  |  | Landfill Gas | 0.3 | MD | Wicomico | 38.3847 | -75.6344 | 2007 | 5
PJM | Wicomico | 56680 | 13 |  |  | Landfill Gas | 0.3 | MD | Wicomico | 38.3847 | -75.6344 | 2007 | 5
PJM | Wicomico | 56680 | 14 |  |  | Landfill Gas | 0.3 | MD | Wicomico | 38.3847 | -75.6344 | 2007 | 5
PJM | Wicomico | 56680 | 15 |  |  | Landfill Gas | 0.3 | MD | Wicomico | 38.3847 | -75.6344 | 2007 | 5
PJM | Wicomico | 56680 | 16 |  |  | Landfill Gas | 0.3 | MD | Wicomico | 38.3847 | -75.6344 | 2007 | 5
PJM | Wicomico | 56680 | 17 |  |  | Landfill Gas | 0.3 | MD | Wicomico | 38.3847 | -75.6344 | 2007 | 5
PJM | Wicomico | 56680 | 18 |  |  | Landfill Gas | 0.3 | MD | Wicomico | 38.3847 | -75.6344 | 2007 | 5
PJM | Wicomico | 56680 | 2 |  |  | Landfill Gas | 0.3 | MD | Wicomico | 38.3847 | -75.6344 | 2007 | 5
PJM | Wicomico | 56680 | 3 |  |  | Landfill Gas | 0.3 | MD | Wicomico | 38.3847 | -75.6344 | 2007 | 5
PJM | Wicomico | 56680 | 4 |  |  | Landfill Gas | 0.3 | MD | Wicomico | 38.3847 | -75.6344 | 2007 | 5
PJM | Wicomico | 56680 | 5 |  |  | Landfill Gas | 0.3 | MD | Wicomico | 38.3847 | -75.6344 | 2007 | 5
PJM | Wicomico | 56680 | 6 |  |  | Landfill Gas | 0.3 | MD | Wicomico | 38.3847 | -75.6344 | 2007 | 5
PJM | Wicomico | 56680 | 7 |  |  | Landfill Gas | 0.3 | MD | Wicomico | 38.3847 | -75.6344 | 2007 | 5
PJM | Wicomico | 56680 | 8 |  |  | Landfill Gas | 0.3 | MD | Wicomico | 38.3847 | -75.6344 | 2007 | 5
PJM | Wicomico | 56680 | 9 |  |  | Landfill Gas | 0.3 | MD | Wicomico | 38.3847 | -75.6344 | 2007 | 5
PJM | Wildcat Point Generation Facility | 59220 | CT1 |  |  | Natural Gas Fired Combined Cycle | 310.3 | MD | Cecil | 39.7194 | -76.1616 | 2018 | 4
PJM | Wildcat Point Generation Facility | 59220 | CT2 |  |  | Natural Gas Fired Combined Cycle | 310.3 | MD | Cecil | 39.7194 | -76.1616 | 2018 | 4
PJM | Wildcat Point Generation Facility | 59220 | ST1 |  |  | Natural Gas Fired Combined Cycle | 493 | MD | Cecil | 39.7194 | -76.1616 | 2018 | 4
PJM | Wildcat Wind Farm I, LLC | 57862 | 1 |  |  | Onshore Wind Turbine | 200 | IN | Tipton | 40.3494 | -85.8431 | 2012 | 12
PJM | Wilkinson Solar LLC | 62544 | GEN1 |  |  | Solar Photovoltaic | 80.6 | NC | Beaufort | 35.5968 | -76.7638 | 2019 | 12
PJM | Willey Battery Utility | 60660 | WBU |  |  | Batteries | 6 | OH | Hamilton | 39.2877 | -84.6803 | 2016 | 1
PJM | William F Matson Generating Station | 7128 | 1 |  |  | Conventional Hydroelectric | 7 | PA | Huntingdon | 40.4329 | -78.0029 | 1988 | 6
PJM | William F Matson Generating Station | 7128 | 2 |  |  | Conventional Hydroelectric | 14.7 | PA | Huntingdon | 40.4329 | -78.0029 | 1988 | 6
PJM | William G Mennen Sports Solar | 61630 | MENN |  |  | Solar Photovoltaic | 1.3 | NJ | Morris | 40.8149 | -74.4759 | 2011 | 2
PJM | William Paterson University | 57805 | WPU1 |  |  | Solar Photovoltaic | 2.3 | NJ | Passaic | 40.9521 | -74.1955 | 2010 | 10
PJM | Williams-Sonoma Solar Facility | 58361 | WS |  |  | Solar Photovoltaic | 3 | NJ | Middlesex | 40.3878 | -74.4553 | 2011 | 12
PJM | Williamston Solar | 59176 | 5MWPV |  |  | Solar Photovoltaic | 5 | NC | Martin | 35.8011 | -77.0631 | 2014 | 12
PJM | Williamston Speight Solar, LLC | 60787 | SPGHT |  |  | Solar Photovoltaic | 15 | NC | Martin | 35.8875 | -77.1642 | 2016 | 11
PJM | Williamston West Farm, LLC | 60484 | 1 |  |  | Solar Photovoltaic | 4.9 | NC | Martin | 35.8365 | -77.108 | 2016 | 7
PJM | Willow Island Hydroelectric Plant | 57401 | WIG1 |  |  | Conventional Hydroelectric | 22 | WV | Pleasants | 39.3578 | -81.3179 | 2016 | 1
PJM | Willow Island Hydroelectric Plant | 57401 | WIG2 |  |  | Conventional Hydroelectric | 22 | WV | Pleasants | 39.3578 | -81.3179 | 2016 | 2
PJM | Willowbrook Solar I, LLC | 63877 | WBS |  |  | Solar Photovoltaic | 150 | OH | Highland | 39.0218 | -83.705 | 2024 | 9
PJM | Wilzig Associates, LLC | 59751 | WILZG |  |  | Solar Photovoltaic | 1.2 | NJ | Bergen | 40.8253 | -74.0944 | 2013 | 1
PJM | Wind Park Bear Creek | 56299 | 1 |  |  | Onshore Wind Turbine | 24 | PA | Luzerne | 41.2353 | -75.7531 | 2006 | 3
PJM | Windsor Cooper HIill Solar, LLC | 58847 | 1 |  |  | Solar Photovoltaic | 5 | NC | Bertie | 35.9819 | -76.9178 | 2015 | 8
PJM | Windsor Hwy 17 Solar | 64678 | WDH17 |  |  | Solar Photovoltaic | 5 | NC | Bertie | 36.0213 | -76.8724 | 2021 | 11
PJM | Windsor Solar | 59171 | 5MWPV |  |  | Solar Photovoltaic | 5 | NC | Bertie | 36.0169 | -76.8831 | 2014 | 12
PJM | Winfield | 6562 | 1 |  |  | Conventional Hydroelectric | 14.7 | WV | Putnam | 38.5274 | -81.9139 | 1938 | 1
PJM | Winfield | 6562 | 2 |  |  | Conventional Hydroelectric | 4.9 | WV | Putnam | 38.5274 | -81.9139 | 1938 | 1
PJM | Winfield | 6562 | 3 |  |  | Conventional Hydroelectric | 4.9 | WV | Putnam | 38.5274 | -81.9139 | 1938 | 1
PJM | Winnetka | 972 | 4 |  |  | Natural Gas Steam Turbine | 9.4 | IL | Cook | 42.1156 | -87.731 | 1953 | 1
PJM | Winnetka | 972 | 6 |  |  | Natural Gas Steam Turbine | 6.3 | IL | Cook | 42.1156 | -87.731 | 1948 | 1
PJM | Winnetka | 972 | 7 |  |  | Natural Gas Steam Turbine | 12.5 | IL | Cook | 42.1156 | -87.731 | 1960 | 1
PJM | Winnetka | 972 | 8 |  |  | Petroleum Liquids | 2.6 | IL | Cook | 42.1156 | -87.731 | 1979 | 1
PJM | Winnetka | 972 | 9 |  |  | Petroleum Liquids | 2.6 | IL | Cook | 42.1156 | -87.731 | 1979 | 1
PJM | Winton Solar | 59177 | 5MWPV |  |  | Solar Photovoltaic | 5 | NC | Hertford | 36.375 | -76.9389 | 2016 | 2
PJM | Wolf Hills Energy | 55285 | WHG1 |  |  | Natural Gas Fired Combustion Turbine | 57 | VA | Washington | 36.6644 | -82.1044 | 2001 | 6
PJM | Wolf Hills Energy | 55285 | WHG2 |  |  | Natural Gas Fired Combustion Turbine | 57 | VA | Washington | 36.6644 | -82.1044 | 2001 | 6
PJM | Wolf Hills Energy | 55285 | WHG3 |  |  | Natural Gas Fired Combustion Turbine | 57 | VA | Washington | 36.6644 | -82.1044 | 2001 | 6
PJM | Wolf Hills Energy | 55285 | WHG4 |  |  | Natural Gas Fired Combustion Turbine | 57 | VA | Washington | 36.6644 | -82.1044 | 2001 | 5
PJM | Wolf Hills Energy | 55285 | WHG5 |  |  | Natural Gas Fired Combustion Turbine | 57 | VA | Washington | 36.6644 | -82.1044 | 2001 | 5
PJM | Wolf Run Energy | 61263 | GEN1 |  |  | Natural Gas Internal Combustion Engine | 4.4 | PA | Bradford | 41.611 | -76.2994 | 2019 | 6
PJM | Wolf Run Energy | 61263 | GEN2 |  |  | Natural Gas Internal Combustion Engine | 4.4 | PA | Bradford | 41.611 | -76.2994 | 2019 | 6
PJM | Wolf Run Energy | 61263 | GEN3 |  |  | Natural Gas Internal Combustion Engine | 4.4 | PA | Bradford | 41.611 | -76.2994 | 2019 | 6
PJM | Wolf Run Energy | 61263 | GEN4 |  |  | Natural Gas Internal Combustion Engine | 4.4 | PA | Bradford | 41.611 | -76.2994 | 2019 | 6
PJM | Wolf Run Energy | 61263 | GEN5 |  |  | Natural Gas Internal Combustion Engine | 4.4 | PA | Bradford | 41.611 | -76.2994 | 2019 | 6
PJM | Wolfcastle | 64736 | WOLFC |  |  | Solar Photovoltaic | 2 | IL | DeKalb | 41.9506 | -88.8308 | 2021 | 10
PJM | Woodbine Landfill Plant | 59116 | V1021 |  |  | Landfill Gas | 1.1 | NJ | Cape May | 39.2311 | -74.7808 | 2013 | 10
PJM | Woodbridge Energy Center | 57839 | CT001 |  |  | Natural Gas Fired Combined Cycle | 222.7 | NJ | Middlesex | 40.515 | -74.3189 | 2015 | 11
PJM | Woodbridge Energy Center | 57839 | CT002 |  |  | Natural Gas Fired Combined Cycle | 222.7 | NJ | Middlesex | 40.515 | -74.3189 | 2015 | 10
PJM | Woodbridge Energy Center | 57839 | ST001 |  |  | Natural Gas Fired Combined Cycle | 327.5 | NJ | Middlesex | 40.515 | -74.3189 | 2015 | 11
PJM | Woodland Landfill Gas Recovery | 54662 | GEN1 |  |  | Landfill Gas | 0.8 | IL | Kane | 41.981 | -88.2745 | 1992 | 5
PJM | Woodland Landfill Gas Recovery | 54662 | GEN2 |  |  | Landfill Gas | 0.8 | IL | Kane | 41.981 | -88.2745 | 1992 | 5
PJM | Woodland Landfill Gas Recovery | 54662 | GEN3 |  |  | Landfill Gas | 1.6 | IL | Kane | 41.981 | -88.2745 | 2010 | 5
PJM | Woodland Landfill Gas Recovery | 54662 | GEN4 |  |  | Landfill Gas | 1.6 | IL | Kane | 41.981 | -88.2745 | 2010 | 5
PJM | Woodland Solar | 59175 | 5MWPV |  |  | Solar Photovoltaic | 5 | NC | Northampton | 36.3419 | -77.2211 | 2016 | 4
PJM | Woodland Solar Farm | 60318 | 1 |  |  | Solar Photovoltaic | 19 | VA | Isle of Wight | 36.89 | -76.611 | 2016 | 12
PJM | Woodlawn CSG | 64785 | WOOD |  |  | Solar Photovoltaic | 2 | IL | Will | 41.3924 | -87.5946 | 2021 | 6
PJM | Woodlawn II (CSG) | 64733 | WOOD2 |  |  | Solar Photovoltaic | 2 | IL | Will | 41.3924 | -87.5948 | 2021 | 12
PJM | Woodsdale | 7158 | GT1 |  |  | Natural Gas Fired Combustion Turbine | 95.3 | OH | Butler | 39.4492 | -84.4611 | 1993 | 5
PJM | Woodsdale | 7158 | GT2 |  |  | Natural Gas Fired Combustion Turbine | 95.3 | OH | Butler | 39.4492 | -84.4611 | 1992 | 7
PJM | Woodsdale | 7158 | GT3 |  |  | Natural Gas Fired Combustion Turbine | 95.3 | OH | Butler | 39.4492 | -84.4611 | 1992 | 5
PJM | Woodsdale | 7158 | GT4 |  |  | Natural Gas Fired Combustion Turbine | 95.3 | OH | Butler | 39.4492 | -84.4611 | 1992 | 7
PJM | Woodsdale | 7158 | GT5 |  |  | Natural Gas Fired Combustion Turbine | 95.3 | OH | Butler | 39.4492 | -84.4611 | 1992 | 5
PJM | Woodsdale | 7158 | GT6 |  |  | Natural Gas Fired Combustion Turbine | 95.3 | OH | Butler | 39.4492 | -84.4611 | 1992 | 5
PJM | Woodville RTO BTM | 66444 | PB1 |  |  | Petroleum Liquids | 2.7 | OH | Sandusky | 41.4587 | -83.369 | 2020 | 10
PJM | Wor-Wic Community College - Offsite | 63512 | PV1 |  |  | Solar Photovoltaic | 2 | MD | Wicomico | 38.4133 | -75.6901 | 2019 | 4
PJM | Wyandot Solar Farm | 57203 | 1 |  |  | Solar Photovoltaic | 10 | OH | Wyandot | 40.8795 | -83.3171 | 2010 | 4
PJM | Wye Mills VNEM CSG | 60604 | PV1 |  |  | Solar Photovoltaic | 10 | MD | Queen Annes | 38.9404 | -76.0457 | 2016 | 8
PJM | Wythe County Solar | 64448 | GEN1 |  |  | Solar Photovoltaic | 75 | VA | Wythe | 36.876 | -80.837 | 2025 | 3
PJM | Yankee Street | 2854 | 1 |  |  | Natural Gas Fired Combustion Turbine | 18.5 | OH | Montgomery | 39.603 | -84.2047 | 1969 | 7
PJM | Yankee Street | 2854 | 2 |  |  | Natural Gas Fired Combustion Turbine | 18.5 | OH | Montgomery | 39.603 | -84.2047 | 1969 | 7
PJM | Yankee Street | 2854 | 3 |  |  | Natural Gas Fired Combustion Turbine | 18.5 | OH | Montgomery | 39.603 | -84.2047 | 1969 | 7
PJM | Yankee Street | 2854 | 4 |  |  | Natural Gas Fired Combustion Turbine | 17.5 | OH | Montgomery | 39.603 | -84.2047 | 1970 | 11
PJM | Yankee Street | 2854 | 5 |  |  | Natural Gas Fired Combustion Turbine | 17.5 | OH | Montgomery | 39.603 | -84.2047 | 1970 | 11
PJM | Yankee Street | 2854 | 6 |  |  | Natural Gas Fired Combustion Turbine | 17.5 | OH | Montgomery | 39.603 | -84.2047 | 1970 | 11
PJM | Yankee Street | 2854 | 7 |  |  | Natural Gas Fired Combustion Turbine | 17.5 | OH | Montgomery | 39.603 | -84.2047 | 1970 | 11
PJM | Yankee Street | 2854 | YS1 |  |  | Solar Photovoltaic | 1.1 | OH | Montgomery | 39.603 | -84.2047 | 2010 | 3
PJM | Yards Creek Energy | 6522 | 1 |  |  | Hydroelectric Pumped Storage | 151 | NJ | Warren | 41.0006 | -75.0314 | 1965 | 11
PJM | Yards Creek Energy | 6522 | 2 |  |  | Hydroelectric Pumped Storage | 151 | NJ | Warren | 41.0006 | -75.0314 | 1965 | 12
PJM | Yards Creek Energy | 6522 | 3 |  |  | Hydroelectric Pumped Storage | 151 | NJ | Warren | 41.0006 | -75.0314 | 1965 | 9
PJM | Yardville Solar Farm | 57382 | YARD |  |  | Solar Photovoltaic | 3.6 | NJ | Mercer | 40.1688 | -74.6567 | 2010 | 12
PJM | Yellowbud Solar, LLC | 64832 | YELLO |  |  | Solar Photovoltaic | 274 | OH | Ross | 39.5025 | -83.0656 | 2023 | 6
PJM | York County Resource Recovery | 50215 | GEN1 |  |  | Municipal Solid Waste | 36.5 | PA | York | 40.0017 | -76.7183 | 1989 | 11
PJM | York Energy Center | 55524 | CTG1 |  |  | Natural Gas Fired Combined Cycle | 120 | PA | York | 39.7375 | -76.3067 | 2011 | 3
PJM | York Energy Center | 55524 | CTG2 |  |  | Natural Gas Fired Combined Cycle | 120 | PA | York | 39.7375 | -76.3067 | 2011 | 3
PJM | York Energy Center | 55524 | CTG3 |  |  | Natural Gas Fired Combined Cycle | 120 | PA | York | 39.7375 | -76.3067 | 2011 | 3
PJM | York Energy Center | 55524 | CTG5 |  |  | Natural Gas Fired Combined Cycle | 234.9 | PA | York | 39.7375 | -76.3067 | 2019 | 3
PJM | York Energy Center | 55524 | CTG6 |  |  | Natural Gas Fired Combined Cycle | 234.9 | PA | York | 39.7375 | -76.3067 | 2019 | 3
PJM | York Energy Center | 55524 | STG1 |  |  | Natural Gas Fired Combined Cycle | 200 | PA | York | 39.7375 | -76.3067 | 2011 | 3
PJM | York Energy Center | 55524 | STG2 |  |  | Natural Gas Fired Combined Cycle | 419.6 | PA | York | 39.7375 | -76.3067 | 2019 | 3
PJM | York Haven | 3117 | 1 |  |  | Conventional Hydroelectric | 19.6 | PA | York | 40.1136 | -76.712 | 1905 | 12
PJM | Yough Hydro Power | 52036 | GEN1 |  |  | Conventional Hydroelectric | 6.1 | PA | Somerset | 39.8016 | -79.3682 | 1989 | 12
PJM | Yough Hydro Power | 52036 | GEN2 |  |  | Conventional Hydroelectric | 6.1 | PA | Somerset | 39.8016 | -79.3682 | 1989 | 12
PJM | Zephyr Wind | 60128 | Z1 |  |  | Onshore Wind Turbine | 1.5 | OH | Hancock | 41.0961 | -83.6414 | 2015 | 12
PJM | Zephyr Wind | 60128 | Z2 |  |  | Onshore Wind Turbine | 1.5 | OH | Hancock | 41.0961 | -83.6414 | 2015 | 12
PJM | Zephyr Wind | 60128 | Z3 |  |  | Onshore Wind Turbine | 1.5 | OH | Hancock | 41.0961 | -83.6414 | 2015 | 12
PJM | Zephyr Wind Project - 2.0 | 62653 | T1 |  |  | Onshore Wind Turbine | 1.5 | OH | Hancock | 41.0931 | -83.6378 | 2020 | 8
PJM | Zephyr Wind Project - 2.0 | 62653 | T2 |  |  | Onshore Wind Turbine | 1.5 | OH | Hancock | 41.0931 | -83.6378 | 2020 | 8
PJM | Zephyr Wind Project - 2.0 | 62653 | T3 |  |  | Onshore Wind Turbine | 1.5 | OH | Hancock | 41.0931 | -83.6378 | 2020 | 8
PJM | Zion Energy Center | 55392 | CTG1 |  |  | Natural Gas Fired Combustion Turbine | 198.9 | IL | Lake | 42.4776 | -87.895 | 2002 | 6
PJM | Zion Energy Center | 55392 | CTG2 |  |  | Natural Gas Fired Combustion Turbine | 198.9 | IL | Lake | 42.4776 | -87.895 | 2002 | 6
PJM | Zion Energy Center | 55392 | CTG3 |  |  | Natural Gas Fired Combustion Turbine | 198.9 | IL | Lake | 42.4776 | -87.895 | 2003 | 6
PNM | Afton Generating Station | 55210 | 0001 |  |  | Natural Gas Fired Combined Cycle | 177 | NM | Dona Ana | 32.1142 | -106.8465 | 2002 | 11
PNM | Afton Generating Station | 55210 | 0002 |  |  | Natural Gas Fired Combined Cycle | 110 | NM | Dona Ana | 32.1142 | -106.8465 | 2007 | 10
PNM | Alamogordo Solar Energy Center | 57577 | AGSEC |  |  | Solar Photovoltaic | 5 | NM | Otero | 32.8657 | -105.9998 | 2011 | 10
PNM | Albuquerque Solar Energy Center | 57567 | ASEC1 |  |  | Solar Photovoltaic | 2 | NM | Bernalillo | 35.169 | -106.6 | 2011 | 4
PNM | Alcalde Solar Array | 63477 | SOLAR |  |  | Solar Photovoltaic | 2.4 | NM | Rio Arriba | 36.0911 | -106.0409 | 2020 | 2
PNM | Algodones | 2475 | 1 |  |  | Natural Gas Steam Turbine | 15 | NM | Sandoval | 35.3844 | -106.4642 | 1954 | 10
PNM | Algodones | 2475 | 2 |  |  | Natural Gas Steam Turbine | 15 | NM | Sandoval | 35.3844 | -106.4642 | 1954 | 10
PNM | Algodones | 2475 | 3 |  |  | Natural Gas Steam Turbine | 15 | NM | Sandoval | 35.3844 | -106.4642 | 1959 | 3
PNM | Alta Luna | 60258 | ALPV1 |  |  | Solar Photovoltaic | 28.1 | NM | Luna | 32.572 | -107.4865 | 2017 | 1
PNM | Angel Fire Energy Facility | 64695 | BESS |  |  | Batteries | 3.7 | NM | Colfax | 36.4169 | -105.2807 | 2023 | 7
PNM | Angel Fire Energy Facility | 64695 | TMEF1 |  |  | Solar Photovoltaic | 7.5 | NM | Colfax | 36.4169 | -105.2807 | 2023 | 7
PNM | Aragonne Wind LLC | 56336 | 1 |  |  | Onshore Wind Turbine | 90 | NM | Guadalupe | 34.8147 | -105.0108 | 2006 | 12
PNM | Aragonne Wind LLC | 56336 | AREXP |  |  | Onshore Wind Turbine | 145 | NM | Guadalupe | 34.8147 | -105.0108 | 2022 | 2
PNM | Arroyo Solar Energy Storage Hybrid | 63172 | ARESS |  |  | Batteries | 150 | NM | McKinley | 35.9703 | -107.5631 | 2023 | 7
PNM | Arroyo Solar Energy Storage Hybrid | 63172 | ARSOL |  |  | Solar Photovoltaic | 300 | NM | McKinley | 35.9703 | -107.5631 | 2024 | 1
PNM | Atrisco Energy Storage | 66694 | ATRES |  |  | Batteries | 300 | NM | Bernalillo | 35.197 | -106.9125 | 2024 | 11
PNM | Atrisco Solar LLC | 67003 | ATRPV |  |  | Solar Photovoltaic | 300 | NM | Bernalillo | 35.1891 | -106.8605 | 2024 | 10
PNM | Blue Sky One | 58689 | 1 |  |  | Solar Photovoltaic | 1.3 | NM | Taos | 36.9078 | -105.9853 | 2012 | 10
PNM | Bluewater CDEC 1 | 62994 | NMBW1 |  |  | Solar Photovoltaic | 2.4 | NM | Cibola | 35.241 | -107.9523 | 2019 | 12
PNM | Britton Solar Energy Center | 63579 | BSEC |  |  | Solar Photovoltaic | 50 | NM | Torrance | 35.016 | -106.098 | 2019 | 12
PNM | CNMEC Solar Energy Center | 62191 | CNMEC |  |  | Solar Photovoltaic | 2 | NM | Torrance | 34.7832 | -106.0511 | 2018 | 10
PNM | Carrizozo Solar | 61662 | PV1 |  |  | Solar Photovoltaic | 3 | NM | Lincoln | 33.6103 | -105.7478 | 2018 | 3
PNM | Casa Mesa Wind Energy Center Hybrid | 61925 | CMNM |  |  | Onshore Wind Turbine | 50.9 | NM | Quay | 34.605 | -103.9661 | 2018 | 11
PNM | Casa Mesa Wind Energy Center Hybrid | 61925 | CMNMB |  |  | Batteries | 1 | NM | Quay | 34.605 | -103.9661 | 2018 | 11
PNM | Chino Mines | 54667 | 7 |  |  | Natural Gas Fired Combined Cycle | 16.5 | NM | Grant | 32.6956 | -108.1225 | 1959 | 10
PNM | Chino Mines | 54667 | 9 |  |  | Natural Gas Fired Combined Cycle | 37.5 | NM | Grant | 32.6956 | -108.1225 | 2001 | 7
PNM | Cibola | 59619 | CBLA |  |  | Solar Photovoltaic | 7.6 | NM | Cibola | 35.2011 | -107.2452 | 2015 | 2
PNM | City of Gallup Solar | 62406 | X0022 |  |  | Solar Photovoltaic | 8 | NM | McKinley | 35.5224 | -108.7788 | 2018 | 5
PNM | City of Rio Rancho WWTP | 63391 | CORR |  |  | Solar Photovoltaic | 1.2 | NM | Sandoval | 35.1799 | -106.8066 | 2019 | 9
PNM | City of Truth or Consequences PV | 59653 | COTC |  |  | Solar Photovoltaic | 1.9 | NM | Sierra | 33.1211 | -107.2878 | 2015 | 2
PNM | Clines Corners Wind Farm LLC | 64054 | 1 |  |  | Onshore Wind Turbine | 325 | NM | Torrance | 34.3565 | -105.4368 | 2021 | 12
PNM | Columbus Solar Project | 61165 | 88029 |  |  | Solar Photovoltaic | 1.9 | NM | Luna | 31.8667 | -107.5875 | 2017 | 12
PNM | Cuba 2.5ac, LLC | 64903 | SOLAR |  |  | Solar Photovoltaic | 2.5 | NM | Sandoval | 36.0174 | -106.946 | 2022 | 2
PNM | Deming Solar Energy Center | 57575 | DSEC |  |  | Solar Photovoltaic | 5 | NM | Luna | 32.1658 | -107.7506 | 2011 | 8
PNM | Deming Solar Energy Center | 57575 | HON2 |  |  | Solar Photovoltaic | 4 | NM | Luna | 32.1658 | -107.7506 | 2013 | 11
PNM | Duran Mesa LLC | 64065 | 1 |  |  | Onshore Wind Turbine | 105 | NM | Lincoln | 34.3907 | -105.4921 | 2021 | 12
PNM | El Cabo Wind | 58098 | 1 |  |  | Onshore Wind Turbine | 298 | NM | Torrance | 34.6511 | -105.4617 | 2017 | 12
PNM | Encino Solar Energy Center | 63860 | ESEC |  |  | Solar Photovoltaic | 55 | NM | Sandoval | 35.354 | -106.858 | 2020 | 7
PNM | Escalante (NM) | 66888 | OESCL |  |  | Solar Photovoltaic | 200 | NM | McKinley | 35.4077 | -108.0812 | 2024 | 6
PNM | Eubank Landfill Solar Array | 59393 | ESNM1 |  |  | Solar Photovoltaic | 2 | NM | Bernalillo | 35.0492 | -106.53 | 2013 | 11
PNM | Facebook 1 Solar Energy Center | 61556 | FB1 |  |  | Solar Photovoltaic | 10 | NM | Valencia | 34.831 | -106.762 | 2017 | 12
PNM | Facebook 2 Solar Energy Center | 61557 | FB2 |  |  | Solar Photovoltaic | 10 | NM | Bernalillo | 35.08 | -106.865 | 2018 | 2
PNM | Facebook 3 Solar Energy Center | 61558 | FB3 |  |  | Solar Photovoltaic | 10 | NM | Bernalillo | 35.075 | -106.865 | 2018 | 4
PNM | Ford Utilities Center | 50906 | 3 |  |  | Natural Gas Fired Combustion Turbine | 7 | NM | Bernalillo | 35.0841 | -106.6252 | 2005 | 3
PNM | Ford Utilities Center | 50906 | 4 |  |  | All Other | 1.1 | NM | Bernalillo | 35.0841 | -106.6252 | 2011 | 10
PNM | Ford Utilities Center | 50906 | 5 |  |  | Natural Gas Fired Combustion Turbine | 6.7 | NM | Bernalillo | 35.0841 | -106.6252 | 2014 | 1
PNM | Freeport McMoRan | 54734 | 1 |  |  | Petroleum Liquids | 3 | NM | Grant | 32.6618 | -108.3628 | 1967 | 12
PNM | Freeport McMoRan | 54734 | 11 |  |  | Petroleum Liquids | 3 | NM | Grant | 32.6618 | -108.3628 | 1971 | 2
PNM | Freeport McMoRan | 54734 | 12 |  |  | Petroleum Liquids | 3 | NM | Grant | 32.6618 | -108.3628 | 1972 | 7
PNM | Freeport McMoRan | 54734 | 13 |  |  | Petroleum Liquids | 3 | NM | Grant | 32.6618 | -108.3628 | 1972 | 7
PNM | Freeport McMoRan | 54734 | 14 |  |  | Petroleum Liquids | 3 | NM | Grant | 32.6618 | -108.3628 | 1972 | 7
PNM | Freeport McMoRan | 54734 | 15 |  |  | Petroleum Liquids | 3.1 | NM | Grant | 32.6618 | -108.3628 | 1972 | 8
PNM | Freeport McMoRan | 54734 | 3 |  |  | Petroleum Liquids | 3.1 | NM | Grant | 32.6618 | -108.3628 | 1967 | 12
PNM | Freeport McMoRan | 54734 | 4 |  |  | Petroleum Liquids | 3.1 | NM | Grant | 32.6618 | -108.3628 | 1967 | 12
PNM | Freeport McMoRan | 54734 | 7 |  |  | Petroleum Liquids | 3.1 | NM | Grant | 32.6618 | -108.3628 | 1967 | 12
PNM | Freeport McMoRan | 54734 | 8 |  |  | Petroleum Liquids | 3 | NM | Grant | 32.6618 | -108.3628 | 1967 | 12
PNM | Grady Wind Energy Center, LLC | 60317 | 1 |  |  | Onshore Wind Turbine | 220.5 | NM | Curry | 34.7341 | -103.0922 | 2019 | 8
PNM | Grants CDEC 2 | 62995 | NMGR1 |  |  | Solar Photovoltaic | 4.5 | NM | Cibola | 35.14 | -107.821 | 2019 | 12
PNM | High Lonesome Mesa LLC | 56945 | 1 |  |  | Onshore Wind Turbine | 100 | NM | Torrance | 34.4667 | -105.9625 | 2009 | 7
PNM | Jicarilla Solar 1 LLC | 66163 | JICB1 |  |  | Batteries | 20 | NM | Rio Arriba | 36.3167 | -107.2776 | 2023 | 7
PNM | Jicarilla Solar 1 LLC | 66163 | JICS1 |  |  | Solar Photovoltaic | 50 | NM | Rio Arriba | 36.3167 | -107.2776 | 2023 | 7
PNM | Jicarilla Solar 2 | 65103 | JICS2 |  |  | Solar Photovoltaic | 50 | NM | Rio Arriba | 36.1411 | -107.1712 | 2023 | 4
PNM | Kit Carson | 58240 | PV_KC |  |  | Solar Photovoltaic | 1.3 | NM | Taos | 36.9667 | -105.4381 | 2012 | 6
PNM | La Joya NM | 61044 | LAJ1 |  |  | Onshore Wind Turbine | 165 | NM | Torrance | 34.81 | -105.74 | 2021 | 2
PNM | La Joya NM | 61044 | LAJ2 |  |  | Onshore Wind Turbine | 141.2 | NM | Torrance | 34.81 | -105.74 | 2021 | 6
PNM | La Luz Energy Center | 58284 | 0001 |  |  | Natural Gas Fired Combustion Turbine | 42.3 | NM | Valencia | 34.6161 | -106.815 | 2015 | 12
PNM | Las Vegas Solar Energy Center | 57576 | LVSEC |  |  | Solar Photovoltaic | 5 | NM | San Miguel | 35.6433 | -105.2067 | 2011 | 11
PNM | Lightning Dock Geothermal | 58629 | GEN-5 |  |  | Geothermal | 15.2 | NM | Hidalgo | 32.1447 | -108.8383 | 2018 | 12
PNM | Lightning Dock Geothermal | 58629 | PB01 |  |  | Geothermal | 1 | NM | Hidalgo | 32.1447 | -108.8383 | 2013 | 12
PNM | Lightning Dock Geothermal | 58629 | PB02 |  |  | Geothermal | 1 | NM | Hidalgo | 32.1447 | -108.8383 | 2013 | 12
PNM | Lightning Dock Geothermal | 58629 | PB03 |  |  | Geothermal | 1 | NM | Hidalgo | 32.1447 | -108.8383 | 2013 | 12
PNM | Lightning Dock Geothermal | 58629 | PB04 |  |  | Geothermal | 1 | NM | Hidalgo | 32.1447 | -108.8383 | 2013 | 12
PNM | Lordsburg Generating | 7967 | GT1 |  |  | Natural Gas Fired Combustion Turbine | 44 | NM | Hidalgo | 32.3505 | -108.698 | 2002 | 6
PNM | Lordsburg Generating | 7967 | GT2 |  |  | Natural Gas Fired Combustion Turbine | 44 | NM | Hidalgo | 32.3505 | -108.698 | 2002 | 6
PNM | Los Alamos PV Site | 58256 | 1 |  |  | Solar Photovoltaic | 1 | NM | Los Alamos | 35.8756 | -106.31 | 2012 | 9
PNM | Los Lunas Solar Energy Center | 57571 | LLSEC |  |  | Solar Photovoltaic | 5 | NM | Valencia | 34.8331 | -106.7724 | 2011 | 6
PNM | Los Lunas Solar Energy Center | 57571 | LMS2 |  |  | Solar Photovoltaic | 2 | NM | Valencia | 34.8331 | -106.7724 | 2013 | 10
PNM | Luna Energy Facility | 55343 | CTG1 |  |  | Natural Gas Fired Combined Cycle | 175 | NM | Luna | 32.2993 | -107.7834 | 2006 | 4
PNM | Luna Energy Facility | 55343 | CTG2 |  |  | Natural Gas Fired Combined Cycle | 175 | NM | Luna | 32.2993 | -107.7834 | 2006 | 4
PNM | Luna Energy Facility | 55343 | STG1 |  |  | Natural Gas Fired Combined Cycle | 300 | NM | Luna | 32.2993 | -107.7834 | 2006 | 4
PNM | Manzano Solar | 58521 | MAN1 |  |  | Solar Photovoltaic | 8.4 | NM | Valencia | 34.7467 | -106.6544 | 2013 | 10
PNM | Meadow Lake Solar Energy Center | 59618 | MLK |  |  | Solar Photovoltaic | 9.1 | NM | Valencia | 34.81 | -106.52 | 2015 | 1
PNM | NMRD Data Center III, LLC | 66287 | NMRD3 |  |  | Solar Photovoltaic | 50 | NM | Sandoval | 35.3709 | -106.854 | 2023 | 8
PNM | New Mexico Wind Energy Center | 56097 | GE15 |  |  | Onshore Wind Turbine | 204 | NM | Quay | 34.6357 | -104.0473 | 2003 | 9
PNM | Otero Solar | 58520 | OTE1 |  |  | Solar Photovoltaic | 8 | NM | Otero | 32.9764 | -105.9711 | 2013 | 12
PNM | Prosperity Energy Storage Facility Hybri | 58899 | GEN-1 |  |  | Solar Photovoltaic | 0.5 | NM | Bernalillo | 35.0019 | -106.6372 | 2011 | 9
PNM | Prosperity Energy Storage Facility Hybri | 58899 | GEN-2 |  |  | Batteries | 0.8 | NM | Bernalillo | 35.0019 | -106.6372 | 2011 | 9
PNM | Pyramid | 7975 | 1 |  |  | Natural Gas Fired Combustion Turbine | 46.5 | NM | Hidalgo | 32.2363 | -108.5494 | 2003 | 3
PNM | Pyramid | 7975 | 2 |  |  | Natural Gas Fired Combustion Turbine | 46.5 | NM | Hidalgo | 32.2363 | -108.5494 | 2003 | 3
PNM | Pyramid | 7975 | 3 |  |  | Natural Gas Fired Combustion Turbine | 46.5 | NM | Hidalgo | 32.2363 | -108.5494 | 2003 | 5
PNM | Pyramid | 7975 | 4 |  |  | Natural Gas Fired Combustion Turbine | 46.5 | NM | Hidalgo | 32.2363 | -108.5494 | 2003 | 4
PNM | Questa Solar Facility | 57369 | QST |  |  | Solar Photovoltaic | 1 | NM | Taos | 36.7169 | -105.6094 | 2011 | 1
PNM | RC Energy AA LLC Solar Facility | 62756 | AA001 |  |  | Solar Photovoltaic | 1 | NM | Bernalillo | 35.1527 | -106.5472 | 2011 | 1
PNM | Red Cloud Wind LLC | 63981 | 1 |  |  | Onshore Wind Turbine | 350 | NM | Lincoln | 34.2741 | -105.4229 | 2021 | 12
PNM | Red Mesa Wind LLC | 57357 | EXIS |  |  | Onshore Wind Turbine | 102.4 | NM | Sandoval | 35.2689 | -107.3828 | 2010 | 12
PNM | Reeves | 2450 | 1 |  |  | Natural Gas Steam Turbine | 44 | NM | Bernalillo | 35.171 | -106.6019 | 1960 | 8
PNM | Reeves | 2450 | 2 |  |  | Natural Gas Steam Turbine | 44 | NM | Bernalillo | 35.171 | -106.6019 | 1960 | 3
PNM | Reeves | 2450 | 3 |  |  | Natural Gas Steam Turbine | 66 | NM | Bernalillo | 35.171 | -106.6019 | 1962 | 7
PNM | Rio Bravo | 55039 | GT1 |  |  | Natural Gas Fired Combustion Turbine | 150 | NM | Bernalillo | 35.026 | -106.644 | 2000 | 4
PNM | Rio Communities Solar Energy Center | 60198 | RCSEC |  |  | Solar Photovoltaic | 10 | NM | Valencia | 34.5826 | -106.683 | 2015 | 12
PNM | Rio De Oro Solar Energy Center | 62597 | RDO |  |  | Solar Photovoltaic | 10 | NM | Valencia | 34.692 | -106.688 | 2019 | 6
PNM | Rio Rancho High School | 58589 | RRHS |  |  | Solar Photovoltaic | 1 | NM | Sandoval | 35.2644 | -106.6678 | 2013 | 11
PNM | Rio Rancho Solar Energy Center | 63184 | RIRA |  |  | Solar Photovoltaic | 10 | NM | Bernalillo | 35.1048 | -106.4824 | 2019 | 12
PNM | Route 66 Energy Center, LLC | 64076 | RTE66 |  |  | Solar Photovoltaic | 49.5 | NM | Cibola | 35.0984 | -107.6146 | 2022 | 5
PNM | San Juan Solar I | 66574 | SANS |  |  | Solar Photovoltaic | 200 | NM | San Juan | 36.8425 | -108.3514 | 2024 | 11
PNM | San Juan Solar I | 66574 | SJSS |  |  | Batteries | 100 | NM | San Juan | 36.8425 | -108.3514 | 2024 | 10
PNM | San Miguel I Solar Energy Center | 63081 | SMI |  |  | Solar Photovoltaic | 10 | NM | San Miguel | 35.6346 | -105.1784 | 2019 | 9
PNM | San Miguel II Solar Energy Center | 63082 | SMII |  |  | Solar Photovoltaic | 10 | NM | San Miguel | 35.6347 | -105.1732 | 2019 | 10
PNM | Sandoval Solar Energy Center | 59558 | SSEC1 |  |  | Solar Photovoltaic | 6.1 | NM | Sandoval | 35.2836 | -106.8128 | 2014 | 12
PNM | Santa Fe Solar Energy Center | 60196 | SFSEC |  |  | Solar Photovoltaic | 9.5 | NM | Santa Fe | 35.5878 | -106.0609 | 2015 | 12
PNM | Santolina Solar Energy Center | 60197 | SANTO |  |  | Solar Photovoltaic | 10.5 | NM | Bernalillo | 35.0297 | -106.8555 | 2015 | 12
PNM | Silver City WWTP PV Project | 58540 | PV-1 |  |  | Solar Photovoltaic | 1 | NM | Grant | 32.7139 | -108.2481 | 2013 | 6
PNM | Sky Ranch Solar | 66814 | SKYBA |  |  | Batteries | 50 | NM | Valencia | 34.7816 | -106.7769 | 2024 | 4
PNM | Sky Ranch Solar | 66814 | SKYPV |  |  | Solar Photovoltaic | 190 | NM | Valencia | 34.7816 | -106.7769 | 2024 | 4
PNM | South Valley Solar Energy Center | 60195 | SVSEC |  |  | Solar Photovoltaic | 10 | NM | Bernalillo | 34.9861 | -106.7361 | 2015 | 12
PNM | Southside Water Reclamation Plant | 10339 | GEN1 |  |  | Natural Gas Internal Combustion Engine | 2.2 | NM | Bernalillo | 35.0161 | -106.6697 | 2002 | 11
PNM | Southside Water Reclamation Plant | 10339 | GEN2 |  |  | Other Waste Biomass | 2.2 | NM | Bernalillo | 35.0161 | -106.6697 | 2002 | 11
PNM | Southside Water Reclamation Plant | 10339 | GEN3 |  |  | Other Waste Biomass | 1.1 | NM | Bernalillo | 35.0161 | -106.6697 | 1987 | 2
PNM | Southside Water Reclamation Plant | 10339 | GEN4 |  |  | Natural Gas Internal Combustion Engine | 1.1 | NM | Bernalillo | 35.0161 | -106.6697 | 1987 | 2
PNM | Springer Solar 1 | 59560 | SPRG1 |  |  | Solar Photovoltaic | 1 | NM | Colfax | 36.3981 | -104.5942 | 2015 | 5
PNM | Storrie Lake Solar Project | 58794 | MSMPV |  |  | Solar Photovoltaic | 1.5 | NM | San Miguel | 35.6569 | -105.1839 | 2014 | 5
PNM | Sue Cleveland High School | 58588 | SCHS |  |  | Solar Photovoltaic | 1 | NM | Sandoval | 35.3133 | -106.6578 | 2013 | 11
PNM | Syncarpha Eagle Nest | 62149 | SYEN1 |  |  | Solar Photovoltaic | 1 | NM | Colfax | 36.5442 | -105.2772 | 2018 | 11
PNM | Syncarpha El Rito | 63124 | SYNEL |  |  | Solar Photovoltaic | 1.6 | NM | Rio Arriba | 36.3317 | -106.1901 | 2019 | 12
PNM | Syncarpha Questa | 63125 | SYNQU |  |  | Solar Photovoltaic | 1.6 | NM | Taos | 36.8107 | -105.5884 | 2020 | 1
PNM | Syncarpha Taos | 63123 | SYNTA |  |  | Solar Photovoltaic | 3.1 | NM | Taos | 36.3713 | -105.6602 | 2020 | 5
PNM | Taos Mesa Energy Facility Hybrid | 63728 | BESS |  |  | Batteries | 12.5 | NM | Taos | 36.44 | -105.62 | 2022 | 11
PNM | Taos Mesa Energy Facility Hybrid | 63728 | TMEF1 |  |  | Solar Photovoltaic | 15 | NM | Taos | 36.44 | -105.62 | 2022 | 11
PNM | Tecolote Wind LLC | 64066 | 1 |  |  | Onshore Wind Turbine | 272 | NM | Lincoln | 34.36 | -105.44 | 2021 | 12
PNM | Valencia Energy Facility | 55802 | CTG1 |  |  | Natural Gas Fired Combustion Turbine | 159.5 | NM | Valencia | 34.6115 | -106.7322 | 2008 | 5
PNM | Vista Solar Energy Center | 62467 | VISTA |  |  | Solar Photovoltaic | 10 | NM | Valencia | 34.741 | -106.655 | 2019 | 3
PNM | Wal-Mart Truth or Consequences PV | 60341 | WMTOC |  |  | Solar Photovoltaic | 1 | NM | Sierra | 33.1526 | -107.2498 | 2015 | 9
PSCO | Adams Community Solar Garden III LLC | 59850 | 23376 |  |  | Solar Photovoltaic | 1.2 | CO | Adams | 39.7867 | -104.5877 | 2015 | 7
PSCO | Adams Community Solar Garden LLC | 59849 | 23377 |  |  | Solar Photovoltaic | 1.2 | CO | Adams | 39.7876 | -104.5859 | 2015 | 7
PSCO | Airport Industrial | 7995 | IC1 |  |  | Petroleum Liquids | 2.5 | CO | Pueblo | 38.2844 | -104.5308 | 2002 | 1
PSCO | Airport Industrial | 7995 | IC2 |  |  | Petroleum Liquids | 2.5 | CO | Pueblo | 38.2844 | -104.5308 | 2002 | 1
PSCO | Airport Industrial | 7995 | IC3 |  |  | Petroleum Liquids | 2.5 | CO | Pueblo | 38.2844 | -104.5308 | 2002 | 1
PSCO | Airport Industrial | 7995 | IC4 |  |  | Petroleum Liquids | 2.5 | CO | Pueblo | 38.2844 | -104.5308 | 2002 | 1
PSCO | Alamosa | 464 | CT1 |  |  | Natural Gas Fired Combustion Turbine | 26.6 | CO | Alamosa | 37.4594 | -105.8947 | 1973 | 6
PSCO | Alamosa | 464 | CT2 |  |  | Natural Gas Fired Combustion Turbine | 26.6 | CO | Alamosa | 37.4594 | -105.8947 | 1977 | 6
PSCO | Alamosa Solar | 57368 | 1 |  |  | Solar Photovoltaic | 30 | CO | Alamosa | 37.5986 | -105.9558 | 2012 | 4
PSCO | Alamosa Solar South CSG | 64266 | 264 |  |  | Solar Photovoltaic | 1.6 | CO | Alamosa | 37.4512 | -105.8592 | 2021 | 1
PSCO | Alden Solar CSG LLC | 64021 | 225 |  |  | Solar Photovoltaic | 1.6 | CO | Weld | 40.4563 | -104.5811 | 2020 | 3
PSCO | Amazon DEN2 Solar Project | 63536 | BLD3 |  |  | Solar Photovoltaic | 1.2 | CO | Adams | 39.75 | -104.75 | 2019 | 10
PSCO | Amazon Denver DEN3 | 62877 | ADEN3 |  |  | Solar Photovoltaic | 4.6 | CO | Adams | 39.8851 | -104.9823 | 2019 | 11
PSCO | Ameresco HCE Solar LLC | 66271 | HCEBA |  |  | Batteries | 5.8 | CO | Garfield | 39.4665 | -107.2348 | 2023 | 8
PSCO | Ameresco HCE Solar LLC | 66271 | HCEPV |  |  | Solar Photovoltaic | 4.5 | CO | Garfield | 39.4665 | -107.2348 | 2023 | 8
PSCO | American Gypsum Cogeneration | 54630 | D-1 |  |  | Petroleum Liquids | 1.6 | CO | Eagle | 39.6486 | -106.9494 | 1990 | 3
PSCO | American Gypsum Cogeneration | 54630 | D-2 |  |  | Petroleum Liquids | 1.6 | CO | Eagle | 39.6486 | -106.9494 | 1990 | 3
PSCO | American Gypsum Cogeneration | 54630 | T-1 |  |  | Natural Gas Fired Combustion Turbine | 2.8 | CO | Eagle | 39.6486 | -106.9494 | 1990 | 3
PSCO | American Gypsum Cogeneration | 54630 | T-2 |  |  | Natural Gas Fired Combustion Turbine | 3.6 | CO | Eagle | 39.6486 | -106.9494 | 1990 | 3
PSCO | Arapahoe 3 Community Solar Array | 60724 | ARAP3 |  |  | Solar Photovoltaic | 1.8 | CO | Arapahoe | 39.6384 | -104.6742 | 2017 | 9
PSCO | Arapahoe Combustion Turbine Project | 55200 | UN5 |  |  | Natural Gas Fired Combined Cycle | 71.1 | CO | Denver | 39.6692 | -105.0018 | 2000 | 5
PSCO | Arapahoe Combustion Turbine Project | 55200 | UN6 |  |  | Natural Gas Fired Combined Cycle | 71.1 | CO | Denver | 39.6692 | -105.0018 | 2000 | 5
PSCO | Arapahoe Combustion Turbine Project | 55200 | UN7 |  |  | Natural Gas Fired Combined Cycle | 51.8 | CO | Denver | 39.6692 | -105.0018 | 2002 | 10
PSCO | Ash Mesa Solar, LLC | 66247 | 21536 |  |  | Solar Photovoltaic | 7.8 | CO | Montrose | 38.6634 | -107.9967 | 2022 | 6
PSCO | Basalt | 7458 | 1 |  |  | Conventional Hydroelectric | 5 | CO | Eagle | 39.3631 | -106.8219 | 1985 | 9
PSCO | BecLee Solar CSG | 67364 | BECLS |  |  | Solar Photovoltaic | 5 | CO | Weld | 40.4711 | -104.6514 | 2025 | 2
PSCO | Bighorn Solar 1 | 63770 | COBH1 |  |  | Solar Photovoltaic | 240 | CO | Pueblo | 38.2075 | -104.5967 | 2021 | 11
PSCO | Bison Solar LLC | 60351 | BSPV1 |  |  | Solar Photovoltaic | 30 | CO | Larimer | 40.8638 | -105.0111 | 2016 | 10
PSCO | Blue Spruce Energy Center | 55645 | CT01 |  |  | Natural Gas Fired Combustion Turbine | 198.9 | CO | Adams | 39.7479 | -104.6814 | 2003 | 5
PSCO | Blue Spruce Energy Center | 55645 | CT02 |  |  | Natural Gas Fired Combustion Turbine | 198.9 | CO | Adams | 39.7479 | -104.6814 | 2003 | 5
PSCO | Boulder Canyon Hydro | 466 | 1A |  |  | Conventional Hydroelectric | 5 | CO | Boulder | 40.0047 | -105.3325 | 2013 | 6
PSCO | Boulder City Betasso Hydro Plant | 54680 | 0001 |  |  | Conventional Hydroelectric | 3 | CO | Boulder | 40.0111 | -105.3347 | 1987 | 12
PSCO | Boulder City Lakewood Hydro | 54679 | 0001 |  |  | Conventional Hydroelectric | 3.5 | CO | Boulder | 40.0111 | -105.3347 | 2004 | 2
PSCO | Boulder City Silver Lake Hydro | 55931 | 0001 |  |  | Conventional Hydroelectric | 3.3 | CO | Boulder | 39.9913 | -105.5 | 2000 | 5
PSCO | Bronco Plains Wind II, LLC | 66014 | WBOPT |  |  | Onshore Wind Turbine | 200 | CO | Kit Carson | 39.184 | -102.97 | 2023 | 12
PSCO | Bronco Plains Wind, LLC | 63803 | WBOPL |  |  | Onshore Wind Turbine | 300 | CO | Kit Carson | 39.0888 | -103.0251 | 2020 | 9
PSCO | Brush Generation Facility | 10682 | GT1 |  |  | Natural Gas Fired Combined Cycle | 23.8 | CO | Morgan | 40.2415 | -103.631 | 1990 | 10
PSCO | Brush Generation Facility | 10682 | GT2 |  |  | Natural Gas Fired Combustion Turbine | 23.8 | CO | Morgan | 40.2415 | -103.631 | 1990 | 10
PSCO | Brush Generation Facility | 10682 | GT3 |  |  | Natural Gas Fired Combined Cycle | 37 | CO | Morgan | 40.2415 | -103.631 | 1994 | 1
PSCO | Brush Generation Facility | 10682 | GT4 |  |  | Natural Gas Fired Combined Cycle | 23.8 | CO | Morgan | 40.2415 | -103.631 | 1999 | 6
PSCO | Brush Generation Facility | 10682 | GT5 |  |  | Natural Gas Fired Combined Cycle | 23.8 | CO | Morgan | 40.2415 | -103.631 | 1999 | 6
PSCO | Brush Generation Facility | 10682 | ST1 |  |  | Natural Gas Fired Combined Cycle | 38 | CO | Morgan | 40.2415 | -103.631 | 1990 | 10
PSCO | Brush Generation Facility | 10682 | ST2 |  |  | Natural Gas Fired Combined Cycle | 37 | CO | Morgan | 40.2415 | -103.631 | 1994 | 1
PSCO | Brush Generation Facility | 10682 | ST4 |  |  | Natural Gas Fired Combined Cycle | 90 | CO | Morgan | 40.2415 | -103.631 | 2002 | 9
PSCO | Busch Ranch II Wind Farm | 62445 | WT |  |  | Onshore Wind Turbine | 59.4 | CO | Huerfano | 37.7664 | -104.4295 | 2019 | 11
PSCO | Busch Ranch Wind Energy | 57980 | WTG |  |  | Onshore Wind Turbine | 29 | CO | Huerfano | 37.8011 | -104.4919 | 2012 | 10
PSCO | CBEP Solar 1, LLC | 67465 | CBEP1 |  |  | Solar Photovoltaic | 5 | CO | Logan | 40.6658 | -103.2035 | 2023 | 10
PSCO | CBEP Solar 4, LLC | 67466 | CBEP4 |  |  | Solar Photovoltaic | 4 | CO | Weld | 40.3192 | -104.8362 | 2023 | 11
PSCO | CBEP Solar 5, LLC | 67467 | CBEP5 |  |  | Solar Photovoltaic | 5 | CO | Weld | 40.3405 | -104.8817 | 2023 | 12
PSCO | CEC Solar #1117, LLC | 60801 | PUEB2 |  |  | Solar Photovoltaic | 1.5 | CO | Pueblo | 38.2844 | -104.524 | 2018 | 8
PSCO | CO LI CSG 1 - Kamerra | 63278 | X0056 |  |  | Solar Photovoltaic | 1.5 | CO | Adams | 39.7849 | -104.5834 | 2019 | 10
PSCO | Cabin Creek | 467 | A |  |  | Hydroelectric Pumped Storage | 150 | CO | Clear Creek | 39.6551 | -105.7088 | 1967 | 6
PSCO | Cabin Creek | 467 | B |  |  | Hydroelectric Pumped Storage | 150 | CO | Clear Creek | 39.6551 | -105.7088 | 1967 | 6
PSCO | Carousel Wind Farm LLC | 59975 | CW1 |  |  | Onshore Wind Turbine | 150 | CO | Kit Carson | 39.334 | -102.173 | 2015 | 11
PSCO | Cedar Creek II | 57210 | 1 |  |  | Onshore Wind Turbine | 248.3 | CO | Weld | 40.9475 | -103.7839 | 2011 | 3
PSCO | Cedar Creek Wind | 56371 | 1 |  |  | Onshore Wind Turbine | 221 | CO | Weld | 40.8944 | -104.0206 | 2007 | 11
PSCO | Cedar Creek Wind | 56371 | 2 |  |  | Onshore Wind Turbine | 79.5 | CO | Weld | 40.8944 | -104.0206 | 2007 | 11
PSCO | Cedar Point Wind | 57315 | 1-139 |  |  | Onshore Wind Turbine | 252 | CO | Lincoln | 39.4218 | -103.6781 | 2011 | 5
PSCO | Cherokee | 469 | 4 |  |  | Natural Gas Steam Turbine | 380.8 | CO | Adams | 39.8073 | -104.9645 | 1968 | 6
PSCO | Cherokee | 469 | 5 |  |  | Natural Gas Fired Combined Cycle | 185.3 | CO | Adams | 39.8073 | -104.9645 | 2015 | 8
PSCO | Cherokee | 469 | 6 |  |  | Natural Gas Fired Combined Cycle | 185.3 | CO | Adams | 39.8073 | -104.9645 | 2015 | 8
PSCO | Cherokee | 469 | 7 |  |  | Natural Gas Fired Combined Cycle | 255 | CO | Adams | 39.8073 | -104.9645 | 2015 | 8
PSCO | Cheyenne Ridge Wind Farm | 62952 | CRW01 |  |  | Onshore Wind Turbine | 498.4 | CO | Cheyenne | 39.0169 | -102.2113 | 2020 | 8
PSCO | City & County of Denver at Denver Int'l | 57645 | PV1 |  |  | Solar Photovoltaic | 3.4 | CO | Denver | 39.9041 | -104.6542 | 2011 | 6
PSCO | City of Boulder WWTP | 57681 | 1 |  |  | Solar Photovoltaic | 1 | CO | Boulder | 40.048 | -105.1803 | 2010 | 6
PSCO | Colorado Energy Nations Company | 10003 | GEN1 |  |  | Natural Gas Steam Turbine | 7.5 | CO | Jefferson | 39.7606 | -105.215 | 1976 | 9
PSCO | Colorado Energy Nations Company | 10003 | GEN2 |  |  | Natural Gas Steam Turbine | 7.5 | CO | Jefferson | 39.7606 | -105.215 | 1977 | 5
PSCO | Colorado Energy Nations Company | 10003 | GEN3 |  |  | Natural Gas Steam Turbine | 20 | CO | Jefferson | 39.7606 | -105.215 | 1983 | 6
PSCO | Colorado Green Holdings LLC | 56173 | CG |  |  | Onshore Wind Turbine | 162 | CO | Prowers | 37.7033 | -102.6231 | 2003 | 12
PSCO | Comanche (CO) | 470 | 2 |  |  | Conventional Steam Coal | 396 | CO | Pueblo | 38.2081 | -104.5747 | 1975 | 6
PSCO | Comanche (CO) | 470 | 3 |  |  | Conventional Steam Coal | 856.8 | CO | Pueblo | 38.2081 | -104.5747 | 2010 | 7
PSCO | Comanche Solar | 59656 | COMCH |  |  | Solar Photovoltaic | 120 | CO | Pueblo | 38.2053 | -104.5667 | 2016 | 9
PSCO | Conejos 1 Community Solar Array | 60723 | CONEJ |  |  | Solar Photovoltaic | 1.5 | CO | Conejos | 37.1959 | -105.9824 | 2017 | 11
PSCO | DADS Gas Recovery | 56530 | GEN1 |  |  | Landfill Gas | 0.8 | CO | Arapahoe | 39.6522 | -104.7161 | 2008 | 7
PSCO | DADS Gas Recovery | 56530 | GEN2 |  |  | Landfill Gas | 0.8 | CO | Arapahoe | 39.6522 | -104.7161 | 2008 | 7
PSCO | DADS Gas Recovery | 56530 | GEN3 |  |  | Landfill Gas | 0.8 | CO | Arapahoe | 39.6522 | -104.7161 | 2008 | 7
PSCO | DADS Gas Recovery | 56530 | GEN4 |  |  | Landfill Gas | 0.8 | CO | Arapahoe | 39.6522 | -104.7161 | 2008 | 7
PSCO | DIA 8 | 65806 | 528 |  |  | Solar Photovoltaic | 4.5 | CO | Adams | 39.9037 | -104.6634 | 2023 | 2
PSCO | DIA 9 | 67201 | 724 |  |  | Solar Photovoltaic | 9.8 | CO | Adams | 39.8467 | -104.6643 | 2024 | 10
PSCO | Denver Int Airport | 56815 | 1 |  |  | Solar Photovoltaic | 1.9 | CO | Denver | 39.903 | -104.6593 | 2008 | 9
PSCO | Denver Metro Solar | 61563 | 53962 |  |  | Solar Photovoltaic | 1.6 | CO | Adams | 39.7593 | -104.6211 | 2017 | 12
PSCO | Dillon Hydro Plant | 10421 | GEN1 |  |  | Conventional Hydroelectric | 1.8 | CO | Summit | 39.6208 | -106.0662 | 1987 | 10
PSCO | Dove Solar CSG | 67361 | DOVES |  |  | Solar Photovoltaic | 5 | CO | Weld | 40.318 | -104.8914 | 2025 | 2
PSCO | Eagle Springs Solar LLC | 59239 | ESS01 |  |  | Solar Photovoltaic | 1 | CO | Garfield | 39.5261 | -107.6961 | 2013 | 8
PSCO | Eagle Valley Clean Energy LLC Biomass | 58574 | 01 |  |  | Wood/Wood Waste Biomass | 12.6 | CO | Eagle | 39.6481 | -106.9431 | 2013 | 12
PSCO | East Victory Way Solar | 66945 | YVEA |  |  | Solar Photovoltaic | 4 | CO | Moffat | 40.5131 | -107.5018 | 2023 | 11
PSCO | Fort Lupton | 8067 | 1 |  |  | Natural Gas Fired Combustion Turbine | 50.4 | CO | Weld | 40.0922 | -104.796 | 1972 | 4
PSCO | Fort Lupton | 8067 | 2 |  |  | Natural Gas Fired Combustion Turbine | 50.4 | CO | Weld | 40.0922 | -104.796 | 1972 | 4
PSCO | Fort St Vrain | 6112 | 1 |  |  | Natural Gas Fired Combined Cycle | 342.6 | CO | Weld | 40.2461 | -104.8742 | 1998 | 7
PSCO | Fort St Vrain | 6112 | 2 |  |  | Natural Gas Fired Combined Cycle | 175.1 | CO | Weld | 40.2461 | -104.8742 | 1996 | 5
PSCO | Fort St Vrain | 6112 | 3 |  |  | Natural Gas Fired Combined Cycle | 175.1 | CO | Weld | 40.2461 | -104.8742 | 1999 | 1
PSCO | Fort St Vrain | 6112 | 4 |  |  | Natural Gas Fired Combined Cycle | 175.1 | CO | Weld | 40.2461 | -104.8742 | 2001 | 6
PSCO | Fort St Vrain | 6112 | 5 |  |  | Natural Gas Fired Combustion Turbine | 140.3 | CO | Weld | 40.2461 | -104.8742 | 2009 | 5
PSCO | Fort St Vrain | 6112 | 6 |  |  | Natural Gas Fired Combustion Turbine | 140.3 | CO | Weld | 40.2461 | -104.8742 | 2009 | 5
PSCO | Fountain Valley Power Facility | 55453 | S1 |  |  | Natural Gas Fired Combustion Turbine | 38 | CO | El Paso | 38.5569 | -104.6875 | 2001 | 7
PSCO | Fountain Valley Power Facility | 55453 | S2 |  |  | Natural Gas Fired Combustion Turbine | 38 | CO | El Paso | 38.5569 | -104.6875 | 2001 | 7
PSCO | Fountain Valley Power Facility | 55453 | S3 |  |  | Natural Gas Fired Combustion Turbine | 38 | CO | El Paso | 38.5569 | -104.6875 | 2001 | 7
PSCO | Fountain Valley Power Facility | 55453 | S4 |  |  | Natural Gas Fired Combustion Turbine | 38 | CO | El Paso | 38.5569 | -104.6875 | 2001 | 7
PSCO | Fountain Valley Power Facility | 55453 | S5 |  |  | Natural Gas Fired Combustion Turbine | 38 | CO | El Paso | 38.5569 | -104.6875 | 2001 | 7
PSCO | Fountain Valley Power Facility | 55453 | S6 |  |  | Natural Gas Fired Combustion Turbine | 38 | CO | El Paso | 38.5569 | -104.6875 | 2001 | 8
PSCO | Frank Knutson | 55505 | BR1 |  |  | Natural Gas Fired Combustion Turbine | 77.1 | CO | Adams | 39.9411 | -104.682 | 2002 | 5
PSCO | Frank Knutson | 55505 | BR2 |  |  | Natural Gas Fired Combustion Turbine | 77.1 | CO | Adams | 39.9411 | -104.682 | 2002 | 5
PSCO | Fremont CO 1, LLC | 64031 | 228 |  |  | Solar Photovoltaic | 1.8 | CO | Fremont | 38.4645 | -105.2125 | 2020 | 1
PSCO | Fruita | 471 | 1 |  |  | Natural Gas Fired Combustion Turbine | 26.6 | CO | Mesa | 39.1364 | -108.7347 | 1973 | 6
PSCO | Gaylord Rockies CHP | 65898 | T0041 |  |  | Natural Gas Internal Combustion Engine | 2 | CO | Adams | 39.82 | -104.75 | 2022 | 5
PSCO | Gaylord Rockies CHP | 65898 | T0042 |  |  | Natural Gas Internal Combustion Engine | 2 | CO | Adams | 39.82 | -104.75 | 2022 | 5
PSCO | Georgetown Hydro | 472 | 1 |  |  | Conventional Hydroelectric | 0.6 | CO | Clear Creek | 39.6919 | -105.6978 | 1906 | 1
PSCO | Georgetown Hydro | 472 | 2 |  |  | Conventional Hydroelectric | 0.6 | CO | Clear Creek | 39.6919 | -105.6978 | 1908 | 1
PSCO | Gilcrest Sun CSG | 65609 | GLCRS |  |  | Solar Photovoltaic | 1.8 | CO | Weld | 40.2938 | -104.8062 | 2021 | 12
PSCO | Gilcrest V CSG | 64386 | GLCRV |  |  | Solar Photovoltaic | 4.8 | CO | Weld | 40.318 | -104.7707 | 2021 | 2
PSCO | Golden West Power Partners LLC | 59974 | GW1 |  |  | Onshore Wind Turbine | 250 | CO | El Paso | 38.935 | -104.212 | 2015 | 10
PSCO | Granby Hydro | 60119 | GEN1 |  |  | Conventional Hydroelectric | 1.2 | CO | Grand | 40.1464 | -105.8683 | 2016 | 5
PSCO | Greater Sandhill I | 57377 | GS-P1 |  |  | Solar Photovoltaic | 10 | CO | Alamosa | 37.6855 | -105.8909 | 2010 | 9
PSCO | Greater Sandhill I | 57377 | GS-P2 |  |  | Solar Photovoltaic | 9 | CO | Alamosa | 37.6855 | -105.8909 | 2010 | 12
PSCO | Gross Hydro Plant | 10424 | GEN1 |  |  | Conventional Hydroelectric | 4 | CO | Jefferson | 39.9456 | -105.3565 | 2007 | 8
PSCO | Gross Hydro Plant | 10424 | GEN2 |  |  | Conventional Hydroelectric | 4 | CO | Jefferson | 39.9456 | -105.3565 | 2007 | 8
PSCO | Hayden | 525 | 1 |  |  | Conventional Steam Coal | 190 | CO | Routt | 40.4856 | -107.185 | 1965 | 7
PSCO | Hayden | 525 | 2 |  |  | Conventional Steam Coal | 275.4 | CO | Routt | 40.4856 | -107.185 | 1976 | 9
PSCO | High Mesa CO | 67323 | HMESS |  |  | Batteries | 11.2 | CO | Garfield | 39.3959 | -108.0733 | 2025 | 3
PSCO | High Mesa CO | 67323 | HMSCO |  |  | Solar Photovoltaic | 11.2 | CO | Garfield | 39.3959 | -108.0733 | 2025 | 3
PSCO | Hillcrest Pump Station | 54142 | GEN1 |  |  | Conventional Hydroelectric | 2 | CO | Denver | 39.6419 | -104.9138 | 1993 | 6
PSCO | Hooper Solar | 60008 | SCCO3 |  |  | Solar Photovoltaic | 52 | CO | Alamosa | 37.6919 | -105.9908 | 2015 | 12
PSCO | Huerfano River Wind | 58548 | WTG1 |  |  | Onshore Wind Turbine | 2 | CO | Huerfano | 37.7722 | -104.8322 | 2013 | 10
PSCO | Huerfano River Wind | 58548 | WTG2 |  |  | Onshore Wind Turbine | 2 | CO | Huerfano | 37.7722 | -104.8322 | 2013 | 10
PSCO | Huerfano River Wind | 58548 | WTG3 |  |  | Onshore Wind Turbine | 2 | CO | Huerfano | 37.7722 | -104.8322 | 2013 | 10
PSCO | Huerfano River Wind | 58548 | WTG4 |  |  | Onshore Wind Turbine | 2 | CO | Huerfano | 37.7722 | -104.8322 | 2013 | 10
PSCO | Hunter Solar, LLC (CO) | 65231 | HCO |  |  | Solar Photovoltaic | 75 | CO | Arapahoe | 39.6266 | -104.465 | 2023 | 12
PSCO | IBM Solar | 63869 | DGIBM |  |  | Solar Photovoltaic | 8.1 | CO | Boulder | 40.0383 | -105.2449 | 2019 | 7
PSCO | Imboden Solar Garden | 61753 | PV1 |  |  | Solar Photovoltaic | 1.5 | CO | Adams | 39.7868 | -104.5836 | 2018 | 5
PSCO | Imboden Solar Garden | 61753 | PV2 |  |  | Solar Photovoltaic | 1.5 | CO | Adams | 39.7868 | -104.5836 | 2018 | 5
PSCO | JM Shafer Generating Station | 50707 | LMA |  |  | Natural Gas Fired Combined Cycle | 58.5 | CO | Weld | 40.0986 | -104.7736 | 1994 | 6
PSCO | JM Shafer Generating Station | 50707 | LMB |  |  | Natural Gas Fired Combined Cycle | 58.5 | CO | Weld | 40.0986 | -104.7736 | 1994 | 6
PSCO | JM Shafer Generating Station | 50707 | LMC |  |  | Natural Gas Fired Combined Cycle | 58.5 | CO | Weld | 40.0986 | -104.7736 | 1994 | 7
PSCO | JM Shafer Generating Station | 50707 | LMD |  |  | Natural Gas Fired Combined Cycle | 58.5 | CO | Weld | 40.0986 | -104.7736 | 1994 | 7
PSCO | JM Shafer Generating Station | 50707 | LME |  |  | Natural Gas Fired Combined Cycle | 58.5 | CO | Weld | 40.0986 | -104.7736 | 1994 | 7
PSCO | JM Shafer Generating Station | 50707 | STA |  |  | Natural Gas Fired Combined Cycle | 52.2 | CO | Weld | 40.0986 | -104.7736 | 1994 | 6
PSCO | JM Shafer Generating Station | 50707 | STB |  |  | Natural Gas Fired Combined Cycle | 52.2 | CO | Weld | 40.0986 | -104.7736 | 1994 | 6
PSCO | Jack's Solar Garden | 64200 | JSG |  |  | Solar Photovoltaic | 1 | CO | Boulder | 40.1226 | -105.1303 | 2020 | 10
PSCO | Jeffco Community Solar Gardens LLC | 60320 | SSCO1 |  |  | Solar Photovoltaic | 1.2 | CO | Jefferson | 39.8596 | -105.1497 | 2016 | 5
PSCO | Lafayette Horizon Solar CSG LLC | 62667 | LFHSL |  |  | Solar Photovoltaic | 1.6 | CO | Boulder | 39.9816 | -105.0637 | 2019 | 2
PSCO | Lamar Plant | 508 | IC1 |  |  | Petroleum Liquids | 1 | CO | Prowers | 38.0333 | -102.5379 | 1949 | 1
PSCO | Lamar Plant | 508 | IC2 |  |  | Petroleum Liquids | 1 | CO | Prowers | 38.0333 | -102.5379 | 1946 | 1
PSCO | Lamar Plant | 508 | T1-T3 |  |  | Onshore Wind Turbine | 4.5 | CO | Prowers | 38.0333 | -102.5379 | 2004 | 2
PSCO | Lamar Plant | 508 | T4 |  |  | Onshore Wind Turbine | 1.5 | CO | Prowers | 38.0333 | -102.5379 | 2004 | 2
PSCO | Lark Bunting Solar CSG | 67362 | LARKS |  |  | Solar Photovoltaic | 5 | CO | Weld | 40.3117 | -104.7714 | 2025 | 2
PSCO | Limon III Wind LLC | 59083 | WT1 |  |  | Onshore Wind Turbine | 200.6 | CO | Lincoln | 39.3533 | -103.4742 | 2014 | 8
PSCO | Limon Wind I | 58126 | 1 |  |  | Onshore Wind Turbine | 200 | CO | Lincoln | 39.381 | -103.5732 | 2012 | 11
PSCO | Limon Wind II | 58127 | 1 |  |  | Onshore Wind Turbine | 200 | CO | Lincoln | 39.3414 | -103.5811 | 2012 | 11
PSCO | Logan 1 Community Solar Array | 60722 | LOGA1 |  |  | Solar Photovoltaic | 1.5 | CO | Logan | 40.61 | -103.1451 | 2017 | 10
PSCO | Logan Wind Energy | 56613 | 1 |  |  | Onshore Wind Turbine | 201 | CO | Logan | 40.941 | -103.259 | 2007 | 10
PSCO | Mamm Creek | 67322 | MCESS |  |  | Batteries | 11.2 | CO | Garfield | 39.5266 | -107.698 | 2025 | 10
PSCO | Mamm Creek | 67322 | MCSCO |  |  | Solar Photovoltaic | 11.2 | CO | Garfield | 39.5266 | -107.698 | 2025 | 10
PSCO | Manchief Electric Generating Station | 55127 | UN1 |  |  | Natural Gas Fired Combustion Turbine | 150 | CO | Morgan | 40.2171 | -103.685 | 2000 | 6
PSCO | Manchief Electric Generating Station | 55127 | UN2 |  |  | Natural Gas Fired Combustion Turbine | 150 | CO | Morgan | 40.2171 | -103.685 | 2000 | 6
PSCO | Mesa CSG 1 Murdock | 62719 | X0038 |  |  | Solar Photovoltaic | 1.5 | CO | Mesa | 39.1088 | -108.6439 | 2019 | 5
PSCO | Mesa CSG 2 Massicotte | 62718 | X0037 |  |  | Solar Photovoltaic | 1.5 | CO | Mesa | 39.0448 | -108.4197 | 2019 | 5
PSCO | Mesa PV1 | 59199 | MESA1 |  |  | Solar Photovoltaic | 1.6 | CO | Mesa | 39.0672 | -108.5091 | 2014 | 12
PSCO | Metro Wastewater Reclamation District | 10180 | 1 |  |  | Other Waste Biomass | 2 | CO | Denver | 39.8078 | -104.9542 | 1985 | 4
PSCO | Metro Wastewater Reclamation District | 10180 | 2 |  |  | Other Waste Biomass | 2 | CO | Denver | 39.8078 | -104.9542 | 1985 | 4
PSCO | Metro Wastewater Reclamation District | 10180 | 3 |  |  | Other Waste Biomass | 2 | CO | Denver | 39.8078 | -104.9542 | 1985 | 4
PSCO | Metro Wastewater Reclamation District | 10180 | 4 |  |  | Other Waste Biomass | 2 | CO | Denver | 39.8078 | -104.9542 | 1985 | 4
PSCO | Metro Wastewater Reclamation District | 10180 | 5 |  |  | Other Waste Biomass | 3.5 | CO | Denver | 39.8078 | -104.9542 | 2000 | 8
PSCO | Metro Wastewater Reclamation District | 10180 | 6 |  |  | Other Waste Biomass | 3.5 | CO | Denver | 39.8078 | -104.9542 | 2000 | 9
PSCO | Monte Vista Solar 2 CSG, LLC | 64024 | 262 |  |  | Solar Photovoltaic | 1.6 | CO | Rio Grande | 37.5718 | -106.0999 | 2020 | 5
PSCO | Mountain Breeze Wind, LLC | 62840 | MTBRZ |  |  | Onshore Wind Turbine | 171.7 | CO | Weld | 40.9606 | -104.0032 | 2020 | 10
PSCO | Mtn. Solar 1 | 63276 | X0133 |  |  | Solar Photovoltaic | 1.5 | CO | Adams | 39.7776 | -104.5859 | 2019 | 8
PSCO | Mtn. Solar 2 | 63277 | X0133 |  |  | Solar Photovoltaic | 1.5 | CO | Adams | 39.7668 | -104.5905 | 2019 | 9
PSCO | Mtn. Solar 3 CSG | 63379 | X0134 |  |  | Solar Photovoltaic | 1.5 | CO | Morgan | 40.2809 | -103.6191 | 2020 | 1
PSCO | Mtn. Solar 4 (CSG) | 65178 | MTNS4 |  |  | Solar Photovoltaic | 1.5 | CO | Jefferson | 39.7276 | -105.1131 | 2021 | 11
PSCO | Neptune Energy Center Hybrid | 63731 | NT125 |  |  | Batteries | 125 | CO | Pueblo | 38.3303 | -104.4142 | 2023 | 6
PSCO | Neptune Energy Center Hybrid | 63731 | NT325 |  |  | Solar Photovoltaic | 325 | CO | Pueblo | 38.3303 | -104.4142 | 2023 | 6
PSCO | Northern Colorado Wind LLC | 57290 | GE |  |  | Onshore Wind Turbine | 22.5 | CO | Logan | 40.9881 | -102.8969 | 2009 | 8
PSCO | Northern Colorado Wind LLC | 57290 | SIEM |  |  | Onshore Wind Turbine | 151.8 | CO | Logan | 40.9881 | -102.8969 | 2009 | 8
PSCO | Oak Leaf Solar XXI (CSG) | 62243 | 53964 |  |  | Solar Photovoltaic | 1.5 | CO | Arapahoe | 39.638 | -104.604 | 2018 | 12
PSCO | Oak Leaf Solar XXII LLC (CSG) | 62252 | 53965 |  |  | Solar Photovoltaic | 1.5 | CO | Adams | 39.9038 | -104.6675 | 2019 | 1
PSCO | Oak Leaf Solar XXIII LLC (CSG) | 62256 | 53966 |  |  | Solar Photovoltaic | 1.5 | CO | Adams | 39.8016 | -104.6215 | 2019 | 1
PSCO | Oak Leaf Solar XXIV LLC (CSG) | 62253 | 53967 |  |  | Solar Photovoltaic | 1.5 | CO | Arapahoe | 39.637 | -104.561 | 2019 | 1
PSCO | Oak Leaf Solar XXV LLC (CSG) | 62245 | 53968 |  |  | Solar Photovoltaic | 1.5 | CO | Arapahoe | 39.637 | -104.529 | 2018 | 12
PSCO | Oak Leaf Solar XXVI LLC | 62254 | 53970 |  |  | Solar Photovoltaic | 1.5 | CO | Adams | 39.9 | -104.7345 | 2019 | 1
PSCO | Oak Leaf Solar XXVII LLC | 62224 | 53971 |  |  | Solar Photovoltaic | 1.5 | CO | Weld | 40.44 | -104.64 | 2018 | 11
PSCO | Oak Leaf Solar XXVIII LLC (CSG) | 62255 | 53973 |  |  | Solar Photovoltaic | 1.5 | CO | Weld | 40.237 | -104.779 | 2019 | 6
PSCO | Oak Leaf Solar XXX LLC (CSG) | 62239 | 53963 |  |  | Solar Photovoltaic | 1.5 | CO | Alamosa | 37.4534 | -105.878 | 2018 | 12
PSCO | Oak Leaf Solar XXXI LLC (CSG) | 62244 | 53977 |  |  | Solar Photovoltaic | 1.5 | CO | Mesa | 39.145 | -108.32 | 2018 | 12
PSCO | Oak Leaf Solar XXXII (CSG) | 62251 | 53975 |  |  | Solar Photovoltaic | 1.5 | CO | Garfield | 39.523 | -107.815 | 2019 | 3
PSCO | Oak Leaf Solar XXXIII LLC (Lantz) | 63681 | 13 |  |  | Solar Photovoltaic | 1.5 | CO | Chaffee | 38.5357 | -106.0753 | 2020 | 1
PSCO | Oak Leaf Solar XXXIII LLC (Lantz) | 63681 | 14 |  |  | Solar Photovoltaic | 1.5 | CO | Chaffee | 38.5357 | -106.0753 | 2020 | 1
PSCO | Panasonic Carport Solar Hybrid | 61439 | PANPV |  |  | Solar Photovoltaic | 1.3 | CO | Adams | 39.8087 | -104.7815 | 2017 | 5
PSCO | Parkway Battery Storage | 67301 | PKWBA |  |  | Batteries | 7.8 | CO | Broomfield | 39.9857 | -105.0104 | 2024 | 5
PSCO | Pawnee | 6248 | 1 |  |  | Conventional Steam Coal | 552.3 | CO | Morgan | 40.2217 | -103.6803 | 1981 | 11
PSCO | Peak View Wind Farm | 60143 | WTG |  |  | Onshore Wind Turbine | 60.8 | CO | Huerfano | 37.7104 | -104.5055 | 2016 | 11
PSCO | Peetz Table Wind Energy | 56563 | GE |  |  | Onshore Wind Turbine | 199.5 | CO | Logan | 40.986 | -103.436 | 2007 | 9
PSCO | Pike Solar Hybrid | 64212 | CO465 |  |  | Solar Photovoltaic | 175 | CO | El Paso | 38.6217 | -104.5814 | 2023 | 12
PSCO | Pioneer Solar (CO), LLC | 61991 | PI-QF |  |  | Solar Photovoltaic | 80 | CO | Adams | 39.7616 | -104.459 | 2021 | 6
PSCO | Pivot Solar 10 | 67446 | SC |  |  | Solar Photovoltaic | 1.7 | CO | Arapahoe | 39.7288 | -104.7706 | 2024 | 4
PSCO | Pivot Solar 9 | 67441 | SC |  |  | Solar Photovoltaic | 1.7 | CO | Arapahoe | 39.7274 | -104.7695 | 2024 | 4
PSCO | Plains End | 55650 | GE10 |  |  | Natural Gas Internal Combustion Engine | 5.7 | CO | Jefferson | 39.8575 | -105.226 | 2002 | 5
PSCO | Plains End | 55650 | GE11 |  |  | Natural Gas Internal Combustion Engine | 5.7 | CO | Jefferson | 39.8575 | -105.226 | 2002 | 5
PSCO | Plains End | 55650 | GE12 |  |  | Natural Gas Internal Combustion Engine | 5.7 | CO | Jefferson | 39.8575 | -105.226 | 2002 | 5
PSCO | Plains End | 55650 | GE13 |  |  | Natural Gas Internal Combustion Engine | 5.7 | CO | Jefferson | 39.8575 | -105.226 | 2002 | 5
PSCO | Plains End | 55650 | GE14 |  |  | Natural Gas Internal Combustion Engine | 5.7 | CO | Jefferson | 39.8575 | -105.226 | 2002 | 5
PSCO | Plains End | 55650 | GE15 |  |  | Natural Gas Internal Combustion Engine | 5.7 | CO | Jefferson | 39.8575 | -105.226 | 2002 | 5
PSCO | Plains End | 55650 | GE16 |  |  | Natural Gas Internal Combustion Engine | 5.7 | CO | Jefferson | 39.8575 | -105.226 | 2002 | 5
PSCO | Plains End | 55650 | GE17 |  |  | Natural Gas Internal Combustion Engine | 5.7 | CO | Jefferson | 39.8575 | -105.226 | 2002 | 5
PSCO | Plains End | 55650 | GE18 |  |  | Natural Gas Internal Combustion Engine | 5.7 | CO | Jefferson | 39.8575 | -105.226 | 2002 | 5
PSCO | Plains End | 55650 | GE19 |  |  | Natural Gas Internal Combustion Engine | 5.7 | CO | Jefferson | 39.8575 | -105.226 | 2002 | 5
PSCO | Plains End | 55650 | GE20 |  |  | Natural Gas Internal Combustion Engine | 5.7 | CO | Jefferson | 39.8575 | -105.226 | 2002 | 5
PSCO | Plains End | 55650 | GEN1 |  |  | Natural Gas Internal Combustion Engine | 5.7 | CO | Jefferson | 39.8575 | -105.226 | 2002 | 5
PSCO | Plains End | 55650 | GEN2 |  |  | Natural Gas Internal Combustion Engine | 5.7 | CO | Jefferson | 39.8575 | -105.226 | 2002 | 5
PSCO | Plains End | 55650 | GEN3 |  |  | Natural Gas Internal Combustion Engine | 5.7 | CO | Jefferson | 39.8575 | -105.226 | 2002 | 5
PSCO | Plains End | 55650 | GEN4 |  |  | Natural Gas Internal Combustion Engine | 5.7 | CO | Jefferson | 39.8575 | -105.226 | 2002 | 5
PSCO | Plains End | 55650 | GEN5 |  |  | Natural Gas Internal Combustion Engine | 5.7 | CO | Jefferson | 39.8575 | -105.226 | 2002 | 5
PSCO | Plains End | 55650 | GEN6 |  |  | Natural Gas Internal Combustion Engine | 5.7 | CO | Jefferson | 39.8575 | -105.226 | 2002 | 5
PSCO | Plains End | 55650 | GEN7 |  |  | Natural Gas Internal Combustion Engine | 5.7 | CO | Jefferson | 39.8575 | -105.226 | 2002 | 5
PSCO | Plains End | 55650 | GEN8 |  |  | Natural Gas Internal Combustion Engine | 5.7 | CO | Jefferson | 39.8575 | -105.226 | 2002 | 5
PSCO | Plains End | 55650 | GEN9 |  |  | Natural Gas Internal Combustion Engine | 5.7 | CO | Jefferson | 39.8575 | -105.226 | 2002 | 5
PSCO | Plains End II LLC | 56516 | 2G01 |  |  | Natural Gas Internal Combustion Engine | 8.4 | CO | Jefferson | 39.8586 | -105.2256 | 2008 | 5
PSCO | Plains End II LLC | 56516 | 2G02 |  |  | Natural Gas Internal Combustion Engine | 8.4 | CO | Jefferson | 39.8586 | -105.2256 | 2008 | 5
PSCO | Plains End II LLC | 56516 | 2G03 |  |  | Natural Gas Internal Combustion Engine | 8.4 | CO | Jefferson | 39.8586 | -105.2256 | 2008 | 5
PSCO | Plains End II LLC | 56516 | 2G04 |  |  | Natural Gas Internal Combustion Engine | 8.4 | CO | Jefferson | 39.8586 | -105.2256 | 2008 | 5
PSCO | Plains End II LLC | 56516 | 2G05 |  |  | Natural Gas Internal Combustion Engine | 8.4 | CO | Jefferson | 39.8586 | -105.2256 | 2008 | 5
PSCO | Plains End II LLC | 56516 | 2G06 |  |  | Natural Gas Internal Combustion Engine | 8.4 | CO | Jefferson | 39.8586 | -105.2256 | 2008 | 5
PSCO | Plains End II LLC | 56516 | 2G07 |  |  | Natural Gas Internal Combustion Engine | 8.4 | CO | Jefferson | 39.8586 | -105.2256 | 2008 | 5
PSCO | Plains End II LLC | 56516 | 2G08 |  |  | Natural Gas Internal Combustion Engine | 8.4 | CO | Jefferson | 39.8586 | -105.2256 | 2008 | 5
PSCO | Plains End II LLC | 56516 | 2G09 |  |  | Natural Gas Internal Combustion Engine | 8.4 | CO | Jefferson | 39.8586 | -105.2256 | 2008 | 5
PSCO | Plains End II LLC | 56516 | 2G10 |  |  | Natural Gas Internal Combustion Engine | 8.4 | CO | Jefferson | 39.8586 | -105.2256 | 2008 | 5
PSCO | Plains End II LLC | 56516 | 2G11 |  |  | Natural Gas Internal Combustion Engine | 8.4 | CO | Jefferson | 39.8586 | -105.2256 | 2008 | 5
PSCO | Plains End II LLC | 56516 | 2G12 |  |  | Natural Gas Internal Combustion Engine | 8.4 | CO | Jefferson | 39.8586 | -105.2256 | 2008 | 5
PSCO | Plains End II LLC | 56516 | 2G13 |  |  | Natural Gas Internal Combustion Engine | 8.4 | CO | Jefferson | 39.8586 | -105.2256 | 2008 | 5
PSCO | Plains End II LLC | 56516 | 2G14 |  |  | Natural Gas Internal Combustion Engine | 8.4 | CO | Jefferson | 39.8586 | -105.2256 | 2008 | 5
PSCO | Platte Valley Battery Storage | 67307 | PLVBA |  |  | Batteries | 7.8 | CO | Weld | 39.9883 | -104.8451 | 2024 | 7
PSCO | Platteville Solar CSG, LLC | 63753 | 218 |  |  | Solar Photovoltaic | 1.3 | CO | Weld | 40.2283 | -104.7747 | 2020 | 1
PSCO | Pueblo | 460 | IC1 |  |  | Petroleum Liquids | 2 | CO | Pueblo | 38.2667 | -104.6144 | 1964 | 2
PSCO | Pueblo | 460 | IC3 |  |  | Petroleum Liquids | 2 | CO | Pueblo | 38.2667 | -104.6144 | 1964 | 2
PSCO | Pueblo | 460 | IC4 |  |  | Petroleum Liquids | 2 | CO | Pueblo | 38.2667 | -104.6144 | 1964 | 2
PSCO | Pueblo | 460 | IC5 |  |  | Petroleum Liquids | 2 | CO | Pueblo | 38.2667 | -104.6144 | 1964 | 2
PSCO | Pueblo Airport Generating Station | 56998 | 4 |  |  | Natural Gas Fired Combined Cycle | 40 | CO | Pueblo | 38.3208 | -104.5264 | 2012 | 1
PSCO | Pueblo Airport Generating Station | 56998 | 43 |  |  | Natural Gas Fired Combined Cycle | 20 | CO | Pueblo | 38.3208 | -104.5264 | 2012 | 1
PSCO | Pueblo Airport Generating Station | 56998 | 5 |  |  | Natural Gas Fired Combined Cycle | 40 | CO | Pueblo | 38.3208 | -104.5264 | 2012 | 1
PSCO | Pueblo Airport Generating Station | 56998 | 53 |  |  | Natural Gas Fired Combined Cycle | 20 | CO | Pueblo | 38.3208 | -104.5264 | 2012 | 1
PSCO | Pueblo Airport Generating Station | 56998 | 6 |  |  | Natural Gas Fired Combined Cycle | 40 | CO | Pueblo | 38.3208 | -104.5264 | 2012 | 1
PSCO | Pueblo Airport Generating Station | 56998 | 7 |  |  | Natural Gas Fired Combined Cycle | 40 | CO | Pueblo | 38.3208 | -104.5264 | 2012 | 1
PSCO | Pueblo Airport Generating Station | 56998 | CT08 |  |  | Natural Gas Fired Combustion Turbine | 40 | CO | Pueblo | 38.3208 | -104.5264 | 2016 | 12
PSCO | Pueblo Airport Generating Station | 56998 | GT1 |  |  | Natural Gas Fired Combustion Turbine | 100 | CO | Pueblo | 38.3208 | -104.5264 | 2012 | 1
PSCO | Pueblo Airport Generating Station | 56998 | GT2 |  |  | Natural Gas Fired Combustion Turbine | 100 | CO | Pueblo | 38.3208 | -104.5264 | 2012 | 1
PSCO | Quincy II Solar Garden | 61752 | PV1 |  |  | Solar Photovoltaic | 1.5 | CO | Arapahoe | 39.6384 | -104.6625 | 2018 | 5
PSCO | RV CSU Power II LLC | 57507 | CSUII |  |  | Solar Photovoltaic | 3 | CO | Larimer | 40.5928 | -105.1471 | 2010 | 12
PSCO | RV CSU Power LLC | 57141 | CSU1 |  |  | Solar Photovoltaic | 1.9 | CO | Larimer | 40.5911 | -105.1459 | 2009 | 12
PSCO | Rawhide | 6761 | 1 |  |  | Conventional Steam Coal | 293.6 | CO | Larimer | 40.8609 | -105.0212 | 1984 | 4
PSCO | Rawhide | 6761 | A |  |  | Natural Gas Fired Combustion Turbine | 89.3 | CO | Larimer | 40.8609 | -105.0212 | 2002 | 6
PSCO | Rawhide | 6761 | B |  |  | Natural Gas Fired Combustion Turbine | 89.3 | CO | Larimer | 40.8609 | -105.0212 | 2002 | 8
PSCO | Rawhide | 6761 | C |  |  | Natural Gas Fired Combustion Turbine | 89.3 | CO | Larimer | 40.8609 | -105.0212 | 2002 | 9
PSCO | Rawhide | 6761 | D |  |  | Natural Gas Fired Combustion Turbine | 89.3 | CO | Larimer | 40.8609 | -105.0212 | 2004 | 6
PSCO | Rawhide | 6761 | F |  |  | Natural Gas Fired Combustion Turbine | 149.6 | CO | Larimer | 40.8609 | -105.0212 | 2008 | 6
PSCO | Rawhide Prairie Solar Hybrid | 63722 | BA1 |  |  | Batteries | 1 | CO | Larimer | 40.858 | -105.0156 | 2021 | 3
PSCO | Rawhide Prairie Solar Hybrid | 63722 | PV1 |  |  | Solar Photovoltaic | 22 | CO | Larimer | 40.858 | -105.0156 | 2021 | 3
PSCO | Redlands Water & Power | 50267 | RED1 |  |  | Conventional Hydroelectric | 1.4 | CO | Mesa | 39.0673 | -108.5928 | 1931 | 8
PSCO | Ridge Crest Wind Partners | 55741 | A1 |  |  | Onshore Wind Turbine | 29.7 | CO | Logan | 40.9459 | -103.162 | 2001 | 12
PSCO | Rocky Ford | 6516 | IC1A |  |  | Petroleum Liquids | 2 | CO | Otero | 38.0492 | -103.7136 | 1964 | 2
PSCO | Rocky Ford | 6516 | IC2 |  |  | Petroleum Liquids | 2 | CO | Otero | 38.0492 | -103.7136 | 1964 | 6
PSCO | Rocky Ford | 6516 | IC3 |  |  | Petroleum Liquids | 2 | CO | Otero | 38.0492 | -103.7136 | 1964 | 6
PSCO | Rocky Ford | 6516 | IC4 |  |  | Petroleum Liquids | 2 | CO | Otero | 38.0492 | -103.7136 | 1964 | 6
PSCO | Rocky Ford | 6516 | IC5 |  |  | Petroleum Liquids | 2 | CO | Otero | 38.0492 | -103.7136 | 1964 | 6
PSCO | Rocky Mountain Energy Center | 55835 | CTG1 |  |  | Natural Gas Fired Combined Cycle | 175.1 | CO | Weld | 40.0908 | -104.5953 | 2004 | 5
PSCO | Rocky Mountain Energy Center | 55835 | CTG2 |  |  | Natural Gas Fired Combined Cycle | 175.1 | CO | Weld | 40.0908 | -104.5953 | 2004 | 5
PSCO | Rocky Mountain Energy Center | 55835 | STG1 |  |  | Natural Gas Fired Combined Cycle | 334.9 | CO | Weld | 40.0908 | -104.5953 | 2004 | 5
PSCO | Roundhouse Wind Energy Project | 63133 | 82059 |  |  | Onshore Wind Turbine | 124 | WY | Laramie | 41.0951 | -105.1074 | 2020 | 6
PSCO | Roundhouse Wind Energy Project | 63133 | 82060 |  |  | Onshore Wind Turbine | 79 | WY | Laramie | 41.0951 | -105.1074 | 2020 | 6
PSCO | Roundhouse Wind Energy Project | 63133 | 82061 |  |  | Onshore Wind Turbine | 23 | WY | Laramie | 41.0951 | -105.1074 | 2020 | 6
PSCO | Rush Creek Wind | 60619 | GEN1 |  |  | Onshore Wind Turbine | 600 | CO | Elbert | 39.1721 | -103.8454 | 2018 | 12
PSCO | SMPA Solar 1 Community Solar | 58547 | 1 |  |  | Solar Photovoltaic | 1 | CO | Montrose | 38.2725 | -108.7856 | 2012 | 12
PSCO | SR Jenkins Ft Lupton | 60023 | FTLUP |  |  | Solar Photovoltaic | 13 | CO | Weld | 40.0814 | -104.7467 | 2016 | 5
PSCO | SR Platte Solar Farm | 61462 | PV1 |  |  | Solar Photovoltaic | 16 | CO | Weld | 40.1817 | -104.6921 | 2017 | 11
PSCO | Salida | 474 | 2 |  |  | Conventional Hydroelectric | 0.6 | CO | Chaffee | 38.5342 | -106.182 | 1908 | 6
PSCO | San Isabel Solar, LLC | 60304 | SISPV |  |  | Solar Photovoltaic | 30 | CO | Las Animas | 37.372 | -104.843 | 2016 | 12
PSCO | San Luis Solar Garden | 61472 | ANTO2 |  |  | Solar Photovoltaic | 1.2 | CO | Conejos | 37.0681 | -106.0189 | 2017 | 8
PSCO | San Luis Valley Solar Array | 61605 | 1 |  |  | Solar Photovoltaic | 2.7 | CO | Saguache | 37.777 | -106.22 | 2017 | 11
PSCO | San Luis Valley Solar Ranch | 57317 | 1 |  |  | Solar Photovoltaic | 35 | CO | Alamosa | 37.6945 | -105.9276 | 2011 | 12
PSCO | Shoshone (CO) | 476 | A |  |  | Conventional Hydroelectric | 7.2 | CO | Garfield | 39.5701 | -107.2269 | 1909 | 6
PSCO | Shoshone (CO) | 476 | B |  |  | Conventional Hydroelectric | 7.2 | CO | Garfield | 39.5701 | -107.2269 | 1909 | 6
PSCO | Spanish Peaks Solar | 62379 | 47301 |  |  | Solar Photovoltaic | 140 | CO | Las Animas | 37.378 | -104.475 | 2024 | 12
PSCO | Spindle Hill Energy Center | 56445 | GEN1 |  |  | Natural Gas Fired Combustion Turbine | 210 | CO | Weld | 40.0922 | -104.8878 | 2007 | 5
PSCO | Spindle Hill Energy Center | 56445 | GEN2 |  |  | Natural Gas Fired Combustion Turbine | 210 | CO | Weld | 40.0922 | -104.8878 | 2007 | 5
PSCO | Spring Canyon | 56320 | 1 |  |  | Onshore Wind Turbine | 60 | CO | Logan | 40.983 | -102.9647 | 2006 | 2
PSCO | Spring Canyon Expansion Wind Energy Ctr | 58769 | 1 |  |  | Onshore Wind Turbine | 34 | CO | Logan | 40.9642 | -103.0772 | 2014 | 10
PSCO | Spring Canyon Expansion Wind Energy Ctr | 58769 | SCIII |  |  | Onshore Wind Turbine | 28.6 | CO | Logan | 40.9642 | -103.0772 | 2014 | 12
PSCO | Springfield Wind | 67160 | T1S |  |  | Onshore Wind Turbine | 1.5 | CO | Baca | 37.2144 | -102.3933 | 2004 | 2
PSCO | Sterling PV 3 | 59198 | STER3 |  |  | Solar Photovoltaic | 1.6 | CO | Logan | 40.6316 | -103.1947 | 2014 | 12
PSCO | Strontia Springs Hydro Plant | 10081 | GEN1 |  |  | Conventional Hydroelectric | 1 | CO | Douglas | 39.4326 | -105.1263 | 1986 | 7
PSCO | Sugarloaf Hydro Plant | 50435 | SUG1 |  |  | Conventional Hydroelectric | 2.5 | CO | Lake | 39.2527 | -106.3748 | 1985 | 11
PSCO | Sun Mountain Solar 1 | 65032 | COSM1 |  |  | Solar Photovoltaic | 200 | CO | Pueblo | 38.1803 | -104.5185 | 2022 | 12
PSCO | SunE Alamosa | 56481 | 1 |  |  | Solar Photovoltaic | 1 | CO | Alamosa | 37.6903 | -105.8805 | 2007 | 12
PSCO | SunE Alamosa | 56481 | 2 |  |  | Solar Photovoltaic | 7.2 | CO | Alamosa | 37.6903 | -105.8805 | 2007 | 12
PSCO | Sunnyside Ranch Community Solar Array | 59742 | HCE |  |  | Solar Photovoltaic | 1.5 | CO | Garfield | 39.415 | -107.1572 | 2015 | 4
PSCO | Thunder Wolf Energy Center Hybrid | 63776 | TW100 |  |  | Batteries | 100 | CO | Pueblo | 38.1899 | -104.398 | 2023 | 6
PSCO | Thunder Wolf Energy Center Hybrid | 63776 | TW300 |  |  | Solar Photovoltaic | 248 | CO | Pueblo | 38.1899 | -104.398 | 2023 | 6
PSCO | Titan Solar | 61811 | PCEC |  |  | Solar Photovoltaic | 50 | CO | Arapahoe | 39.6865 | -104.014 | 2018 | 12
PSCO | Trout Creek Solar | 62260 | 44901 |  |  | Solar Photovoltaic | 2 | CO | Chaffee | 38.8151 | -106.1104 | 2019 | 1
PSCO | TruStile Doors - Denver | 64388 | TRUCO |  |  | Solar Photovoltaic | 1.2 | CO | Adams | 39.8257 | -104.9731 | 2021 | 2
PSCO | Twin Buttes II Wind |  |  | 15399 | WT1 | Onshore Wind Turbine | [7 empty] | 75 | CO | Prowers
PSCO | Twin Buttes Wind Project | 56460 | WT1 |  |  | Onshore Wind Turbine | 75 | CO | Bent | 37.6735 | -102.8622 | 2007 | 7
PSCO | USS Cogburn Solar LLC (CSG) | 66436 | USCOG |  |  | Solar Photovoltaic | 2.4 | CO | Weld | 40.4643 | -104.6102 | 2024 | 12
PSCO | USS Giveback Solar LLC (CSG) | 65990 | USSGB |  |  | Solar Photovoltaic | 2 | CO | Pueblo | 38.1435 | -104.2534 | 2023 | 12
PSCO | University of Colorado | 54372 | GT1 |  |  | Natural Gas Fired Combined Cycle | 16 | CO | Boulder | 40.0076 | -105.2692 | 1992 | 8
PSCO | University of Colorado | 54372 | GT2 |  |  | Natural Gas Fired Combined Cycle | 16 | CO | Boulder | 40.0076 | -105.2692 | 1992 | 8
PSCO | University of Colorado | 54372 | ST1 |  |  | Natural Gas Fired Combined Cycle | 1 | CO | Boulder | 40.0076 | -105.2692 | 1992 | 8
PSCO | Valmont | 477 | 6 |  |  | Natural Gas Fired Combustion Turbine | 59.3 | CO | Boulder | 40.0195 | -105.202 | 1973 | 5
PSCO | Valmont Combustion Turbine Project | 55207 | UN7 |  |  | Natural Gas Fired Combustion Turbine | 71.1 | CO | Boulder | 40.0205 | -105.2009 | 2000 | 5
PSCO | Valmont Combustion Turbine Project | 55207 | UN8 |  |  | Natural Gas Fired Combustion Turbine | 71.1 | CO | Boulder | 40.0205 | -105.2009 | 2001 | 5
PSCO | Vasquez V CSG | 65520 | VASQV |  |  | Solar Photovoltaic | 4 | CO | Weld | 40.2318 | -104.7989 | 2021 | 12
PSCO | Venture 1 - 1A CSG | 64880 | 75020 |  |  | Solar Photovoltaic | 1.5 | CO | Adams | 39.7523 | -104.6674 | 2021 | 5
PSCO | Venture 2 - 1B | 65235 | 75024 |  |  | Solar Photovoltaic | 1.5 | CO | Adams | 39.7522 | -104.6651 | 2021 | 9
PSCO | Venture 3 - 1C | 65236 | 75021 |  |  | Solar Photovoltaic | 1.5 | CO | Adams | 39.7505 | -104.6673 | 2021 | 9
PSCO | Venture 4 - 1D | 65237 | 75023 |  |  | Solar Photovoltaic | 1.5 | CO | Adams | 39.7523 | -104.6673 | 2021 | 9
PSCO | Victory Solar LLC | 60764 | PV1 |  |  | Solar Photovoltaic | 12.8 | CO | Adams | 39.795 | -104.433 | 2016 | 12
PSCO | Vilas Solar Array | 61606 | 1 |  |  | Solar Photovoltaic | 4 | CO | Baca | 37.384 | -102.466 | 2017 | 12
PSCO | WWRF Solar Plant | 56922 | EAST |  |  | Solar Photovoltaic | 0.5 | CO | Garfield | 39.5229 | -107.8134 | 2009 | 2
PSCO | WWRF Solar Plant | 56922 | WEST |  |  | Solar Photovoltaic | 1 | CO | Garfield | 39.5229 | -107.8134 | 2009 | 2
PSCO | Weld 1 Community Solar Array | 60720 | WELD1 |  |  | Solar Photovoltaic | 1.5 | CO | Weld | 40.2321 | -104.7919 | 2017 | 10
PSCO | Western Sugar Coop- Ft Morgan | 58081 | ATB-2 |  |  | Natural Gas Steam Turbine | 3 | CO | Morgan | 40.263 | -103.8069 | 1947 | 9
PSCO | Xcel Adams 1 Community Solar Array | 60726 | ADCO1 |  |  | Solar Photovoltaic | 1.8 | CO | Adams | 39.7655 | -104.5886 | 2017 | 9
PSCO | Xcel Adams 2 Community Solar Array | 60725 | ADCO2 |  |  | Solar Photovoltaic | 1.5 | CO | Adams | 39.7849 | -104.5834 | 2017 | 12
PSEI | Black Creek | 54860 | GEN1 |  |  | Conventional Hydroelectric | 3.7 | WA | King | 47.5497 | -121.7105 | 1994 | 2
PSEI | Calligan Creek Hydroelectric Project | 60418 | CC6MW |  |  | Conventional Hydroelectric | 6 | WA | King | 47.6008 | -121.6886 | 2018 | 2
PSEI | Camas Solar Project | 62071 | CAMAS |  |  | Solar Photovoltaic | 5 | WA | Kittitas | 46.9593 | -120.5091 | 2022 | 6
PSEI | Crystal Mountain | 3853 | 1 |  |  | Petroleum Liquids | 2.7 | WA | Pierce | 46.9535 | -121.4752 | 1969 | 12
PSEI | Electron | 3854 | 1 |  |  | Conventional Hydroelectric | 5.1 | WA | Pierce | 46.991 | -122.1749 | 1904 | 4
PSEI | Electron | 3854 | 2 |  |  | Conventional Hydroelectric | 5.1 | WA | Pierce | 46.991 | -122.1749 | 1904 | 4
PSEI | Electron | 3854 | 3 |  |  | Conventional Hydroelectric | 5.1 | WA | Pierce | 46.991 | -122.1749 | 1904 | 4
PSEI | Electron | 3854 | 4 |  |  | Conventional Hydroelectric | 7.5 | WA | Pierce | 46.991 | -122.1749 | 1929 | 4
PSEI | Encogen | 7870 | CTG1 |  |  | Natural Gas Fired Combined Cycle | 39.4 | WA | Whatcom | 48.746 | -122.486 | 1993 | 3
PSEI | Encogen | 7870 | CTG2 |  |  | Natural Gas Fired Combined Cycle | 39.4 | WA | Whatcom | 48.746 | -122.486 | 1993 | 3
PSEI | Encogen | 7870 | CTG3 |  |  | Natural Gas Fired Combined Cycle | 39.4 | WA | Whatcom | 48.746 | -122.486 | 1993 | 3
PSEI | Encogen | 7870 | STG |  |  | Natural Gas Fired Combined Cycle | 58.2 | WA | Whatcom | 48.746 | -122.486 | 1993 | 4
PSEI | Ferndale Generating Station | 54537 | CT1A |  |  | Natural Gas Fired Combined Cycle | 95.9 | WA | Whatcom | 48.829 | -122.6851 | 1994 | 4
PSEI | Ferndale Generating Station | 54537 | CT1B |  |  | Natural Gas Fired Combined Cycle | 95.9 | WA | Whatcom | 48.829 | -122.6851 | 1994 | 4
PSEI | Ferndale Generating Station | 54537 | ST1 |  |  | Natural Gas Fired Combined Cycle | 93.7 | WA | Whatcom | 48.829 | -122.6851 | 1994 | 4
PSEI | Frederickson | 99 | 1 |  |  | Natural Gas Fired Combustion Turbine | 88.9 | WA | Pierce | 47.0797 | -122.365 | 1981 | 11
PSEI | Frederickson | 99 | 2 |  |  | Natural Gas Fired Combustion Turbine | 88.9 | WA | Pierce | 47.0797 | -122.365 | 1981 | 11
PSEI | Fredonia (WA) | 607 | 1 |  |  | Natural Gas Fired Combustion Turbine | 129.1 | WA | Skagit | 48.4558 | -122.4358 | 1984 | 5
PSEI | Fredonia (WA) | 607 | 2 |  |  | Natural Gas Fired Combustion Turbine | 129.1 | WA | Skagit | 48.4558 | -122.4358 | 1984 | 5
PSEI | Fredonia (WA) | 607 | 3 |  |  | Natural Gas Fired Combustion Turbine | 58.9 | WA | Skagit | 48.4558 | -122.4358 | 2001 | 7
PSEI | Fredonia (WA) | 607 | 4 |  |  | Natural Gas Fired Combustion Turbine | 58.9 | WA | Skagit | 48.4558 | -122.4358 | 2001 | 7
PSEI | HF Sinclair Puget Sound Refining | 54268 | GTG1 |  |  | Natural Gas Fired Combustion Turbine | 46.6 | WA | Skagit | 48.4708 | -122.56 | 1991 | 9
PSEI | HF Sinclair Puget Sound Refining | 54268 | GTG2 |  |  | Natural Gas Fired Combustion Turbine | 46.6 | WA | Skagit | 48.4708 | -122.56 | 1991 | 10
PSEI | HF Sinclair Puget Sound Refining | 54268 | GTG3 |  |  | Natural Gas Fired Combustion Turbine | 46.6 | WA | Skagit | 48.4708 | -122.56 | 1993 | 1
PSEI | Hancock Creek Hydroelectric Project | 60517 | HY1 |  |  | Conventional Hydroelectric | 6 | WA | King | 47.5722 | -121.6897 | 2018 | 2
PSEI | Koma Kulshan | 54267 | GEN1 |  |  | Conventional Hydroelectric | 12 | WA | Whatcom | 48.6802 | -121.7233 | 1990 | 10
PSEI | LRI LFGTE Facility | 58688 | A |  |  | Landfill Gas | 1.5 | WA | Pierce | 46.9756 | -122.2906 | 2013 | 11
PSEI | LRI LFGTE Facility | 58688 | B |  |  | Landfill Gas | 1.5 | WA | Pierce | 46.9756 | -122.2906 | 2013 | 11
PSEI | LRI LFGTE Facility | 58688 | C |  |  | Landfill Gas | 1.5 | WA | Pierce | 46.9756 | -122.2906 | 2013 | 11
PSEI | Lower Baker | 3855 | 3 |  |  | Conventional Hydroelectric | 80.8 | WA | Skagit | 48.5478 | -121.7407 | 1960 | 3
PSEI | Lower Baker | 3855 | 4 |  |  | Conventional Hydroelectric | 23.1 | WA | Skagit | 48.5478 | -121.7407 | 2013 | 7
PSEI | Nooksack Hydro | 58696 | GEN1 |  |  | Conventional Hydroelectric | 1.5 | WA | Whatcom | 48.9078 | -121.8142 | 1906 | 11
PSEI | Penstemon Solar Project | 62069 | PENST |  |  | Solar Photovoltaic | 5 | WA | Kittitas | 46.9593 | -120.5091 | 2022 | 1
PSEI | Sierra Pacific Burlington Facility | 56406 | GEN1 |  |  | Wood/Wood Waste Biomass | 28 | WA | Skagit | 48.4481 | -122.4331 | 2007 | 3
PSEI | Skookumchuck Wind Facility | 63205 | 1 |  |  | Onshore Wind Turbine | 136 | WA | Thurston | 46.8507 | -122.6644 | 2020 | 11
PSEI | Snoqualmie | 3860 | 1 |  |  | Conventional Hydroelectric | 1.5 | WA | King | 47.5401 | -121.837 | 1898 | 1
PSEI | Snoqualmie | 3860 | 2 |  |  | Conventional Hydroelectric | 1.5 | WA | King | 47.5401 | -121.837 | 1898 | 1
PSEI | Snoqualmie | 3860 | 3 |  |  | Conventional Hydroelectric | 1.5 | WA | King | 47.5401 | -121.837 | 1898 | 1
PSEI | Snoqualmie | 3860 | 4 |  |  | Conventional Hydroelectric | 1.5 | WA | King | 47.5401 | -121.837 | 1898 | 1
PSEI | Snoqualmie | 3860 | 5A |  |  | Conventional Hydroelectric | 6.8 | WA | King | 47.5401 | -121.837 | 2013 | 8
PSEI | Snoqualmie 2 | 7867 | 6A |  |  | Conventional Hydroelectric | 14.4 | WA | King | 47.5445 | -121.8414 | 2013 | 2
PSEI | Snoqualmie 2 | 7867 | 7 |  |  | Conventional Hydroelectric | 24.3 | WA | King | 47.5445 | -121.8414 | 1957 | 1
PSEI | Sumas Power Plant | 54476 | GEN1 |  |  | Natural Gas Fired Combined Cycle | 87.8 | WA | Whatcom | 48.9905 | -122.2733 | 1993 | 3
PSEI | Sumas Power Plant | 54476 | GEN2 |  |  | Natural Gas Fired Combined Cycle | 37.7 | WA | Whatcom | 48.9905 | -122.2733 | 1993 | 3
PSEI | Swauk Wind LLC | 58441 | SW |  |  | Onshore Wind Turbine | 4.3 | WA | Kittitas | 47.1392 | -120.7531 | 2012 | 12
PSEI | Twin Falls Hydro | 50827 | UNI1 |  |  | Conventional Hydroelectric | 12 | WA | King | 47.4446 | -121.6878 | 1989 | 12
PSEI | Twin Falls Hydro | 50827 | UNI2 |  |  | Conventional Hydroelectric | 12 | WA | King | 47.4446 | -121.6878 | 1989 | 12
PSEI | Upper Baker | 3861 | 1 |  |  | Conventional Hydroelectric | 52.4 | WA | Whatcom | 48.649 | -121.6907 | 1959 | 1
PSEI | Upper Baker | 3861 | 2 |  |  | Conventional Hydroelectric | 52.4 | WA | Whatcom | 48.649 | -121.6907 | 1959 | 1
PSEI | Urtica Solar Project | 62067 | URTIC |  |  | Solar Photovoltaic | 5 | WA | Kittitas | 47.1075 | -120.6897 | 2022 | 11
PSEI | Vantage Wind Energy LLC | 57188 | 1 |  |  | Onshore Wind Turbine | 90 | WA | Kittitas | 46.9547 | -120.1819 | 2010 | 10
PSEI | Weeks Falls | 54387 | GEN1 |  |  | Conventional Hydroelectric | 4.3 | WA | King | 47.4335 | -121.6483 | 1990 | 6
PSEI | Whitehorn | 6120 | 2 |  |  | Natural Gas Fired Combustion Turbine | 84.6 | WA | Whatcom | 48.8856 | -122.7516 | 1981 | 10
PSEI | Whitehorn | 6120 | 3 |  |  | Natural Gas Fired Combustion Turbine | 84.6 | WA | Whatcom | 48.8856 | -122.7516 | 1981 | 10
PSEI | Wild Horse | 56322 | 1 |  |  | Onshore Wind Turbine | 228.6 | WA | Kittitas | 47.0363 | -120.2065 | 2006 | 12
PSEI | Wild Horse | 56322 | WH2 |  |  | Onshore Wind Turbine | 44 | WA | Kittitas | 47.0363 | -120.2065 | 2009 | 11
PSEI | Wild Horse | 56322 | WHS1 |  |  | Solar Photovoltaic | 0.5 | WA | Kittitas | 47.0363 | -120.2065 | 2007 | 10
SC | Allendale Biomass | 58706 | GEN1 |  |  | Wood/Wood Waste Biomass | 22.5 | SC | Allendale | 32.995 | -81.2819 | 2013 | 11
SC | Allora Solar, LLC | 63808 | PGR30 |  |  | Solar Photovoltaic | 75 | SC | Lexington | 33.8993 | -81.4005 | 2023 | 1
SC | Bell Bay Solar Farm | 62395 | 1 |  |  | Solar Photovoltaic | 1.6 | SC | Horry | 33.6677 | -78.918 | 2018 | 3
SC | Berkeley County Landfill | 57945 | B1 |  |  | Landfill Gas | 1.6 | SC | Berkeley | 33.1211 | -80.0294 | 2011 | 2
SC | Berkeley County Landfill | 57945 | B2 |  |  | Landfill Gas | 1.6 | SC | Berkeley | 33.1211 | -80.0294 | 2011 | 2
SC | Centerfield Cooper Solar, LLC | 63810 | PGR24 |  |  | Solar Photovoltaic | 75 | SC | Chesterfield | 34.7088 | -80.1188 | 2020 | 12
SC | Cherokee County Cogen | 55043 | GT1 |  |  | Natural Gas Fired Combined Cycle | 76.5 | SC | Cherokee | 35.0727 | -81.613 | 1998 | 7
SC | Cherokee County Cogen | 55043 | ST1 |  |  | Natural Gas Fired Combined Cycle | 41.2 | SC | Cherokee | 35.0727 | -81.613 | 1998 | 7
SC | Colleton Solar Farm | 58700 | CS300 |  |  | Solar Photovoltaic | 2.5 | SC | Colleton | 32.9133 | -80.6925 | 2013 | 12
SC | Cross | 130 | 1 |  |  | Conventional Steam Coal | 591.4 | SC | Berkeley | 33.3715 | -80.1132 | 1995 | 5
SC | Cross | 130 | 2 |  |  | Conventional Steam Coal | 556.1 | SC | Berkeley | 33.3715 | -80.1132 | 1984 | 5
SC | Cross | 130 | 3 |  |  | Conventional Steam Coal | 652 | SC | Berkeley | 33.3715 | -80.1132 | 2007 | 1
SC | Cross | 130 | 4 |  |  | Conventional Steam Coal | 652 | SC | Berkeley | 33.3715 | -80.1132 | 2008 | 10
SC | Dorchester Biomass | 58707 | GEN1 |  |  | Wood/Wood Waste Biomass | 22.5 | SC | Dorchester | 33.2386 | -80.4503 | 2013 | 11
SC | Georgetown LFGTE | 56995 | G1 |  |  | Landfill Gas | 1.3 | SC | Georgetown | 33.4536 | -79.3161 | 2010 | 1
SC | Gunsight Solar, LLC | 63813 | PGR26 |  |  | Solar Photovoltaic | 75 | SC | Lexington | 33.7611 | -81.0667 | 2022 | 12
SC | Hilton Head | 3318 | 1 |  |  | Petroleum Liquids | 26.6 | SC | Beaufort | 32.2089 | -80.6988 | 1973 | 8
SC | Hilton Head | 3318 | 2 |  |  | Petroleum Liquids | 26.6 | SC | Beaufort | 32.2089 | -80.6988 | 1974 | 8
SC | Hilton Head | 3318 | 3 |  |  | Petroleum Liquids | 64.7 | SC | Beaufort | 32.2089 | -80.6988 | 1979 | 4
SC | Horry Land Fill Gas Site | 7958 | HG1 |  |  | Landfill Gas | 1.4 | SC | Horry | 33.8125 | -78.9672 | 2001 | 8
SC | Horry Land Fill Gas Site | 7958 | HG2 |  |  | Landfill Gas | 1.4 | SC | Horry | 33.8125 | -78.9672 | 2001 | 8
SC | Horry Land Fill Gas Site | 7958 | HG3 |  |  | Landfill Gas | 1.4 | SC | Horry | 33.8125 | -78.9672 | 2003 | 3
SC | International Paper Georgetown Mill | 54087 | GEN1 |  |  | Wood/Wood Waste Biomass | 25.6 | SC | Georgetown | 33.3602 | -79.3026 | 1966 | 1
SC | International Paper Georgetown Mill | 54087 | GEN2 |  |  | Wood/Wood Waste Biomass | 29.5 | SC | Georgetown | 33.3602 | -79.3026 | 1984 | 9
SC | International Paper Georgetown Mill | 54087 | GEN3 |  |  | Wood/Wood Waste Biomass | 40.5 | SC | Georgetown | 33.3602 | -79.3026 | 1984 | 9
SC | Jamison Solar Farm | 62396 | 1 |  |  | Solar Photovoltaic | 1.2 | SC | Orangeburg | 33.574 | -80.8371 | 2019 | 4
SC | Jefferies | 3319 | H1 |  |  | Conventional Hydroelectric | 30.6 | SC | Berkeley | 33.2444 | -79.9909 | 1942 | 12
SC | Jefferies | 3319 | H2 |  |  | Conventional Hydroelectric | 36.9 | SC | Berkeley | 33.2444 | -79.9909 | 1942 | 12
SC | Jefferies | 3319 | H3 |  |  | Conventional Hydroelectric | 30.6 | SC | Berkeley | 33.2444 | -79.9909 | 1942 | 12
SC | Jefferies | 3319 | H4 |  |  | Conventional Hydroelectric | 36.9 | SC | Berkeley | 33.2444 | -79.9909 | 1942 | 12
SC | Jefferies | 3319 | H6 |  |  | Conventional Hydroelectric | 10.2 | SC | Berkeley | 33.2444 | -79.9909 | 1942 | 12
SC | John S Rainey | 7834 | CT1A |  |  | Natural Gas Fired Combined Cycle | 175.1 | SC | Anderson | 34.3477 | -82.7745 | 2001 | 9
SC | John S Rainey | 7834 | CT1B |  |  | Natural Gas Fired Combined Cycle | 175.1 | SC | Anderson | 34.3477 | -82.7745 | 2001 | 9
SC | John S Rainey | 7834 | CT2A |  |  | Natural Gas Fired Combustion Turbine | 175.1 | SC | Anderson | 34.3477 | -82.7745 | 2002 | 3
SC | John S Rainey | 7834 | CT2B |  |  | Natural Gas Fired Combustion Turbine | 175.1 | SC | Anderson | 34.3477 | -82.7745 | 2002 | 5
SC | John S Rainey | 7834 | CT3A |  |  | Natural Gas Fired Combustion Turbine | 86.5 | SC | Anderson | 34.3477 | -82.7745 | 2004 | 1
SC | John S Rainey | 7834 | CT3B |  |  | Natural Gas Fired Combustion Turbine | 86.5 | SC | Anderson | 34.3477 | -82.7745 | 2004 | 1
SC | John S Rainey | 7834 | CT4A |  |  | Natural Gas Fired Combustion Turbine | 86.5 | SC | Anderson | 34.3477 | -82.7745 | 2004 | 1
SC | John S Rainey | 7834 | ST1S |  |  | Natural Gas Fired Combined Cycle | 194.4 | SC | Anderson | 34.3477 | -82.7745 | 2001 | 9
SC | Landrace Holdings, LLC | 65955 | LANDR |  |  | Solar Photovoltaic | 55 | SC | Horry | 33.7239 | -79.092 | 2023 | 11
SC | Lee County Landfill | 56120 | L1 |  |  | Landfill Gas | 1.9 | SC | Lee | 34.181 | -80.2678 | 2005 | 1
SC | Lee County Landfill | 56120 | L2 |  |  | Landfill Gas | 1.9 | SC | Lee | 34.181 | -80.2678 | 2005 | 1
SC | Lee County Landfill | 56120 | L3 |  |  | Landfill Gas | 1.9 | SC | Lee | 34.181 | -80.2678 | 2005 | 1
SC | Lee County Landfill | 56120 | L4 |  |  | Landfill Gas | 5.5 | SC | Lee | 34.181 | -80.2678 | 2006 | 9
SC | Marlboro Mill | 57470 | MG1 |  |  | Wood/Wood Waste Biomass | 51.4 | SC | Marlboro | 34.605 | -79.785 | 2010 | 9
SC | Myrtle Beach | 3320 | 1 |  |  | Petroleum Liquids | 11.5 | SC | Horry | 33.7083 | -78.9241 | 1972 | 8
SC | Myrtle Beach | 3320 | 2 |  |  | Petroleum Liquids | 11.5 | SC | Horry | 33.7083 | -78.9241 | 1962 | 5
SC | Myrtle Beach | 3320 | 3 |  |  | Petroleum Liquids | 26.6 | SC | Horry | 33.7083 | -78.9241 | 1962 | 5
SC | Myrtle Beach | 3320 | 4 |  |  | Petroleum Liquids | 26.6 | SC | Horry | 33.7083 | -78.9241 | 1972 | 8
SC | Myrtle Beach | 3320 | 5 |  |  | Petroleum Liquids | 35.3 | SC | Horry | 33.7083 | -78.9241 | 1976 | 6
SC | Omtanke Solar | 63756 | DGSC1 |  |  | Solar Photovoltaic | 6 | SC | Berkeley | 33.1337 | -80.2537 | 2020 | 3
SC | Rankin Solar Center, LLC | 61996 | RANKI |  |  | Solar Photovoltaic | 10 | SC | Florence | 34.2345 | -79.6551 | 2019 | 12
SC | Richland County Landfill | 56122 | R1 |  |  | Landfill Gas | 5.7 | SC | Richland | 34.103 | -80.7905 | 2006 | 1
SC | Richland County Landfill | 56122 | R2 |  |  | Landfill Gas | 1.6 | SC | Richland | 34.103 | -80.7905 | 2010 | 12
SC | Richland County Landfill | 56122 | R3 |  |  | Landfill Gas | 1.6 | SC | Richland | 34.103 | -80.7905 | 2010 | 12
SC | Runway Solar Farm | 62397 | 1 |  |  | Solar Photovoltaic | 2 | SC | Horry | 33.6677 | -78.918 | 2019 | 12
SC | Spillway | 3321 | 1 |  |  | Conventional Hydroelectric | 2 | SC | Berkeley | 33.4538 | -80.164 | 1950 | 8
SC | St Stephen | 6789 | 1 |  |  | Conventional Hydroelectric | 28 | SC | Berkeley | 33.4261 | -79.93 | 1985 | 3
SC | St Stephen | 6789 | 2 |  |  | Conventional Hydroelectric | 28 | SC | Berkeley | 33.4261 | -79.93 | 1985 | 3
SC | St Stephen | 6789 | 3 |  |  | Conventional Hydroelectric | 28 | SC | Berkeley | 33.4261 | -79.93 | 1985 | 3
SC | Winyah | 6249 | 1 |  |  | Conventional Steam Coal | 330.8 | SC | Georgetown | 33.3318 | -79.3572 | 1975 | 3
SC | Winyah | 6249 | 2 |  |  | Conventional Steam Coal | 315 | SC | Georgetown | 33.3318 | -79.3572 | 1977 | 7
SC | Winyah | 6249 | 3 |  |  | Conventional Steam Coal | 315 | SC | Georgetown | 33.3318 | -79.3572 | 1980 | 5
SC | Winyah | 6249 | 4 |  |  | Conventional Steam Coal | 315 | SC | Georgetown | 33.3318 | -79.3572 | 1981 | 11
SCEG | Barnwell Solar | 61327 | PGRB1 |  |  | Solar Photovoltaic | 5.4 | SC | Barnwell | 33.237 | -81.351 | 2017 | 6
SCEG | Beulah Solar | 66709 | BEULA |  |  | Solar Photovoltaic | 74.9 | SC | Saluda | 33.9452 | -81.5712 | 2022 | 5
SCEG | Blackville Solar Farm, LLC | 61918 | 1 |  |  | Solar Photovoltaic | 7.2 | SC | Barnwell | 33.3426 | -81.2589 | 2020 | 12
SCEG | Blackville Solar II | 61973 | C2BV |  |  | Solar Photovoltaic | 20 | SC | Barnwell | 33.3443 | -81.2618 | 2019 | 5
SCEG | Bull Street Plant | 59727 | GEN1 |  |  | Natural Gas Fired Combustion Turbine | 2 | SC | Orangeburg | 33.4898 | -80.8703 | 2005 | 4
SCEG | Bushy Park Combustion Turbine Facility | 66600 | CT1 |  |  | Natural Gas Fired Combustion Turbine | 65.4 | SC | Berkeley | 33.0149 | -79.93 | 2024 | 11
SCEG | Cameron Solar | 61489 | CAM |  |  | Solar Photovoltaic | 20 | SC | Calhoun | 33.574 | -80.707 | 2017 | 12
SCEG | Cameron Solar II | 61326 | PGRB2 |  |  | Solar Photovoltaic | 4.1 | SC | Calhoun | 33.567 | -80.699 | 2017 | 7
SCEG | Champion Solar | 61522 | PGRD3 |  |  | Solar Photovoltaic | 10.8 | SC | Lexington | 33.7947 | -81.2624 | 2017 | 12
SCEG | Coit GT | 3281 | 1 |  |  | Petroleum Liquids | 19.6 | SC | Richland | 33.9803 | -81.0407 | 1969 | 7
SCEG | Coit GT | 3281 | 2 |  |  | Petroleum Liquids | 19.6 | SC | Richland | 33.9803 | -81.0407 | 1969 | 5
SCEG | Columbia Canal Hydro | 3283 | 1 |  |  | Conventional Hydroelectric | 1.6 | SC | Richland | 33.9972 | -81.0494 | 1929 | 6
SCEG | Columbia Canal Hydro | 3283 | 2 |  |  | Conventional Hydroelectric | 1.6 | SC | Richland | 33.9972 | -81.0494 | 1929 | 6
SCEG | Columbia Canal Hydro | 3283 | 3 |  |  | Conventional Hydroelectric | 1.6 | SC | Richland | 33.9972 | -81.0494 | 1929 | 6
SCEG | Columbia Canal Hydro | 3283 | 4 |  |  | Conventional Hydroelectric | 1.3 | SC | Richland | 33.9972 | -81.0494 | 1953 | 6
SCEG | Columbia Canal Hydro | 3283 | 5 |  |  | Conventional Hydroelectric | 1.3 | SC | Richland | 33.9972 | -81.0494 | 1953 | 6
SCEG | Columbia Canal Hydro | 3283 | 6 |  |  | Conventional Hydroelectric | 1.6 | SC | Richland | 33.9972 | -81.0494 | 1928 | 6
SCEG | Columbia Canal Hydro | 3283 | 7 |  |  | Conventional Hydroelectric | 1.6 | SC | Richland | 33.9972 | -81.0494 | 1927 | 6
SCEG | Columbia Energy Center (SC) | 55386 | CT1 |  |  | Natural Gas Fired Combined Cycle | 197 | SC | Calhoun | 33.8697 | -81.0178 | 2004 | 5
SCEG | Columbia Energy Center (SC) | 55386 | CT2 |  |  | Natural Gas Fired Combined Cycle | 197 | SC | Calhoun | 33.8697 | -81.0178 | 2004 | 5
SCEG | Columbia Energy Center (SC) | 55386 | ST1 |  |  | Natural Gas Fired Combined Cycle | 274.5 | SC | Calhoun | 33.8697 | -81.0178 | 2004 | 5
SCEG | Cope | 7210 | ST1 |  |  | Natural Gas Steam Turbine | 417.3 | SC | Orangeburg | 33.3644 | -81.03 | 1996 | 1
SCEG | Denmark Solar | 62211 | 35 |  |  | Solar Photovoltaic | 6 | SC | Bamberg | 33.3471 | -81.1428 | 2020 | 12
SCEG | Diamond Solar | 61974 | C2BV |  |  | Solar Photovoltaic | 8.2 | SC | Lexington | 33.7862 | -81.2736 | 2019 | 6
SCEG | Eastover Solar | 66717 | ESTOR |  |  | Solar Photovoltaic | 73.6 | SC | Richland | 33.9185 | -80.6467 | 2023 | 3
SCEG | Eastover Solar | 66717 | STOR |  |  | Batteries | 18 | SC | Richland | 33.9185 | -80.6467 | 2023 | 3
SCEG | Edison Solar | 61975 | C2BV |  |  | Solar Photovoltaic | 4.8 | SC | Barnwell | 33.2442 | -81.3862 | 2019 | 6
SCEG | Estill Solar | 61490 | EST1 |  |  | Solar Photovoltaic | 20 | SC | Hampton | 32.7638 | -81.2422 | 2017 | 12
SCEG | Estill Solar II | 61529 | GEN1 |  |  | Solar Photovoltaic | 10.2 | SC | Allendale | 32.7278 | -81.2535 | 2017 | 12
SCEG | Fairfield Pumped Storage | 6126 | 1 |  |  | Hydroelectric Pumped Storage | 73.4 | SC | Fairfield | 34.3061 | -81.3308 | 1978 | 6
SCEG | Fairfield Pumped Storage | 6126 | 2 |  |  | Hydroelectric Pumped Storage | 73.4 | SC | Fairfield | 34.3061 | -81.3308 | 1978 | 6
SCEG | Fairfield Pumped Storage | 6126 | 3 |  |  | Hydroelectric Pumped Storage | 73.4 | SC | Fairfield | 34.3061 | -81.3308 | 1978 | 6
SCEG | Fairfield Pumped Storage | 6126 | 4 |  |  | Hydroelectric Pumped Storage | 73.4 | SC | Fairfield | 34.3061 | -81.3308 | 1978 | 6
SCEG | Fairfield Pumped Storage | 6126 | 5 |  |  | Hydroelectric Pumped Storage | 73.4 | SC | Fairfield | 34.3061 | -81.3308 | 1978 | 12
SCEG | Fairfield Pumped Storage | 6126 | 6 |  |  | Hydroelectric Pumped Storage | 73.4 | SC | Fairfield | 34.3061 | -81.3308 | 1978 | 12
SCEG | Fairfield Pumped Storage | 6126 | 7 |  |  | Hydroelectric Pumped Storage | 73.4 | SC | Fairfield | 34.3061 | -81.3308 | 1978 | 12
SCEG | Fairfield Pumped Storage | 6126 | 8 |  |  | Hydroelectric Pumped Storage | 73.4 | SC | Fairfield | 34.3061 | -81.3308 | 1978 | 12
SCEG | Gaston II | 61961 | GEN1 |  |  | Solar Photovoltaic | 7.5 | SC | Lexington | 33.7784 | -81.1103 | 2018 | 12
SCEG | Gaston Solar I - SC | 61530 | GEN1 |  |  | Solar Photovoltaic | 10.2 | SC | Lexington | 33.7747 | -81.1105 | 2018 | 3
SCEG | Hagood | 3285 | 4 |  |  | Natural Gas Fired Combustion Turbine | 122 | SC | Charleston | 32.8265 | -79.9634 | 1991 | 6
SCEG | Hagood | 3285 | 5 |  |  | Natural Gas Fired Combustion Turbine | 27.4 | SC | Charleston | 32.8265 | -79.9634 | 2009 | 12
SCEG | Hagood | 3285 | 6 |  |  | Natural Gas Fired Combustion Turbine | 27.9 | SC | Charleston | 32.8265 | -79.9634 | 2010 | 2
SCEG | Haley Solar | 61523 | PGRD1 |  |  | Solar Photovoltaic | 8.2 | SC | Allendale | 33.0234 | -81.2934 | 2017 | 12
SCEG | Hampton Solar 2 | 61498 | HAM2 |  |  | Solar Photovoltaic | 20 | SC | Hampton | 32.881 | -81.136 | 2017 | 12
SCEG | Hampton Solar I | 61325 | PGRB3 |  |  | Solar Photovoltaic | 6.8 | SC | Hampton | 32.879 | -81.133 | 2017 | 8
SCEG | Huntley | 63271 | 1295 |  |  | Solar Photovoltaic | 75 | SC | Orangeburg | 33.3356 | -80.6342 | 2020 | 4
SCEG | Jasper | 55927 | CT1 |  |  | Natural Gas Fired Combined Cycle | 212.8 | SC | Jasper | 32.3594 | -81.1242 | 2004 | 5
SCEG | Jasper | 55927 | CT2 |  |  | Natural Gas Fired Combined Cycle | 198.9 | SC | Jasper | 32.3594 | -81.1242 | 2004 | 5
SCEG | Jasper | 55927 | CT3 |  |  | Natural Gas Fired Combined Cycle | 212.8 | SC | Jasper | 32.3594 | -81.1242 | 2004 | 5
SCEG | Jasper | 55927 | ST1 |  |  | Natural Gas Fired Combined Cycle | 443.7 | SC | Jasper | 32.3594 | -81.1242 | 2004 | 5
SCEG | Lily Solar | 63548 | 1 |  |  | Solar Photovoltaic | 70 | SC | Allendale | 33.0949 | -81.4348 | 2020 | 2
SCEG | Lone Star Solar | 62235 | 49 |  |  | Solar Photovoltaic | 66 | SC | Calhoun | 33.6488 | -80.6391 | 2024 | 12
SCEG | Lone Star Solar | 62235 | 50 |  |  | Batteries | 66 | SC | Calhoun | 33.6488 | -80.6391 | 2024 | 12
SCEG | MCRD Parris Island PV Hybrid | 61956 | BAKUP |  |  | Petroleum Liquids | 2.5 | SC | Beaufort | 32.3294 | -80.6947 | 2019 | 6
SCEG | MCRD Parris Island PV Hybrid | 61956 | BKST2 |  |  | Petroleum Liquids | 0.5 | SC | Beaufort | 32.3294 | -80.6947 | 2019 | 6
SCEG | MCRD Parris Island PV Hybrid | 61956 | BLKST |  |  | Petroleum Liquids | 0.5 | SC | Beaufort | 32.3294 | -80.6947 | 2019 | 6
SCEG | MCRD Parris Island PV Hybrid | 61956 | CARPT |  |  | Solar Photovoltaic | 1.6 | SC | Beaufort | 32.3294 | -80.6947 | 2018 | 10
SCEG | MCRD Parris Island PV Hybrid | 61956 | CHPP |  |  | Natural Gas Fired Combustion Turbine | 3.5 | SC | Beaufort | 32.3294 | -80.6947 | 2019 | 6
SCEG | MCRD Parris Island PV Hybrid | 61956 | GRDMT |  |  | Solar Photovoltaic | 4.4 | SC | Beaufort | 32.3294 | -80.6947 | 2018 | 9
SCEG | MCRD Parris Island PV Hybrid | 61956 | TBESS |  |  | Batteries | 4 | SC | Beaufort | 32.3294 | -80.6947 | 2018 | 12
SCEG | McMeekin | 3287 | 1 |  |  | Natural Gas Steam Turbine | 146.8 | SC | Lexington | 34.0556 | -81.2172 | 1958 | 7
SCEG | McMeekin | 3287 | 2 |  |  | Natural Gas Steam Turbine | 146.8 | SC | Lexington | 34.0556 | -81.2172 | 1958 | 12
SCEG | Midlands | 63839 | 1113 |  |  | Solar Photovoltaic | 72.1 | SC | Calhoun | 33.649 | -80.9428 | 2020 | 7
SCEG | Moffett Solar Project | 60658 | PV1 |  |  | Solar Photovoltaic | 71.4 | SC | Jasper | 32.6207 | -80.996 | 2017 | 12
SCEG | Neal Shoals | 3289 | 1 |  |  | Conventional Hydroelectric | 1.1 | SC | Union | 34.6642 | -81.4486 | 1905 | 6
SCEG | Neal Shoals | 3289 | 2 |  |  | Conventional Hydroelectric | 1.1 | SC | Union | 34.6642 | -81.4486 | 1905 | 6
SCEG | Neal Shoals | 3289 | 3 |  |  | Conventional Hydroelectric | 1.1 | SC | Union | 34.6642 | -81.4486 | 1905 | 6
SCEG | Neal Shoals | 3289 | 4 |  |  | Conventional Hydroelectric | 1.1 | SC | Union | 34.6642 | -81.4486 | 1905 | 6
SCEG | North Road Peak | 7479 | EAST |  |  | Petroleum Liquids | 7 | SC | Orangeburg | 33.5452 | -80.9109 | 1987 | 4
SCEG | North Road Peak | 7479 | WEST |  |  | Petroleum Liquids | 7 | SC | Orangeburg | 33.5452 | -80.9109 | 1987 | 4
SCEG | Odyssey Solar | 61324 | PGRB4 |  |  | Solar Photovoltaic | 8.2 | SC | Lexington | 33.79 | -81.266 | 2017 | 8
SCEG | Otarre Solar Park | 61699 | OTRRE |  |  | Solar Photovoltaic | 1.6 | SC | Lexington | 33.9324 | -81.0514 | 2017 | 12
SCEG | Palmetto Plains | 62679 | 1405 |  |  | Solar Photovoltaic | 75 | SC | Orangeburg | 33.3402 | -80.6973 | 2019 | 7
SCEG | Parr Hydro | 3290 | 1 |  |  | Conventional Hydroelectric | 2.5 | SC | Fairfield | 34.2613 | -81.3309 | 1914 | 8
SCEG | Parr Hydro | 3290 | 2 |  |  | Conventional Hydroelectric | 2.5 | SC | Fairfield | 34.2613 | -81.3309 | 1914 | 8
SCEG | Parr Hydro | 3290 | 3 |  |  | Conventional Hydroelectric | 2.5 | SC | Fairfield | 34.2613 | -81.3309 | 1914 | 8
SCEG | Parr Hydro | 3290 | 4 |  |  | Conventional Hydroelectric | 2.5 | SC | Fairfield | 34.2613 | -81.3309 | 1914 | 8
SCEG | Parr Hydro | 3290 | 5 |  |  | Conventional Hydroelectric | 2.5 | SC | Fairfield | 34.2613 | -81.3309 | 1914 | 8
SCEG | Parr Hydro | 3290 | 6 |  |  | Conventional Hydroelectric | 2.5 | SC | Fairfield | 34.2613 | -81.3309 | 1921 | 8
SCEG | Peony Solar | 61976 | PGRG1 |  |  | Solar Photovoltaic | 39 | SC | Orangeburg | 33.502 | -81.254 | 2018 | 12
SCEG | Richardson Solar | 61972 | C2BV |  |  | Solar Photovoltaic | 3.6 | SC | Barnwell | 33.2777 | -81.3517 | 2019 | 7
SCEG | Ridgeland Solar Project | 60659 | PV1 |  |  | Solar Photovoltaic | 10 | SC | Jasper | 32.465 | -80.961 | 2017 | 6
SCEG | Rowesville Rd Plant | 7480 | GEN3 |  |  | Natural Gas Fired Combustion Turbine | 4.8 | SC | Orangeburg | 33.4366 | -80.8474 | 1994 | 6
SCEG | Rowesville Rd Plant | 7480 | GEN4 |  |  | Natural Gas Fired Combustion Turbine | 4.8 | SC | Orangeburg | 33.4366 | -80.8474 | 1994 | 6
SCEG | SCE&G Curie CSG | 61432 | SCCU1 |  |  | Solar Photovoltaic | 2 | SC | Hampton | 32.89 | -81.106 | 2019 | 2
SCEG | SCE&G Nimitz CSG | 61433 | SCNM1 |  |  | Solar Photovoltaic | 8 | SC | Jasper | 32.4978 | -80.9561 | 2018 | 6
SCEG | SCE&G Springfield CSG | 61434 | SCSP1 |  |  | Solar Photovoltaic | 6.1 | SC | Orangeburg | 33.491 | -81.297 | 2018 | 6
SCEG | Saluda Lexington | 3293 | 1 |  |  | Conventional Hydroelectric | 32.5 | SC | Lexington | 34.0533 | -81.2172 | 1930 | 8
SCEG | Saluda Lexington | 3293 | 2 |  |  | Conventional Hydroelectric | 32.5 | SC | Lexington | 34.0533 | -81.2172 | 1930 | 8
SCEG | Saluda Lexington | 3293 | 3 |  |  | Conventional Hydroelectric | 42.3 | SC | Lexington | 34.0533 | -81.2172 | 1930 | 8
SCEG | Saluda Lexington | 3293 | 4 |  |  | Conventional Hydroelectric | 32.5 | SC | Lexington | 34.0533 | -81.2172 | 1930 | 8
SCEG | Saluda Lexington | 3293 | 5 |  |  | Conventional Hydroelectric | 67.5 | SC | Lexington | 34.0533 | -81.2172 | 1971 | 7
SCEG | Saluda Solar II | 61323 | PGRB5 |  |  | Solar Photovoltaic | 3.4 | SC | Saluda | 34.011 | -81.739 | 2017 | 5
SCEG | Saluda Solar, LLC | 60535 | PV1 |  |  | Solar Photovoltaic | 6.8 | SC | Saluda | 33.9684 | -81.7829 | 2016 | 12
SCEG | Savannah River Site Biomass Cogen | 57138 | 1 |  |  | Wood/Wood Waste Biomass | 20.8 | SC | Aiken | 33.2833 | -81.6667 | 2012 | 1
SCEG | Seabrook Solar | 61701 | GEN1 |  |  | Solar Photovoltaic | 72.5 | SC | Beaufort | 32.5645 | -80.742 | 2019 | 12
SCEG | Shaw Creek Solar, LLC | 61790 | SHAWC |  |  | Solar Photovoltaic | 74.9 | SC | Aiken | 33.6747 | -81.7544 | 2019 | 10
SCEG | Southern Current One, LLC | 61748 | PRGE1 |  |  | Solar Photovoltaic | 10.2 | SC | Allendale | 32.9473 | -81.2159 | 2017 | 12
SCEG | St. Matthews Solar | 60293 | PV1 |  |  | Solar Photovoltaic | 10.2 | SC | Calhoun | 33.6867 | -80.7586 | 2017 | 8
SCEG | Stevens Creek | 736 | 1 |  |  | Conventional Hydroelectric | 2.2 | GA | Columbia | 33.5626 | -82.0512 | 1914 | 6
SCEG | Stevens Creek | 736 | 2 |  |  | Conventional Hydroelectric | 2.2 | GA | Columbia | 33.5626 | -82.0512 | 1914 | 6
SCEG | Stevens Creek | 736 | 3 |  |  | Conventional Hydroelectric | 2.2 | GA | Columbia | 33.5626 | -82.0512 | 1914 | 6
SCEG | Stevens Creek | 736 | 4 |  |  | Conventional Hydroelectric | 2.2 | GA | Columbia | 33.5626 | -82.0512 | 1914 | 6
SCEG | Stevens Creek | 736 | 5 |  |  | Conventional Hydroelectric | 2.2 | GA | Columbia | 33.5626 | -82.0512 | 1914 | 6
SCEG | Stevens Creek | 736 | 6 |  |  | Conventional Hydroelectric | 2.2 | GA | Columbia | 33.5626 | -82.0512 | 1925 | 6
SCEG | Stevens Creek | 736 | 7 |  |  | Conventional Hydroelectric | 2.2 | GA | Columbia | 33.5626 | -82.0512 | 1926 | 6
SCEG | Stevens Creek | 736 | 8 |  |  | Conventional Hydroelectric | 2.2 | GA | Columbia | 33.5626 | -82.0512 | 1926 | 6
SCEG | Substation 20 Plant | 59728 | GEN1 |  |  | Natural Gas Fired Combustion Turbine | 2 | SC | Orangeburg | 33.4402 | -80.8417 | 2014 | 6
SCEG | Swamp Fox Solar | 61521 | PGRD2 |  |  | Solar Photovoltaic | 10.8 | SC | Lexington | 33.7915 | -81.2562 | 2017 | 12
SCEG | Sylvamo Corporation Eastover Facility | 52151 | GEN1 |  |  | Wood/Wood Waste Biomass | 48.4 | SC | Richland | 33.8872 | -80.6397 | 1984 | 4
SCEG | Sylvamo Corporation Eastover Facility | 52151 | GEN2 |  |  | Wood/Wood Waste Biomass | 61.2 | SC | Richland | 33.8872 | -80.6397 | 1991 | 6
SCEG | TWE Bowman Solar Project | 62828 | BOW |  |  | Solar Photovoltaic | 75 | SC | Orangeburg | 33.3162 | -80.6824 | 2020 | 5
SCEG | Trask East Solar | 62346 | 83 |  |  | Solar Photovoltaic | 12 | SC | Beaufort | 32.4706 | -80.7482 | 2020 | 12
SCEG | Urquhart | 3295 | 1 |  |  | Natural Gas Fired Combined Cycle | 75 | SC | Aiken | 33.435 | -81.9111 | 1953 | 12
SCEG | Urquhart | 3295 | 2 |  |  | Natural Gas Fired Combined Cycle | 75 | SC | Aiken | 33.435 | -81.9111 | 1954 | 2
SCEG | Urquhart | 3295 | 3 |  |  | Natural Gas Steam Turbine | 100 | SC | Aiken | 33.435 | -81.9111 | 1955 | 11
SCEG | Urquhart | 3295 | CT1 |  |  | Natural Gas Fired Combined Cycle | 198.9 | SC | Aiken | 33.435 | -81.9111 | 2002 | 6
SCEG | Urquhart | 3295 | CT2 |  |  | Natural Gas Fired Combined Cycle | 198.9 | SC | Aiken | 33.435 | -81.9111 | 2002 | 6
SCEG | Urquhart | 3295 | GT1 |  |  | Natural Gas Fired Combustion Turbine | 19.6 | SC | Aiken | 33.435 | -81.9111 | 1969 | 10
SCEG | Urquhart | 3295 | GT2 |  |  | Natural Gas Fired Combustion Turbine | 16.3 | SC | Aiken | 33.435 | -81.9111 | 1969 | 8
SCEG | Urquhart | 3295 | GT3 |  |  | Natural Gas Fired Combustion Turbine | 16.3 | SC | Aiken | 33.435 | -81.9111 | 1969 | 7
SCEG | Urquhart | 3295 | GT4 |  |  | Natural Gas Fired Combustion Turbine | 58.9 | SC | Aiken | 33.435 | -81.9111 | 1999 | 6
SCEG | V C Summer | 6127 | 1 |  |  | Nuclear | 1029.6 | SC | Fairfield | 34.2983 | -81.3153 | 1984 | 1
SCEG | Wateree | 3297 | 1 |  |  | Conventional Steam Coal | 385.9 | SC | Richland | 33.8264 | -80.6228 | 1970 | 9
SCEG | Wateree | 3297 | 2 |  |  | Conventional Steam Coal | 385.9 | SC | Richland | 33.8264 | -80.6228 | 1971 | 12
SCEG | Williams | 3298 | ST1 |  |  | Conventional Steam Coal | 659.7 | SC | Berkeley | 33.0158 | -79.9297 | 1973 | 7
SCEG | Yemassee Solar | 62353 | 93 |  |  | Solar Photovoltaic | 10 | SC | Beaufort | 32.7051 | -80.9033 | 2020 | 12
SCL | Boundary | 6433 | 51 |  |  | Conventional Hydroelectric | 180.5 | WA | Pend Oreille | 48.9871 | -117.3478 | 1967 | 10
SCL | Boundary | 6433 | 52 |  |  | Conventional Hydroelectric | 161.5 | WA | Pend Oreille | 48.9871 | -117.3478 | 1967 | 8
SCL | Boundary | 6433 | 53 |  |  | Conventional Hydroelectric | 158.4 | WA | Pend Oreille | 48.9871 | -117.3478 | 1967 | 9
SCL | Boundary | 6433 | 54 |  |  | Conventional Hydroelectric | 180.5 | WA | Pend Oreille | 48.9871 | -117.3478 | 1967 | 8
SCL | Boundary | 6433 | 55 |  |  | Conventional Hydroelectric | 239.4 | WA | Pend Oreille | 48.9871 | -117.3478 | 1985 | 11
SCL | Boundary | 6433 | 56 |  |  | Conventional Hydroelectric | 239.4 | WA | Pend Oreille | 48.9871 | -117.3478 | 1986 | 5
SCL | Cedar Falls (WA) | 6430 | 5 |  |  | Conventional Hydroelectric | 15 | WA | King | 47.4193 | -121.7819 | 1921 | 11
SCL | Cedar Falls (WA) | 6430 | 6 |  |  | Conventional Hydroelectric | 15 | WA | King | 47.4193 | -121.7819 | 1929 | 11
SCL | Diablo | 6432 | 31 |  |  | Conventional Hydroelectric | 90 | WA | Whatcom | 48.7139 | -121.1317 | 1937 | 4
SCL | Diablo | 6432 | 32 |  |  | Conventional Hydroelectric | 90 | WA | Whatcom | 48.7139 | -121.1317 | 1936 | 10
SCL | Diablo | 6432 | 35 |  |  | Conventional Hydroelectric | 1.2 | WA | Whatcom | 48.7139 | -121.1317 | 1936 | 10
SCL | Diablo | 6432 | 36 |  |  | Conventional Hydroelectric | 1.2 | WA | Whatcom | 48.7139 | -121.1317 | 1936 | 10
SCL | Gorge | 6431 | 21 |  |  | Conventional Hydroelectric | 36.8 | WA | Whatcom | 48.6981 | -121.2086 | 1924 | 9
SCL | Gorge | 6431 | 22 |  |  | Conventional Hydroelectric | 36.8 | WA | Whatcom | 48.6981 | -121.2086 | 1924 | 9
SCL | Gorge | 6431 | 23 |  |  | Conventional Hydroelectric | 36.8 | WA | Whatcom | 48.6981 | -121.2086 | 1929 | 5
SCL | Gorge | 6431 | 24 |  |  | Conventional Hydroelectric | 96.9 | WA | Whatcom | 48.6981 | -121.2086 | 1951 | 6
SCL | Newhalem | 9842 | 20 |  |  | Conventional Hydroelectric | 2.3 | WA | Whatcom | 48.6759 | -121.2408 | 1970 | 2
SCL | Ross | 6202 | 41 |  |  | Conventional Hydroelectric | 112.5 | WA | Whatcom | 48.7326 | -121.0679 | 1956 | 11
SCL | Ross | 6202 | 42 |  |  | Conventional Hydroelectric | 112.5 | WA | Whatcom | 48.7326 | -121.0679 | 1954 | 1
SCL | Ross | 6202 | 43 |  |  | Conventional Hydroelectric | 112.5 | WA | Whatcom | 48.7326 | -121.0679 | 1953 | 4
SCL | Ross | 6202 | 44 |  |  | Conventional Hydroelectric | 112.5 | WA | Whatcom | 48.7326 | -121.0679 | 1952 | 12
SCL | South Fork Tolt |  |  | 622 | 81 | Conventional Hydroelectric | [7 empty] | 16.8 | WA | King
SCL | University of Washington Power Plant | 54809 | DG3 |  |  | Petroleum Liquids | 2 | WA | King | 47.6539 | -122.3036 | 1993 | 6
SCL | University of Washington Power Plant | 54809 | DG4 |  |  | Petroleum Liquids | 2 | WA | King | 47.6539 | -122.3036 | 1993 | 6
SCL | University of Washington Power Plant | 54809 | DG5 |  |  | Petroleum Liquids | 2 | WA | King | 47.6539 | -122.3036 | 1994 | 6
SCL | University of Washington Power Plant | 54809 | DG6 |  |  | Petroleum Liquids | 2 | WA | King | 47.6539 | -122.3036 | 2003 | 8
SCL | University of Washington Power Plant | 54809 | DG7 |  |  | Petroleum Liquids | 2 | WA | King | 47.6539 | -122.3036 | 2003 | 8
SCL | University of Washington Power Plant | 54809 | DRUPS |  |  | Petroleum Liquids | 2 | WA | King | 47.6539 | -122.3036 | 2022 | 12
SCL | University of Washington Power Plant | 54809 | TG3 |  |  | Natural Gas Steam Turbine | 3 | WA | King | 47.6539 | -122.3036 | 2023 | 11
SCL | West Point Treatment Plant | 50329 | 4 |  |  | Other Waste Biomass | 2.3 | WA | King | 47.6611 | -122.4464 | 2012 | 6
SCL | West Point Treatment Plant | 50329 | 5 |  |  | Other Waste Biomass | 2.3 | WA | King | 47.6611 | -122.4464 | 2012 | 6
SEC | Hardee Power Station | 50949 | GEN1 |  |  | Natural Gas Fired Combined Cycle | 95.9 | FL | Hardee | 27.6364 | -81.9636 | 1993 | 1
SEC | Hardee Power Station | 50949 | GEN2 |  |  | Natural Gas Fired Combined Cycle | 95.9 | FL | Hardee | 27.6364 | -81.9636 | 1993 | 1
SEC | Hardee Power Station | 50949 | GEN3 |  |  | Natural Gas Fired Combined Cycle | 95.9 | FL | Hardee | 27.6364 | -81.9636 | 1993 | 1
SEC | Hardee Power Station | 50949 | GEN4 |  |  | Natural Gas Fired Combustion Turbine | 86.5 | FL | Hardee | 27.6364 | -81.9636 | 1993 | 1
SEC | Hardee Power Station | 50949 | GEN5 |  |  | Natural Gas Fired Combustion Turbine | 95.9 | FL | Hardee | 27.6364 | -81.9636 | 2000 | 5
SEC | Midulla Generating Station | 7380 | CT1 |  |  | Natural Gas Fired Combined Cycle | 181.1 | FL | Hardee | 27.6417 | -81.9625 | 2002 | 1
SEC | Midulla Generating Station | 7380 | CT2 |  |  | Natural Gas Fired Combined Cycle | 181.1 | FL | Hardee | 27.6417 | -81.9625 | 2002 | 1
SEC | Midulla Generating Station | 7380 | GT4 |  |  | Natural Gas Fired Combustion Turbine | 62 | FL | Hardee | 27.6417 | -81.9625 | 2006 | 12
SEC | Midulla Generating Station | 7380 | GT5 |  |  | Natural Gas Fired Combustion Turbine | 62 | FL | Hardee | 27.6417 | -81.9625 | 2006 | 12
SEC | Midulla Generating Station | 7380 | GT6 |  |  | Natural Gas Fired Combustion Turbine | 62 | FL | Hardee | 27.6417 | -81.9625 | 2006 | 12
SEC | Midulla Generating Station | 7380 | GT7 |  |  | Natural Gas Fired Combustion Turbine | 62 | FL | Hardee | 27.6417 | -81.9625 | 2006 | 12
SEC | Midulla Generating Station | 7380 | GT8 |  |  | Natural Gas Fired Combustion Turbine | 62 | FL | Hardee | 27.6417 | -81.9625 | 2006 | 12
SEC | Midulla Generating Station | 7380 | ST3 |  |  | Natural Gas Fired Combined Cycle | 181.1 | FL | Hardee | 27.6417 | -81.9625 | 2002 | 1
SEC | Seminole (FL) | 136 | 2 |  |  | Conventional Steam Coal | 714.6 | FL | Putnam | 29.7331 | -81.6328 | 1984 | 12
SEC | Seminole (FL) | 136 | CT1 |  |  | Natural Gas Fired Combined Cycle | 384.2 | FL | Putnam | 29.7331 | -81.6328 | 2023 | 4
SEC | Seminole (FL) | 136 | CT2 |  |  | Natural Gas Fired Combined Cycle | 384.2 | FL | Putnam | 29.7331 | -81.6328 | 2023 | 4
SEC | Seminole (FL) | 136 | ST |  |  | Natural Gas Fired Combined Cycle | 414.8 | FL | Putnam | 29.7331 | -81.6328 | 2023 | 4
SEPA | Hartwell Lake | 754 | 1 |  |  | Conventional Hydroelectric | 85 | GA | Hart | 34.3564 | -82.8219 | 1962 | 4
SEPA | Hartwell Lake | 754 | 2 |  |  | Conventional Hydroelectric | 85 | GA | Hart | 34.3564 | -82.8219 | 1962 | 4
SEPA | Hartwell Lake | 754 | 3 |  |  | Conventional Hydroelectric | 85 | GA | Hart | 34.3564 | -82.8219 | 1962 | 4
SEPA | Hartwell Lake | 754 | 4 |  |  | Conventional Hydroelectric | 85 | GA | Hart | 34.3564 | -82.8219 | 1962 | 4
SEPA | Hartwell Lake | 754 | 5 |  |  | Conventional Hydroelectric | 80 | GA | Hart | 34.3564 | -82.8219 | 1983 | 11
SEPA | J Strom Thurmond | 3323 | 1 |  |  | Conventional Hydroelectric | 51.7 | SC | McCormick | 33.6602 | -82.1961 | 1953 | 1
SEPA | J Strom Thurmond | 3323 | 2 |  |  | Conventional Hydroelectric | 51.7 | SC | McCormick | 33.6602 | -82.1961 | 1953 | 1
SEPA | J Strom Thurmond | 3323 | 3 |  |  | Conventional Hydroelectric | 51.7 | SC | McCormick | 33.6602 | -82.1961 | 1953 | 1
SEPA | J Strom Thurmond | 3323 | 4 |  |  | Conventional Hydroelectric | 51.7 | SC | McCormick | 33.6602 | -82.1961 | 1953 | 1
SEPA | J Strom Thurmond | 3323 | 5 |  |  | Conventional Hydroelectric | 51.7 | SC | McCormick | 33.6602 | -82.1961 | 1954 | 1
SEPA | J Strom Thurmond | 3323 | 6 |  |  | Conventional Hydroelectric | 51.7 | SC | McCormick | 33.6602 | -82.1961 | 1954 | 1
SEPA | J Strom Thurmond | 3323 | 7 |  |  | Conventional Hydroelectric | 51.7 | SC | McCormick | 33.6602 | -82.1961 | 1954 | 1
SEPA | Richard B Russell | 6132 | 1 |  |  | Conventional Hydroelectric | 75 | GA | Elbert | 34.0256 | -82.5953 | 1985 | 1
SEPA | Richard B Russell | 6132 | 2 |  |  | Conventional Hydroelectric | 75 | GA | Elbert | 34.0256 | -82.5953 | 1985 | 2
SEPA | Richard B Russell | 6132 | 3 |  |  | Conventional Hydroelectric | 75 | GA | Elbert | 34.0256 | -82.5953 | 1985 | 7
SEPA | Richard B Russell | 6132 | 4 |  |  | Conventional Hydroelectric | 75 | GA | Elbert | 34.0256 | -82.5953 | 1986 | 1
SEPA | Richard B Russell | 6132 | 5 |  |  | Hydroelectric Pumped Storage | 82 | GA | Elbert | 34.0256 | -82.5953 | 2002 | 9
SEPA | Richard B Russell | 6132 | 6 |  |  | Hydroelectric Pumped Storage | 82 | GA | Elbert | 34.0256 | -82.5953 | 2002 | 9
SEPA | Richard B Russell | 6132 | 7 |  |  | Hydroelectric Pumped Storage | 82 | GA | Elbert | 34.0256 | -82.5953 | 2002 | 9
SEPA | Richard B Russell | 6132 | 8 |  |  | Hydroelectric Pumped Storage | 82 | GA | Elbert | 34.0256 | -82.5953 | 2002 | 9
SOCO | 191 Peachtree Tower | 54818 | GEN1 |  |  | Petroleum Liquids | 1.2 | GA | Fulton | 33.7583 | -84.3869 | 1991 | 5
SOCO | 191 Peachtree Tower | 54818 | GEN2 |  |  | Petroleum Liquids | 1.2 | GA | Fulton | 33.7583 | -84.3869 | 1991 | 5
SOCO | 401 South | 67241 | 401SB |  |  | Batteries | 1 | MA | Berkshire | 42.464 | -73.184 | 2023 | 12
SOCO | 401 South | 67241 | 4SPV1 |  |  | Solar Photovoltaic | 0.5 | MA | Berkshire | 42.464 | -73.184 | 2023 | 12
SOCO | ABC Coke | 56076 | 1 |  |  | Other Gases | 3.8 | AL | Jefferson | 33.5828 | -86.7799 | 1997 | 8
SOCO | ADS Renewable Energy-Wolf Creek LLC | 60184 | GEN1 |  |  | Landfill Gas | 1.4 | GA | Twiggs | 32.7755 | -83.4348 | 2011 | 11
SOCO | ADS Renewable Energy-Wolf Creek LLC | 60184 | GEN2 |  |  | Landfill Gas | 1.4 | GA | Twiggs | 32.7755 | -83.4348 | 2011 | 11
SOCO | AL Sandersville LLC | 55672 | CT1 |  |  | Natural Gas Fired Combustion Turbine | 86.5 | GA | Washington | 33.1189 | -82.8608 | 2002 | 5
SOCO | AL Sandersville LLC | 55672 | CT2 |  |  | Natural Gas Fired Combustion Turbine | 86.5 | GA | Washington | 33.1189 | -82.8608 | 2002 | 5
SOCO | AL Sandersville LLC | 55672 | CT3 |  |  | Natural Gas Fired Combustion Turbine | 86.5 | GA | Washington | 33.1189 | -82.8608 | 2002 | 5
SOCO | AL Sandersville LLC | 55672 | CT4 |  |  | Natural Gas Fired Combustion Turbine | 86.5 | GA | Washington | 33.1189 | -82.8608 | 2002 | 5
SOCO | AL Sandersville LLC | 55672 | CT5 |  |  | Natural Gas Fired Combustion Turbine | 86.5 | GA | Washington | 33.1189 | -82.8608 | 2002 | 5
SOCO | AL Sandersville LLC | 55672 | CT6 |  |  | Natural Gas Fired Combustion Turbine | 86.5 | GA | Washington | 33.1189 | -82.8608 | 2002 | 5
SOCO | AL Sandersville LLC | 55672 | CT7 |  |  | Natural Gas Fired Combustion Turbine | 86.5 | GA | Washington | 33.1189 | -82.8608 | 2002 | 5
SOCO | AL Sandersville LLC | 55672 | CT8 |  |  | Natural Gas Fired Combustion Turbine | 86.5 | GA | Washington | 33.1189 | -82.8608 | 2002 | 5
SOCO | AMEA Peaking | 56018 | 1 |  |  | Natural Gas Fired Combustion Turbine | 49.3 | AL | Talladega | 33.1661 | -86.2825 | 2004 | 5
SOCO | AMEA Peaking | 56018 | 2 |  |  | Natural Gas Fired Combustion Turbine | 49.3 | AL | Talladega | 33.1661 | -86.2825 | 2004 | 5
SOCO | ANAD Solar Array | 60680 | 1 |  |  | Solar Photovoltaic | 7.4 | AL | Calhoun | 33.6267 | -85.9695 | 2017 | 7
SOCO | Alabama Pine Pulp | 54429 | GEN2 |  |  | Wood/Wood Waste Biomass | 69 | AL | Monroe | 31.5825 | -87.4889 | 1991 | 11
SOCO | Alabama River Pulp | 10216 | GEN1 |  |  | Wood/Wood Waste Biomass | 48 | AL | Monroe | 31.5825 | -87.4889 | 1978 | 11
SOCO | Albany Green Energy | 60340 | 1 |  |  | Wood/Wood Waste Biomass | 54.5 | GA | Dougherty | 31.5559 | -84.1103 | 2017 | 7
SOCO | Allatoona | 760 | 1 |  |  | Conventional Hydroelectric | 42.3 | GA | Bartow | 34.1637 | -84.7282 | 1950 | 1
SOCO | Allatoona | 760 | 2 |  |  | Conventional Hydroelectric | 42.3 | GA | Bartow | 34.1637 | -84.7282 | 1950 | 3
SOCO | Allatoona | 760 | A |  |  | Conventional Hydroelectric | 2 | GA | Bartow | 34.1637 | -84.7282 | 1950 | 2
SOCO | Apalachicola | 64565 | GPAPA |  |  | Solar Photovoltaic | 2.5 | GA | Richmond | 33.3363 | -82.0605 | 2019 | 11
SOCO | Arnold Cochran | 64569 | GPACO |  |  | Solar Photovoltaic | 1.7 | GA | Bleckley | 32.3994 | -83.3438 | 2020 | 4
SOCO | Athens Regional Medical Center | 55319 | CT1 |  |  | Petroleum Liquids | 0.7 | GA | Clarke | 33.9625 | -83.3981 | 1994 | 1
SOCO | Athens Regional Medical Center | 55319 | CT3 |  |  | Petroleum Liquids | 0.7 | GA | Clarke | 33.9625 | -83.3981 | 1994 | 1
SOCO | Athens Regional Medical Center | 55319 | STEG3 |  |  | Petroleum Liquids | 0.8 | GA | Clarke | 33.9625 | -83.3981 | 2007 | 6
SOCO | Athens Regional Medical Center | 55319 | STEG4 |  |  | Petroleum Liquids | 0.8 | GA | Clarke | 33.9625 | -83.3981 | 2007 | 6
SOCO | Athens Regional Medical Center | 55319 | STEG5 |  |  | Petroleum Liquids | 0.8 | GA | Clarke | 33.9625 | -83.3981 | 2007 | 6
SOCO | Athens Regional Medical Center | 55319 | STEG6 |  |  | Petroleum Liquids | 0.8 | GA | Clarke | 33.9625 | -83.3981 | 2007 | 12
SOCO | Atlanta Falcons Solar | 62393 | 1 |  |  | Solar Photovoltaic | 0.3 | GA | Fulton | 33.7554 | -84.4009 | 2015 | 10
SOCO | Atlanta Falcons Solar | 62393 | 2 |  |  | Solar Photovoltaic | 0.2 | GA | Fulton | 33.7554 | -84.4009 | 2017 | 10
SOCO | Atlanta Falcons Solar | 62393 | 3 |  |  | Solar Photovoltaic | 0.5 | GA | Fulton | 33.7554 | -84.4009 | 2016 | 9
SOCO | Atlanta Gift Mart LP | 54877 | BUG |  |  | Petroleum Liquids | 1.2 | GA | Fulton | 33.7611 | -84.3892 | 1991 | 6
SOCO | Azalea Solar, LLC | 58482 | 1 |  |  | Solar Photovoltaic | 7.7 | GA | Washington | 32.9808 | -82.5917 | 2013 | 12
SOCO | BE Solar LLC | 65728 | GABE |  |  | Solar Photovoltaic | 3 | GA | Decatur | 30.91 | -84.548 | 2022 | 11
SOCO | Baconton Power Plant | 55304 | CT1 |  |  | Natural Gas Fired Combustion Turbine | 60.5 | GA | Mitchell | 31.3869 | -84.08 | 2000 | 6
SOCO | Baconton Power Plant | 55304 | CT5 |  |  | Natural Gas Fired Combustion Turbine | 60.5 | GA | Mitchell | 31.3869 | -84.08 | 2000 | 7
SOCO | Bainbridge Solar | 64011 | 6359 |  |  | Solar Photovoltaic | 1 | GA | Decatur | 30.9672 | -84.6255 | 2019 | 4
SOCO | Bank of America Plaza | 55152 | GEN1 |  |  | Petroleum Liquids | 1.5 | GA | Fulton | 33.7708 | -84.3861 | 1991 | 11
SOCO | Bank of America Plaza | 55152 | GEN2 |  |  | Petroleum Liquids | 1.5 | GA | Fulton | 33.7708 | -84.3861 | 1991 | 11
SOCO | Bankhead Dam | 2 | 1 |  |  | Conventional Hydroelectric | 53.9 | AL | Tuscaloosa | 33.4587 | -87.3568 | 1963 | 7
SOCO | Barry | 3 | 1 |  |  | Natural Gas Steam Turbine | 153.1 | AL | Mobile | 31.0069 | -88.0103 | 1954 | 2
SOCO | Barry | 3 | 2 |  |  | Natural Gas Steam Turbine | 153.1 | AL | Mobile | 31.0069 | -88.0103 | 1954 | 7
SOCO | Barry | 3 | 4 |  |  | Conventional Steam Coal | 403.7 | AL | Mobile | 31.0069 | -88.0103 | 1969 | 12
SOCO | Barry | 3 | 5 |  |  | Conventional Steam Coal | 788.8 | AL | Mobile | 31.0069 | -88.0103 | 1971 | 10
SOCO | Barry | 3 | A1CT |  |  | Natural Gas Fired Combined Cycle | 170.1 | AL | Mobile | 31.0069 | -88.0103 | 2000 | 5
SOCO | Barry | 3 | A1CT2 |  |  | Natural Gas Fired Combined Cycle | 170.1 | AL | Mobile | 31.0069 | -88.0103 | 2000 | 5
SOCO | Barry | 3 | A1ST |  |  | Natural Gas Fired Combined Cycle | 195.2 | AL | Mobile | 31.0069 | -88.0103 | 2000 | 5
SOCO | Barry | 3 | A2C1 |  |  | Natural Gas Fired Combined Cycle | 170.1 | AL | Mobile | 31.0069 | -88.0103 | 2000 | 5
SOCO | Barry | 3 | A2C2 |  |  | Natural Gas Fired Combined Cycle | 170.1 | AL | Mobile | 31.0069 | -88.0103 | 2000 | 5
SOCO | Barry | 3 | A2ST |  |  | Natural Gas Fired Combined Cycle | 195.2 | AL | Mobile | 31.0069 | -88.0103 | 2000 | 5
SOCO | Barry | 3 | A3C1 |  |  | Natural Gas Fired Combined Cycle | 464 | AL | Mobile | 31.0069 | -88.0103 | 2023 | 11
SOCO | Barry | 3 | A3ST |  |  | Natural Gas Fired Combined Cycle | 310 | AL | Mobile | 31.0069 | -88.0103 | 2023 | 11
SOCO | Bartletts Ferry | 702 | 1 |  |  | Conventional Hydroelectric | 15 | AL | Lee | 32.663 | -85.0908 | 1926 | 12
SOCO | Bartletts Ferry | 702 | 2 |  |  | Conventional Hydroelectric | 15 | AL | Lee | 32.663 | -85.0908 | 1926 | 12
SOCO | Bartletts Ferry | 702 | 3 |  |  | Conventional Hydroelectric | 15 | AL | Lee | 32.663 | -85.0908 | 1928 | 12
SOCO | Bartletts Ferry | 702 | 4 |  |  | Conventional Hydroelectric | 20 | AL | Lee | 32.663 | -85.0908 | 1951 | 12
SOCO | Bartletts Ferry | 702 | 5 |  |  | Conventional Hydroelectric | 54 | AL | Lee | 32.663 | -85.0908 | 1985 | 10
SOCO | Bartletts Ferry | 702 | 6 |  |  | Conventional Hydroelectric | 54 | AL | Lee | 32.663 | -85.0908 | 1985 | 11
SOCO | Baxley | 64211 | BAXLY |  |  | Solar Photovoltaic | 25 | GA | Appling | 31.8777 | -82.3339 | 2020 | 12
SOCO | Bibb Jones |  |  | 62880 | BIBBJ | Solar Photovoltaic | [7 empty] | 1 | GA | Bibb
SOCO | Bird Dog Solar | 66024 | GA-01 |  |  | Solar Photovoltaic | 40 | GA | Burke | 33.1266 | -81.9994 | 2023 | 12
SOCO | Black Bear Solar 1 | 63765 | ALBB1 |  |  | Solar Photovoltaic | 100 | AL | Montgomery | 32.197 | -86.3273 | 2023 | 2
SOCO | Blackwater Solar | 66025 | GA-02 |  |  | Solar Photovoltaic | 80 | GA | Ware | 31.394 | -82.625 | 2024 | 4
SOCO | Blue Springs | 64757 | 1 |  |  | Solar Photovoltaic | 74.5 | FL | Jackson | 30.7829 | -85.0787 | 2022 | 1
SOCO | Bobby C Smith Jr Energy Facility | 55406 | STG |  |  | Natural Gas Fired Combined Cycle | 197.8 | GA | Effingham | 32.2773 | -81.2844 | 2003 | 8
SOCO | Bobby C Smith Jr Energy Facility | 55406 | UNT1 |  |  | Natural Gas Fired Combined Cycle | 199.4 | GA | Effingham | 32.2773 | -81.2844 | 2003 | 8
SOCO | Bobby C Smith Jr Energy Facility | 55406 | UNT2 |  |  | Natural Gas Fired Combined Cycle | 199.4 | GA | Effingham | 32.2773 | -81.2844 | 2003 | 8
SOCO | Bowen | 703 | 1 |  |  | Conventional Steam Coal | 805.8 | GA | Bartow | 34.1256 | -84.9222 | 1971 | 10
SOCO | Bowen | 703 | 2 |  |  | Conventional Steam Coal | 788.8 | GA | Bartow | 34.1256 | -84.9222 | 1972 | 9
SOCO | Bowen | 703 | 3 |  |  | Conventional Steam Coal | 952 | GA | Bartow | 34.1256 | -84.9222 | 1974 | 12
SOCO | Bowen | 703 | 4 |  |  | Conventional Steam Coal | 952 | GA | Bartow | 34.1256 | -84.9222 | 1975 | 11
SOCO | Brady Solar LLC | 65729 | GABR |  |  | Solar Photovoltaic | 1.8 | GA | Sumter | 32.0557 | -84.2026 | 2023 | 1
SOCO | Brunswick Cellulose | 10605 | GEN3 |  |  | Wood/Wood Waste Biomass | 9.2 | GA | Glynn | 31.1731 | -81.5192 | 1954 | 6
SOCO | Brunswick Cellulose | 10605 | GEN4 |  |  | Wood/Wood Waste Biomass | 50 | GA | Glynn | 31.1731 | -81.5192 | 1960 | 8
SOCO | Brunswick Cellulose | 10605 | GEN5 |  |  | Wood/Wood Waste Biomass | 13 | GA | Glynn | 31.1731 | -81.5192 | 1996 | 10
SOCO | Bryan Floyd | 66936 | FLOYD |  |  | Solar Photovoltaic | 1.9 | GA | Bryan | 32.1388 | -81.694 | 2023 | 9
SOCO | Buford | 759 | 1A |  |  | Conventional Hydroelectric | 62 | GA | Forsyth | 34.1623 | -84.0774 | 2003 | 12
SOCO | Buford | 759 | 2A |  |  | Conventional Hydroelectric | 62 | GA | Forsyth | 34.1623 | -84.0774 | 2004 | 12
SOCO | Buford | 759 | 3A |  |  | Conventional Hydroelectric | 7.2 | GA | Forsyth | 34.1623 | -84.0774 | 2005 | 2
SOCO | Bulldog Solar LLC | 66542 | PGR37 |  |  | Solar Photovoltaic | 80 | GA | Warren | 33.371 | -82.678 | 2023 | 5
SOCO | Bulloch County GA S3 LLC | 66346 | PV1 |  |  | Solar Photovoltaic | 3 | GA | Bulloch | 32.3878 | -81.816 | 2023 | 4
SOCO | Bulloch County GA S4 LLC | 66344 | PV1 |  |  | Solar Photovoltaic | 3 | GA | Bulloch | 32.3884 | -81.8206 | 2023 | 4
SOCO | Bulloch Neville Farms | 64275 | BNF |  |  | Solar Photovoltaic | 2.7 | GA | Bulloch | 32.3844 | -81.6729 | 2020 | 5
SOCO | Burton Dam | 704 | 1 |  |  | Conventional Hydroelectric | 3 | GA | Rabun | 34.7939 | -83.5402 | 1927 | 9
SOCO | Burton Dam | 704 | 2 |  |  | Conventional Hydroelectric | 3 | GA | Rabun | 34.7939 | -83.5402 | 1927 | 9
SOCO | Butler Solar Farm 20 | 59891 | 1 |  |  | Solar Photovoltaic | 22 | GA | Taylor | 32.5755 | -84.3165 | 2016 | 2
SOCO | Butler Solar Project 103 | 59896 | 1 |  |  | Solar Photovoltaic | 104 | GA | Taylor | 32.5619 | -84.2758 | 2016 | 12
SOCO | CG PS Portfolio 1, LLC | 66991 | HOUST |  |  | Landfill Gas | 1.8 | GA | Houston | 32.4015 | -83.5612 | 2009 | 12
SOCO | CII Methane Management III LFG Plant | 59650 | GEN1 |  |  | Landfill Gas | 1.6 | GA | Clarke | 33.9256 | -83.2639 | 2014 | 10
SOCO | CNN Center | 54323 | D4_1 |  |  | Petroleum Liquids | 1.5 | GA | Fulton | 33.7592 | -84.395 | 2001 | 2
SOCO | CNN Center | 54323 | D4_2 |  |  | Petroleum Liquids | 2 | GA | Fulton | 33.7592 | -84.395 | 2001 | 2
SOCO | CNN Center | 54323 | D4_3 |  |  | Petroleum Liquids | 2 | GA | Fulton | 33.7592 | -84.395 | 2003 | 6
SOCO | CNN Center | 54323 | D5_1 |  |  | Petroleum Liquids | 2 | GA | Fulton | 33.7592 | -84.395 | 2001 | 2
SOCO | CNN Center | 54323 | D5_2 |  |  | Petroleum Liquids | 2 | GA | Fulton | 33.7592 | -84.395 | 2003 | 6
SOCO | CNN Center | 54323 | D5_3 |  |  | Petroleum Liquids | 2 | GA | Fulton | 33.7592 | -84.395 | 2003 | 6
SOCO | CNN Center | 54323 | DK2 |  |  | Petroleum Liquids | 1.5 | GA | Fulton | 33.7592 | -84.395 | 1986 | 6
SOCO | CPV Stagecoach Solar | 67021 | SC1 |  |  | Solar Photovoltaic | 80 | GA | Macon | 32.1978 | -84.0693 | 2024 | 5
SOCO | Cairo Solar Farm, LLC | 66199 | CAIRO |  |  | Solar Photovoltaic | 2 | GA | Grady | 30.9113 | -84.2289 | 2017 | 6
SOCO | Calhoun Energy Center | 55409 | CAL1 |  |  | Natural Gas Fired Combustion Turbine | 187 | AL | Calhoun | 33.5883 | -85.9731 | 2003 | 1
SOCO | Calhoun Energy Center | 55409 | CAL2 |  |  | Natural Gas Fired Combustion Turbine | 187 | AL | Calhoun | 33.5883 | -85.9731 | 2003 | 2
SOCO | Calhoun Energy Center | 55409 | CAL3 |  |  | Natural Gas Fired Combustion Turbine | 187 | AL | Calhoun | 33.5883 | -85.9731 | 2003 | 3
SOCO | Calhoun Energy Center | 55409 | CAL4 |  |  | Natural Gas Fired Combustion Turbine | 187 | AL | Calhoun | 33.5883 | -85.9731 | 2003 | 4
SOCO | Camilla Solar Energy Project | 61785 | CAMSR |  |  | Solar Photovoltaic | 171.4 | GA | Mitchell | 31.2695 | -84.2287 | 2020 | 2
SOCO | Camilla Solar Plant | 58892 | CMLA |  |  | Solar Photovoltaic | 16 | GA | Mitchell | 31.1839 | -84.1319 | 2013 | 11
SOCO | Camp Solar Plant | 58893 | CAMP |  |  | Solar Photovoltaic | 2.4 | GA | Meriwether | 32.9647 | -84.5439 | 2013 | 12
SOCO | Cane Creek | 66543 | PGRCC |  |  | Solar Photovoltaic | 78.5 | MS | Clarke | 31.977 | -88.8876 | 2024 | 4
SOCO | Carters | 6130 | 1 |  |  | Conventional Hydroelectric | 125 | GA | Murray | 34.6121 | -84.6733 | 1975 | 11
SOCO | Carters | 6130 | 2 |  |  | Conventional Hydroelectric | 125 | GA | Murray | 34.6121 | -84.6733 | 1975 | 7
SOCO | Carters | 6130 | 3 |  |  | Hydroelectric Pumped Storage | 125 | GA | Murray | 34.6121 | -84.6733 | 1977 | 9
SOCO | Carters | 6130 | 4 |  |  | Hydroelectric Pumped Storage | 125 | GA | Murray | 34.6121 | -84.6733 | 1977 | 6
SOCO | Cedar Creek Solar, LLC | 66200 | CEDAR |  |  | Solar Photovoltaic | 2 | GA | Barrow | 34.0278 | -83.7575 | 2017 | 10
SOCO | Central Alabama Generating Station | 55440 | CTG1 |  |  | Natural Gas Fired Combined Cycle | 179 | AL | Autauga | 32.6497 | -86.74 | 2003 | 5
SOCO | Central Alabama Generating Station | 55440 | CTG2 |  |  | Natural Gas Fired Combined Cycle | 179 | AL | Autauga | 32.6497 | -86.74 | 2003 | 5
SOCO | Central Alabama Generating Station | 55440 | CTG3 |  |  | Natural Gas Fired Combined Cycle | 179 | AL | Autauga | 32.6497 | -86.74 | 2003 | 5
SOCO | Central Alabama Generating Station | 55440 | ST1 |  |  | Natural Gas Fired Combined Cycle | 390.1 | AL | Autauga | 32.6497 | -86.74 | 2003 | 5
SOCO | Chattahoochee Energy Facility | 7917 | 1 |  |  | Natural Gas Fired Combined Cycle | 176 | GA | Heard | 33.4072 | -85.0386 | 2003 | 2
SOCO | Chattahoochee Energy Facility | 7917 | 2 |  |  | Natural Gas Fired Combined Cycle | 176 | GA | Heard | 33.4072 | -85.0386 | 2003 | 2
SOCO | Chattahoochee Energy Facility | 7917 | 3 |  |  | Natural Gas Fired Combined Cycle | 187.7 | GA | Heard | 33.4072 | -85.0386 | 2003 | 2
SOCO | Chevron Oil | 2047 | 1 |  |  | Natural Gas Fired Combustion Turbine | 16.6 | MS | Jackson | 30.34 | -88.4919 | 1967 | 7
SOCO | Chevron Oil | 2047 | 2 |  |  | Natural Gas Fired Combustion Turbine | 16.6 | MS | Jackson | 30.34 | -88.4919 | 1967 | 7
SOCO | Chevron Oil | 2047 | 3 |  |  | Natural Gas Fired Combustion Turbine | 18 | MS | Jackson | 30.34 | -88.4919 | 1971 | 10
SOCO | Chevron Oil | 2047 | 4 |  |  | Natural Gas Fired Combustion Turbine | 18 | MS | Jackson | 30.34 | -88.4919 | 1971 | 9
SOCO | Chevron Oil | 2047 | 5 |  |  | Natural Gas Fired Combustion Turbine | 101.3 | MS | Jackson | 30.34 | -88.4919 | 1994 | 5
SOCO | Clearwater Paper Corporation - Augusta | 54358 | 1 |  |  | Wood/Wood Waste Biomass | 27 | GA | Richmond | 33.3283 | -81.9531 | 1960 | 8
SOCO | Clearwater Paper Corporation - Augusta | 54358 | 2 |  |  | Natural Gas Steam Turbine | 39 | GA | Richmond | 33.3283 | -81.9531 | 1965 | 1
SOCO | Clearwater Paper Corporation - Augusta | 54358 | 3 |  |  | Wood/Wood Waste Biomass | 18.7 | GA | Richmond | 33.3283 | -81.9531 | 1965 | 1
SOCO | Columbia Bryson | 62879 | COBRY |  |  | Solar Photovoltaic | 1.4 | GA | Columbia | 33.4299 | -82.196 | 2018 | 12
SOCO | Columbia Substation | 64570 | GPCOL |  |  | Solar Photovoltaic | 2 | GA | Columbia | 33.5677 | -82.2991 | 2020 | 5
SOCO | Comer Solar | 61554 | 1 |  |  | Solar Photovoltaic | 2 | GA | Madison | 34.0942 | -83.1439 | 2018 | 1
SOCO | Coody Cochran | 64571 | GPCOD |  |  | Solar Photovoltaic | 2.6 | GA | Bleckley | 32.367 | -83.3743 | 2019 | 10
SOCO | Cool Springs Solar (Hybrid) | 63721 | COOLS |  |  | Solar Photovoltaic | 213 | GA | Decatur | 30.7479 | -84.6805 | 2021 | 12
SOCO | Cool Springs Solar (Hybrid) | 63721 | CSBAT |  |  | Batteries | 40 | GA | Decatur | 30.7479 | -84.6805 | 2021 | 12
SOCO | Cotton Creek Solar Energy Center | 65036 | 1 |  |  | Solar Photovoltaic | 74.5 | FL | Escambia | 30.8419 | -87.344 | 2021 | 12
SOCO | Crestwood Dothan | 54985 | GEN1 |  |  | Petroleum Liquids | 1 | AL | Houston | 31.2624 | -85.4027 | 1995 | 1
SOCO | Crestwood Dothan | 54985 | GEN2 |  |  | Petroleum Liquids | 1 | AL | Houston | 31.2624 | -85.4027 | 1995 | 1
SOCO | Crestwood Dothan | 54985 | GEN3 |  |  | Petroleum Liquids | 2 | AL | Houston | 31.2624 | -85.4027 | 2002 | 12
SOCO | Crestwood Dothan | 54985 | GEN5 |  |  | Petroleum Liquids | 1 | AL | Houston | 31.2624 | -85.4027 | 1996 | 1
SOCO | Crestwood Dothan | 54985 | GEN7 |  |  | Petroleum Liquids | 1 | AL | Houston | 31.2624 | -85.4027 | 1997 | 10
SOCO | Crestwood Dothan | 54985 | GEN8 |  |  | Petroleum Liquids | 0.6 | AL | Houston | 31.2624 | -85.4027 | 1997 | 10
SOCO | Crestwood Dothan | 54985 | GEN9 |  |  | Petroleum Liquids | 2 | AL | Houston | 31.2624 | -85.4027 | 2002 | 2
SOCO | Crisp Plant | 753 | 1 |  |  | Natural Gas Steam Turbine | 12.5 | GA | Worth | 31.8447 | -83.9407 | 1957 | 6
SOCO | Crisp Plant | 753 | GT1 |  |  | Natural Gas Fired Combustion Turbine | 5 | GA | Worth | 31.8447 | -83.9407 | 1957 | 5
SOCO | Crisp Plant | 753 | GT2 |  |  | Natural Gas Fired Combustion Turbine | 5 | GA | Worth | 31.8447 | -83.9407 | 2023 | 6
SOCO | Curry Solar | 64226 | CURRY |  |  | Solar Photovoltaic | 1.1 | GA | Tattnall | 32.0388 | -82.1403 | 2015 | 6
SOCO | Dahlberg | 7709 | 1 |  |  | Natural Gas Fired Combustion Turbine | 91.9 | GA | Jackson | 34.0423 | -83.3977 | 2000 | 6
SOCO | Dahlberg | 7709 | 10 |  |  | Natural Gas Fired Combustion Turbine | 91.9 | GA | Jackson | 34.0423 | -83.3977 | 2001 | 5
SOCO | Dahlberg | 7709 | 2 |  |  | Natural Gas Fired Combustion Turbine | 91.9 | GA | Jackson | 34.0423 | -83.3977 | 2000 | 6
SOCO | Dahlberg | 7709 | 3 |  |  | Natural Gas Fired Combustion Turbine | 91.9 | GA | Jackson | 34.0423 | -83.3977 | 2000 | 6
SOCO | Dahlberg | 7709 | 4 |  |  | Natural Gas Fired Combustion Turbine | 91.9 | GA | Jackson | 34.0423 | -83.3977 | 2000 | 6
SOCO | Dahlberg | 7709 | 5 |  |  | Natural Gas Fired Combustion Turbine | 91.9 | GA | Jackson | 34.0423 | -83.3977 | 2000 | 6
SOCO | Dahlberg | 7709 | 6 |  |  | Natural Gas Fired Combustion Turbine | 91.9 | GA | Jackson | 34.0423 | -83.3977 | 2000 | 7
SOCO | Dahlberg | 7709 | 7 |  |  | Natural Gas Fired Combustion Turbine | 91.9 | GA | Jackson | 34.0423 | -83.3977 | 2000 | 6
SOCO | Dahlberg | 7709 | 8 |  |  | Natural Gas Fired Combustion Turbine | 91.9 | GA | Jackson | 34.0423 | -83.3977 | 2000 | 6
SOCO | Dahlberg | 7709 | 9 |  |  | Natural Gas Fired Combustion Turbine | 91.9 | GA | Jackson | 34.0423 | -83.3977 | 2001 | 5
SOCO | Dalton 2 | 59556 | 1 |  |  | Solar Photovoltaic | 6.5 | GA | Murray | 34.7181 | -84.9319 | 2014 | 12
SOCO | Decatur County Solar Project | 59449 | DCSP1 |  |  | Solar Photovoltaic | 20 | GA | Decatur | 30.965 | -84.6261 | 2015 | 12
SOCO | Decatur Parkway Solar Project, LLC | 59450 | DPSP1 |  |  | Solar Photovoltaic | 80 | GA | Decatur | 30.9919 | -84.6339 | 2015 | 12
SOCO | Decatur Solar | 67047 | GEN1 |  |  | Solar Photovoltaic | 200 | GA | Decatur | 30.8549 | -84.4454 | 2024 | 11
SOCO | Denver Braswell PV | 61441 | GPDB1 |  |  | Solar Photovoltaic | 1.4 | GA | Colquitt | 31.3 | -83.8 | 2017 | 8
SOCO | Dougherty County Solar, LLC | 62375 | PV1 |  |  | Solar Photovoltaic | 120 | GA | Dougherty | 31.512 | -84.0445 | 2019 | 12
SOCO | Doyle Energy Facility | 55244 | CTG1 |  |  | Natural Gas Fired Combustion Turbine | 64 | GA | Walton | 33.8377 | -83.6996 | 2000 | 8
SOCO | Doyle Energy Facility | 55244 | CTG2 |  |  | Natural Gas Fired Combustion Turbine | 71.8 | GA | Walton | 33.8377 | -83.6996 | 2000 | 5
SOCO | Doyle Energy Facility | 55244 | CTG3 |  |  | Natural Gas Fired Combustion Turbine | 71.8 | GA | Walton | 33.8377 | -83.6996 | 2000 | 5
SOCO | Doyle Energy Facility | 55244 | CTG4 |  |  | Natural Gas Fired Combustion Turbine | 100.7 | GA | Walton | 33.8377 | -83.6996 | 2000 | 6
SOCO | Doyle Energy Facility | 55244 | CTG5 |  |  | Natural Gas Fired Combustion Turbine | 100.7 | GA | Walton | 33.8377 | -83.6996 | 2000 | 7
SOCO | Dublin Solar I | 60930 | DUBL1 |  |  | Solar Photovoltaic | 4.1 | GA | Laurens | 32.581 | -82.926 | 2015 | 4
SOCO | E B Harris Electric Generating Plant | 7897 | CT1A |  |  | Natural Gas Fired Combined Cycle | 185 | AL | Autauga | 32.3814 | -86.5744 | 2003 | 6
SOCO | E B Harris Electric Generating Plant | 7897 | CT1B |  |  | Natural Gas Fired Combined Cycle | 185 | AL | Autauga | 32.3814 | -86.5744 | 2003 | 6
SOCO | E B Harris Electric Generating Plant | 7897 | CT2A |  |  | Natural Gas Fired Combined Cycle | 185 | AL | Autauga | 32.3814 | -86.5744 | 2003 | 6
SOCO | E B Harris Electric Generating Plant | 7897 | CT2B |  |  | Natural Gas Fired Combined Cycle | 185 | AL | Autauga | 32.3814 | -86.5744 | 2003 | 6
SOCO | E B Harris Electric Generating Plant | 7897 | ST1 |  |  | Natural Gas Fired Combined Cycle | 282 | AL | Autauga | 32.3814 | -86.5744 | 2003 | 6
SOCO | E B Harris Electric Generating Plant | 7897 | ST2 |  |  | Natural Gas Fired Combined Cycle | 282 | AL | Autauga | 32.3814 | -86.5744 | 2003 | 6
SOCO | E C Gaston | 26 | 1 |  |  | Natural Gas Steam Turbine | 272 | AL | Shelby | 33.2442 | -86.4581 | 1960 | 5
SOCO | E C Gaston | 26 | 2 |  |  | Natural Gas Steam Turbine | 272 | AL | Shelby | 33.2442 | -86.4581 | 1960 | 7
SOCO | E C Gaston | 26 | 3 |  |  | Natural Gas Steam Turbine | 272 | AL | Shelby | 33.2442 | -86.4581 | 1961 | 6
SOCO | E C Gaston | 26 | 5 |  |  | Conventional Steam Coal | 952 | AL | Shelby | 33.2442 | -86.4581 | 1974 | 8
SOCO | E C Gaston | 26 | GT4 |  |  | Petroleum Liquids | 21.2 | AL | Shelby | 33.2442 | -86.4581 | 1970 | 6
SOCO | E C Gaston | 26 | ST4 |  |  | Natural Gas Steam Turbine | 244.8 | AL | Shelby | 33.2442 | -86.4581 | 1962 | 6
SOCO | Edward L. Addison Generating Plant | 55267 | 712 |  |  | Natural Gas Fired Combustion Turbine | 175.3 | GA | Upson | 32.9111 | -84.3064 | 2000 | 6
SOCO | Edward L. Addison Generating Plant | 55267 | 713 |  |  | Natural Gas Fired Combustion Turbine | 175.3 | GA | Upson | 32.9111 | -84.3064 | 2000 | 6
SOCO | Edward L. Addison Generating Plant | 55267 | 714 |  |  | Natural Gas Fired Combustion Turbine | 175.3 | GA | Upson | 32.9111 | -84.3064 | 2000 | 6
SOCO | Edward L. Addison Generating Plant | 55267 | 715 |  |  | Natural Gas Fired Combustion Turbine | 175.3 | GA | Upson | 32.9111 | -84.3064 | 2000 | 6
SOCO | Edwin I Hatch | 6051 | 1 |  |  | Nuclear | 924 | GA | Appling | 31.9342 | -82.3447 | 1975 | 12
SOCO | Edwin I Hatch | 6051 | 2 |  |  | Nuclear | 924 | GA | Appling | 31.9342 | -82.3447 | 1979 | 9
SOCO | Emory Decatur Hospital | 54830 | 03 |  |  | Petroleum Liquids | 1.5 | GA | DeKalb | 33.7919 | -84.2831 | 2004 | 8
SOCO | Emory Decatur Hospital | 54830 | 90 |  |  | Petroleum Liquids | 1.2 | GA | DeKalb | 33.7919 | -84.2831 | 1991 | 5
SOCO | Emory Decatur Hospital | 54830 | 93 |  |  | Petroleum Liquids | 1.2 | GA | DeKalb | 33.7919 | -84.2831 | 1993 | 7
SOCO | Emory Hillandale Hospital | 56231 | 01 |  |  | Petroleum Liquids | 0.8 | GA | DeKalb | 33.7036 | -84.1494 | 2005 | 7
SOCO | Emory Hillandale Hospital | 56231 | 02 |  |  | Petroleum Liquids | 0.8 | GA | DeKalb | 33.7036 | -84.1494 | 2005 | 7
SOCO | Flint River | 706 | 1 |  |  | Conventional Hydroelectric | 1.8 | GA | Dougherty | 31.6026 | -84.137 | 1921 | 12
SOCO | Flint River | 706 | 2 |  |  | Conventional Hydroelectric | 1.8 | GA | Dougherty | 31.6026 | -84.137 | 1921 | 12
SOCO | Flint River | 706 | 3 |  |  | Conventional Hydroelectric | 1.8 | GA | Dougherty | 31.6026 | -84.137 | 1925 | 12
SOCO | Flint River Operations | 50465 | GEN1 |  |  | Wood/Wood Waste Biomass | 42 | GA | Macon | 32.2544 | -84.0667 | 1980 | 12
SOCO | Flint River Operations | 50465 | GEN2 |  |  | Wood/Wood Waste Biomass | 35 | GA | Macon | 32.2544 | -84.0667 | 2015 | 4
SOCO | Fort Benning Solar Facility | 59862 | 1 |  |  | Solar Photovoltaic | 30 | AL | Russell | 32.304 | -84.9899 | 2015 | 12
SOCO | Fort Gordon Solar Facility | 59863 | 1 |  |  | Solar Photovoltaic | 30 | GA | Richmond | 33.3866 | -82.1401 | 2016 | 10
SOCO | Fort Rucker Solar Array | 60679 | 1 |  |  | Solar Photovoltaic | 10.6 | AL | Dale | 31.3311 | -85.7302 | 2017 | 4
SOCO | Fort Stewart Solar Facility | 59865 | 1 |  |  | Solar Photovoltaic | 30 | GA | Liberty | 31.9047 | -81.5954 | 2016 | 10
SOCO | Fort Valley State University Solar | 63062 | 1 |  |  | Solar Photovoltaic | 10.8 | GA | Peach | 32.5016 | -83.8834 | 2022 | 1
SOCO | Fountain Folkston | 64584 | GPFTF |  |  | Solar Photovoltaic | 2.1 | GA | Charlton | 30.9164 | -81.9602 | 2019 | 11
SOCO | Franklin Milliken | 64276 | FM |  |  | Solar Photovoltaic | 3 | GA | Franklin | 34.4421 | -83.0991 | 2020 | 4
SOCO | Freeman Avenue | 62887 | FREAV |  |  | Solar Photovoltaic | 1.4 | GA | Sumter | 32.182 | -84.1476 | 2019 | 11
SOCO | GRP Franklin Renewable Energy Facility | 60550 | GEN |  |  | Wood/Wood Waste Biomass | 58 | GA | Franklin | 34.3761 | -83.3306 | 2019 | 12
SOCO | GRP Madison Renewable Energy Facility | 61213 | GEN |  |  | Wood/Wood Waste Biomass | 58 | GA | Madison | 34.0406 | -83.1929 | 2019 | 12
SOCO | Gantt | 53 | 3 |  |  | Conventional Hydroelectric | 1.2 | AL | Covington | 31.4033 | -86.4795 | 1926 | 1
SOCO | Gantt | 53 | 4 |  |  | Conventional Hydroelectric | 1.8 | AL | Covington | 31.4033 | -86.4795 | 1985 | 2
SOCO | General Electric Plastic | 7698 | 1 |  |  | Natural Gas Fired Combined Cycle | 82.2 | AL | Lowndes | 32.3102 | -86.5254 | 1999 | 7
SOCO | General Electric Plastic | 7698 | 2 |  |  | Natural Gas Fired Combined Cycle | 14.8 | AL | Lowndes | 32.3102 | -86.5254 | 1999 | 7
SOCO | Georgia LFG Oak Grove Plant | 61385 | GM01 |  |  | Landfill Gas | 2.2 | GA | Barrow | 33.965 | -83.7656 | 2016 | 8
SOCO | Georgia LFG Oak Grove Plant | 61385 | GM02 |  |  | Landfill Gas | 2.2 | GA | Barrow | 33.965 | -83.7656 | 2016 | 8
SOCO | Georgia LFG Oak Grove Plant | 61385 | GM03 |  |  | Landfill Gas | 2.2 | GA | Barrow | 33.965 | -83.7656 | 2016 | 8
SOCO | Georgia LFG Pine Ridge Plant | 61386 | GM01 |  |  | Landfill Gas | 2.2 | GA | Spalding | 33.2442 | -84.122 | 2016 | 6
SOCO | Georgia LFG Pine Ridge Plant | 61386 | GM02 |  |  | Landfill Gas | 2.2 | GA | Spalding | 33.2442 | -84.122 | 2016 | 6
SOCO | Georgia LFG Pine Ridge Plant | 61386 | GM03 |  |  | Landfill Gas | 2.2 | GA | Spalding | 33.2442 | -84.122 | 2016 | 6
SOCO | Georgia LFG Richland Creek Plant | 61387 | GM01 |  |  | Landfill Gas | 2.4 | GA | Gwinnett | 34.1271 | -84.0334 | 2016 | 9
SOCO | Georgia LFG Richland Creek Plant | 61387 | GM02 |  |  | Landfill Gas | 2.2 | GA | Gwinnett | 34.1271 | -84.0334 | 2016 | 9
SOCO | Georgia LFG Richland Creek Plant | 61387 | GM03 |  |  | Landfill Gas | 2.2 | GA | Gwinnett | 34.1271 | -84.0334 | 2016 | 9
SOCO | Georgia LFG Richland Creek Plant | 61387 | GM04 |  |  | Landfill Gas | 2.2 | GA | Gwinnett | 34.1271 | -84.0334 | 2016 | 9
SOCO | Georgia LFG Richland Creek Plant | 61387 | GM05 |  |  | Landfill Gas | 2.2 | GA | Gwinnett | 34.1271 | -84.0334 | 2016 | 9
SOCO | Georgia Pacific Center | 54906 | 01 |  |  | Petroleum Liquids | 0.7 | GA | Fulton | 33.7575 | -84.3869 | 1982 | 4
SOCO | Georgia Pacific Center | 54906 | 02 |  |  | Petroleum Liquids | 0.7 | GA | Fulton | 33.7575 | -84.3869 | 1982 | 4
SOCO | Georgia Power at Jakin GA PV | 61397 | PV1 |  |  | Solar Photovoltaic | 1.5 | GA | Early | 31.138 | -85.031 | 2017 | 12
SOCO | Georgia Power at Swainsboro | 61459 | PV1 |  |  | Solar Photovoltaic | 2.9 | GA | Emanuel | 32.605 | -82.321 | 2017 | 11
SOCO | Georgia-Pacific Brewton Mill | 54789 | 2TG |  |  | Natural Gas Steam Turbine | 12.5 | AL | Escambia | 31.077 | -87.1116 | 1964 | 4
SOCO | Georgia-Pacific Brewton Mill | 54789 | 3TG |  |  | Natural Gas Steam Turbine | 15.9 | AL | Escambia | 31.077 | -87.1116 | 1982 | 1
SOCO | Georgia-Pacific Brewton Mill | 54789 | 4TG |  |  | Wood/Wood Waste Biomass | 75 | AL | Escambia | 31.077 | -87.1116 | 2017 | 3
SOCO | Georgia-Pacific Cedar Springs | 54101 | GEN1 |  |  | Wood/Wood Waste Biomass | 50 | GA | Early | 31.166 | -85.0951 | 1963 | 10
SOCO | Georgia-Pacific Cedar Springs | 54101 | GEN2 |  |  | Wood/Wood Waste Biomass | 51.2 | GA | Early | 31.166 | -85.0951 | 1965 | 8
SOCO | Georgia-Pacific Consr Prods LP-Naheola | 10699 | GT3 |  |  | Wood/Wood Waste Biomass | 47.2 | AL | Choctaw | 32.2268 | -88.0252 | 1993 | 4
SOCO | Georgia-Pacific Consr Prods LP-Naheola | 10699 | TG4 |  |  | Wood/Wood Waste Biomass | 40.3 | AL | Choctaw | 32.2268 | -88.0252 | 2019 | 6
SOCO | Georgia-Pacific Taylorsville Plywood | 61927 | CTG1 |  |  | Natural Gas Fired Combustion Turbine | 7.2 | MS | Smith | 31.8372 | -89.4635 | 2018 | 7
SOCO | Goat Rock | 707 | 3 |  |  | Conventional Hydroelectric | 5 | AL | Lee | 32.6096 | -85.0795 | 1915 | 12
SOCO | Goat Rock | 707 | 4 |  |  | Conventional Hydroelectric | 5 | AL | Lee | 32.6096 | -85.0795 | 1920 | 12
SOCO | Goat Rock | 707 | 5 |  |  | Conventional Hydroelectric | 5 | AL | Lee | 32.6096 | -85.0795 | 1955 | 12
SOCO | Goat Rock | 707 | 6 |  |  | Conventional Hydroelectric | 5 | AL | Lee | 32.6096 | -85.0795 | 1956 | 2
SOCO | Goat Rock | 707 | 7 |  |  | Conventional Hydroelectric | 9.3 | AL | Lee | 32.6096 | -85.0795 | 2005 | 6
SOCO | Goat Rock | 707 | 8 |  |  | Conventional Hydroelectric | 9.3 | AL | Lee | 32.6096 | -85.0795 | 2005 | 6
SOCO | Graniteville Enterprise Division | 54462 | 1 |  |  | Conventional Hydroelectric | 0.6 | GA | Richmond | 33.477 | -81.9827 | 1921 | 1
SOCO | Graniteville Enterprise Division | 54462 | 2 |  |  | Conventional Hydroelectric | 0.6 | GA | Richmond | 33.477 | -81.9827 | 1921 | 1
SOCO | Gratis Road Solar Facility | 61740 | GR01 |  |  | Solar Photovoltaic | 3 | GA | Walton | 33.8446 | -83.6974 | 2018 | 1
SOCO | Greene County | 10 | 1 |  |  | Natural Gas Steam Turbine | 299.2 | AL | Greene | 32.6017 | -87.7811 | 1965 | 6
SOCO | Greene County | 10 | 2 |  |  | Natural Gas Steam Turbine | 269.2 | AL | Greene | 32.6017 | -87.7811 | 1966 | 7
SOCO | Greene County | 10 | GT10 |  |  | Natural Gas Fired Combustion Turbine | 80 | AL | Greene | 32.6017 | -87.7811 | 1996 | 5
SOCO | Greene County | 10 | GT2 |  |  | Natural Gas Fired Combustion Turbine | 80 | AL | Greene | 32.6017 | -87.7811 | 1996 | 5
SOCO | Greene County | 10 | GT3 |  |  | Natural Gas Fired Combustion Turbine | 80 | AL | Greene | 32.6017 | -87.7811 | 1995 | 5
SOCO | Greene County | 10 | GT4 |  |  | Natural Gas Fired Combustion Turbine | 80 | AL | Greene | 32.6017 | -87.7811 | 1995 | 5
SOCO | Greene County | 10 | GT5 |  |  | Natural Gas Fired Combustion Turbine | 80 | AL | Greene | 32.6017 | -87.7811 | 1995 | 5
SOCO | Greene County | 10 | GT6 |  |  | Natural Gas Fired Combustion Turbine | 80 | AL | Greene | 32.6017 | -87.7811 | 1995 | 5
SOCO | Greene County | 10 | GT7 |  |  | Natural Gas Fired Combustion Turbine | 80 | AL | Greene | 32.6017 | -87.7811 | 1995 | 5
SOCO | Greene County | 10 | GT8 |  |  | Natural Gas Fired Combustion Turbine | 80 | AL | Greene | 32.6017 | -87.7811 | 1996 | 5
SOCO | Greene County | 10 | GT9 |  |  | Natural Gas Fired Combustion Turbine | 80 | AL | Greene | 32.6017 | -87.7811 | 1996 | 5
SOCO | Greene Durham | 64277 | GD |  |  | Solar Photovoltaic | 3 | GA | Greene | 33.6315 | -83.0935 | 2020 | 6
SOCO | Greenville | 60512 | SO073 |  |  | Solar Photovoltaic | 1 | GA | Meriwether | 33.0458 | -84.7144 | 2014 | 9
SOCO | Gulf Clean Energy Center | 641 | 4 |  |  | Natural Gas Steam Turbine | 93.7 | FL | Escambia | 30.5661 | -87.2244 | 1959 | 7
SOCO | Gulf Clean Energy Center | 641 | 5 |  |  | Natural Gas Steam Turbine | 93.7 | FL | Escambia | 30.5661 | -87.2244 | 1961 | 6
SOCO | Gulf Clean Energy Center | 641 | 6 |  |  | Natural Gas Steam Turbine | 369.7 | FL | Escambia | 30.5661 | -87.2244 | 1970 | 5
SOCO | Gulf Clean Energy Center | 641 | 7 |  |  | Natural Gas Steam Turbine | 578 | FL | Escambia | 30.5661 | -87.2244 | 1973 | 8
SOCO | Gulf Clean Energy Center | 641 | 8A |  |  | Natural Gas Fired Combustion Turbine | 243.1 | FL | Escambia | 30.5661 | -87.2244 | 2021 | 12
SOCO | Gulf Clean Energy Center | 641 | 8B |  |  | Natural Gas Fired Combustion Turbine | 243.1 | FL | Escambia | 30.5661 | -87.2244 | 2021 | 12
SOCO | Gulf Clean Energy Center | 641 | 8C |  |  | Natural Gas Fired Combustion Turbine | 243.1 | FL | Escambia | 30.5661 | -87.2244 | 2021 | 12
SOCO | Gulf Clean Energy Center | 641 | 8D |  |  | Natural Gas Fired Combustion Turbine | 243.1 | FL | Escambia | 30.5661 | -87.2244 | 2021 | 12
SOCO | Gulf Coast Solar Center I | 59689 | GCSC1 |  |  | Solar Photovoltaic | 30 | FL | Okaloosa | 30.5154 | -86.5184 | 2017 | 6
SOCO | Gulf Coast Solar Center II | 59690 | GCSC2 |  |  | Solar Photovoltaic | 40 | FL | Santa Rosa | 30.4308 | -86.8952 | 2017 | 11
SOCO | Gulf Coast Solar Center III | 59691 | GCSC3 |  |  | Solar Photovoltaic | 50 | FL | Escambia | 30.4704 | -87.3352 | 2017 | 11
SOCO | Gulf Power Blue Indigo Energy | 63754 | SBI01 |  |  | Solar Photovoltaic | 74.5 | FL | Jackson | 30.8773 | -85.4006 | 2020 | 4
SOCO | Gulfport Naval Base CSG PV System | 61208 | PV1 |  |  | Solar Photovoltaic | 3.5 | MS | Harrison | 30.3799 | -89.1192 | 2017 | 5
SOCO | Guyton Community Solar | 62392 | 1 |  |  | Solar Photovoltaic | 3.6 | GA | Effingham | 32.4128 | -81.4428 | 2019 | 7
SOCO | H Allen Franklin Combined Cycle | 7710 | CT1A |  |  | Natural Gas Fired Combined Cycle | 203.1 | AL | Lee | 32.6078 | -85.0975 | 2002 | 6
SOCO | H Allen Franklin Combined Cycle | 7710 | CT1B |  |  | Natural Gas Fired Combined Cycle | 203.1 | AL | Lee | 32.6078 | -85.0975 | 2002 | 6
SOCO | H Allen Franklin Combined Cycle | 7710 | CT2A |  |  | Natural Gas Fired Combined Cycle | 203.1 | AL | Lee | 32.6078 | -85.0975 | 2002 | 6
SOCO | H Allen Franklin Combined Cycle | 7710 | CT2B |  |  | Natural Gas Fired Combined Cycle | 203.1 | AL | Lee | 32.6078 | -85.0975 | 2002 | 6
SOCO | H Allen Franklin Combined Cycle | 7710 | CT3A |  |  | Natural Gas Fired Combined Cycle | 203.1 | AL | Lee | 32.6078 | -85.0975 | 2008 | 5
SOCO | H Allen Franklin Combined Cycle | 7710 | CT3B |  |  | Natural Gas Fired Combined Cycle | 203.1 | AL | Lee | 32.6078 | -85.0975 | 2008 | 5
SOCO | H Allen Franklin Combined Cycle | 7710 | ST1 |  |  | Natural Gas Fired Combined Cycle | 213.3 | AL | Lee | 32.6078 | -85.0975 | 2002 | 6
SOCO | H Allen Franklin Combined Cycle | 7710 | ST2 |  |  | Natural Gas Fired Combined Cycle | 281.9 | AL | Lee | 32.6078 | -85.0975 | 2002 | 6
SOCO | H Allen Franklin Combined Cycle | 7710 | ST3 |  |  | Natural Gas Fired Combined Cycle | 281.9 | AL | Lee | 32.6078 | -85.0975 | 2008 | 5
SOCO | H Neely Henry Dam | 11 | 1 |  |  | Conventional Hydroelectric | 24.3 | AL | Calhoun | 33.7845 | -86.0524 | 1966 | 6
SOCO | H Neely Henry Dam | 11 | 2 |  |  | Conventional Hydroelectric | 24.3 | AL | Calhoun | 33.7845 | -86.0524 | 1966 | 6
SOCO | H Neely Henry Dam | 11 | 3 |  |  | Conventional Hydroelectric | 24.3 | AL | Calhoun | 33.7845 | -86.0524 | 1966 | 6
SOCO | Harris Dam | 6188 | 1 |  |  | Conventional Hydroelectric | 67.5 | AL | Randolph | 33.2583 | -85.616 | 1983 | 4
SOCO | Harris Dam | 6188 | 2 |  |  | Conventional Hydroelectric | 67.5 | AL | Randolph | 33.2583 | -85.616 | 1983 | 4
SOCO | Harris Shiloh | 64585 | GPHAR |  |  | Solar Photovoltaic | 2.1 | GA | Harris | 32.7976 | -84.6966 | 2020 | 4
SOCO | Hartwell Energy Facility | 54538 | MAG1 |  |  | Natural Gas Fired Combustion Turbine | 180 | GA | Hart | 34.3396 | -82.8199 | 1994 | 4
SOCO | Hartwell Energy Facility | 54538 | MAG2 |  |  | Natural Gas Fired Combustion Turbine | 180 | GA | Hart | 34.3396 | -82.8199 | 1994 | 4
SOCO | Hattiesburg Solar Farm | 60552 | HATTI |  |  | Solar Photovoltaic | 50 | MS | Forrest | 31.2758 | -89.3012 | 2017 | 10
SOCO | Hawk Road Facility | 55141 | CT1 |  |  | Natural Gas Fired Combustion Turbine | 165 | GA | Heard | 33.3585 | -84.9914 | 2001 | 5
SOCO | Hawk Road Facility | 55141 | CT2 |  |  | Natural Gas Fired Combustion Turbine | 165 | GA | Heard | 33.3585 | -84.9914 | 2001 | 5
SOCO | Hawk Road Facility | 55141 | CT3 |  |  | Natural Gas Fired Combustion Turbine | 165 | GA | Heard | 33.3585 | -84.9914 | 2001 | 5
SOCO | Hazlehurst II | 60554 | STHLV |  |  | Solar Photovoltaic | 52.5 | GA | Jeff Davis | 31.8194 | -82.6022 | 2016 | 12
SOCO | Hazlehurst III | 62057 | HZIII |  |  | Solar Photovoltaic | 40 | GA | Jeff Davis | 31.8325 | -82.6021 | 2019 | 12
SOCO | Hewlett Packard Enterprise | 54457 | ALF1 |  |  | Petroleum Liquids | 1 | GA | Fulton | 34.0864 | -84.2677 | 1989 | 5
SOCO | Hewlett Packard Enterprise | 54457 | ALF2 |  |  | Petroleum Liquids | 1 | GA | Fulton | 34.0864 | -84.2677 | 1989 | 5
SOCO | Hewlett Packard Enterprise | 54457 | ALF3 |  |  | Petroleum Liquids | 1 | GA | Fulton | 34.0864 | -84.2677 | 1989 | 5
SOCO | Hewlett Packard Enterprise | 54457 | ALF4 |  |  | Petroleum Liquids | 1 | GA | Fulton | 34.0864 | -84.2677 | 1989 | 5
SOCO | Hewlett Packard Enterprise | 54457 | ALF5 |  |  | Petroleum Liquids | 1 | GA | Fulton | 34.0864 | -84.2677 | 1991 | 5
SOCO | Hewlett Packard Enterprise | 54457 | B1GN1 |  |  | Petroleum Liquids | 1.5 | GA | Fulton | 34.0864 | -84.2677 | 2005 | 5
SOCO | Hewlett Packard Enterprise | 54457 | B1GN2 |  |  | Petroleum Liquids | 1.5 | GA | Fulton | 34.0864 | -84.2677 | 2005 | 5
SOCO | Hickory Park Solar Hybrid | 63522 | HPBAT |  |  | Batteries | 40 | GA | Mitchell | 31.2697 | -84.1763 | 2022 | 6
SOCO | Hickory Park Solar Hybrid | 63522 | HPRK |  |  | Solar Photovoltaic | 195.5 | GA | Mitchell | 31.2697 | -84.1763 | 2022 | 6
SOCO | High Shoals Hydro (GA) | 10121 | GEN1 |  |  | Conventional Hydroelectric | 1.4 | GA | Morgan | 33.8165 | -83.5049 | 1988 | 11
SOCO | Hillabee Energy Center | 55411 | HEC1 |  |  | Natural Gas Fired Combined Cycle | 258.4 | AL | Tallapoosa | 33.0007 | -85.9033 | 2010 | 6
SOCO | Hillabee Energy Center | 55411 | HEC2 |  |  | Natural Gas Fired Combined Cycle | 258.4 | AL | Tallapoosa | 33.0007 | -85.9033 | 2010 | 6
SOCO | Hillabee Energy Center | 55411 | HECS |  |  | Natural Gas Fired Combined Cycle | 306 | AL | Tallapoosa | 33.0007 | -85.9033 | 2010 | 6
SOCO | Hobnail Solar | 66026 | GA-03 |  |  | Solar Photovoltaic | 70 | GA | Burke | 33.262 | -82.178 | 2023 | 12
SOCO | Hog Bayou Energy Center | 55241 | CT01 |  |  | Natural Gas Fired Combined Cycle | 200 | AL | Mobile | 30.7478 | -88.0575 | 2001 | 7
SOCO | Hog Bayou Energy Center | 55241 | ST01 |  |  | Natural Gas Fired Combined Cycle | 80 | AL | Mobile | 30.7478 | -88.0575 | 2001 | 7
SOCO | Holt Dam | 12 | 1 |  |  | Conventional Hydroelectric | 46.9 | AL | Tuscaloosa | 33.2553 | -87.4495 | 1968 | 8
SOCO | IKEA Savannah 490 | 58011 | IKEA |  |  | Solar Photovoltaic | 1 | GA | Chatham | 32.1775 | -81.1738 | 2021 | 1
SOCO | IKEA Savannah 490 | 58011 | PV |  |  | Solar Photovoltaic | 1.2 | GA | Chatham | 32.1775 | -81.1738 | 2012 | 9
SOCO | Imperial Savannah LP | 50146 | GENA |  |  | Natural Gas Steam Turbine | 2.7 | GA | Chatham | 32.144 | -81.1465 | 1948 | 3
SOCO | Imperial Savannah LP | 50146 | GENB |  |  | Natural Gas Steam Turbine | 3 | GA | Chatham | 32.144 | -81.1465 | 1959 | 2
SOCO | Imperial Savannah LP | 50146 | GENC |  |  | Natural Gas Steam Turbine | 1 | GA | Chatham | 32.144 | -81.1465 | 1946 | 8
SOCO | Imperial Savannah LP | 50146 | GEND |  |  | Natural Gas Steam Turbine | 5 | GA | Chatham | 32.144 | -81.1465 | 1985 | 3
SOCO | Inforum | 54290 | BUG1 |  |  | Petroleum Liquids | 1.3 | GA | Fulton | 33.7533 | -84.3889 | 1989 | 10
SOCO | Inland Paperboard Packaging Rome | 10426 | GEN2 |  |  | Wood/Wood Waste Biomass | 5 | GA | Floyd | 34.2528 | -85.3275 | 1954 | 10
SOCO | Inland Paperboard Packaging Rome | 10426 | GEN3 |  |  | Wood/Wood Waste Biomass | 5 | GA | Floyd | 34.2528 | -85.3275 | 1954 | 10
SOCO | Inland Paperboard Packaging Rome | 10426 | GEN4 |  |  | Wood/Wood Waste Biomass | 22 | GA | Floyd | 34.2528 | -85.3275 | 1961 | 4
SOCO | Inland Paperboard Packaging Rome | 10426 | GEN5 |  |  | Wood/Wood Waste Biomass | 38.4 | GA | Floyd | 34.2528 | -85.3275 | 1989 | 4
SOCO | Inst and Envir Dir Marine Logistics Base | 66190 | 001 |  |  | Landfill Gas | 1.9 | GA | Dougherty | 31.5494 | -84.0486 | 2005 | 10
SOCO | International Paper Pensacola | 50250 | GEN1 |  |  | Wood/Wood Waste Biomass | 39.6 | FL | Escambia | 30.5966 | -87.3264 | 1981 | 1
SOCO | International Paper Pensacola | 50250 | GEN2 |  |  | Wood/Wood Waste Biomass | 43.2 | FL | Escambia | 30.5966 | -87.3264 | 1981 | 1
SOCO | International Paper Pine Hill Mill | 54752 | NO1 |  |  | Wood/Wood Waste Biomass | 40 | AL | Wilcox | 31.9698 | -87.4806 | 1968 | 8
SOCO | International Paper Pine Hill Mill | 54752 | NO2 |  |  | Wood/Wood Waste Biomass | 37.4 | AL | Wilcox | 31.9698 | -87.4806 | 1982 | 11
SOCO | International Paper Prattville Mill | 52140 | GEN1 |  |  | Wood/Wood Waste Biomass | 40.5 | AL | Autauga | 32.4187 | -86.4718 | 1967 | 2
SOCO | International Paper Prattville Mill | 52140 | GEN2 |  |  | Wood/Wood Waste Biomass | 49.3 | AL | Autauga | 32.4187 | -86.4718 | 1980 | 5
SOCO | International Paper Riverdale Mill | 54096 | GEN1 |  |  | Natural Gas Steam Turbine | 11.6 | AL | Dallas | 32.426 | -86.8709 | 1967 | 1
SOCO | International Paper Riverdale Mill | 54096 | GEN2 |  |  | Wood/Wood Waste Biomass | 37.4 | AL | Dallas | 32.426 | -86.8709 | 1985 | 1
SOCO | International Paper Riverdale Mill | 54096 | GEN3 |  |  | Natural Gas Fired Combined Cycle | 17 | AL | Dallas | 32.426 | -86.8709 | 1994 | 11
SOCO | International Paper Riverdale Mill | 54096 | GEN4 |  |  | Natural Gas Fired Combined Cycle | 38.2 | AL | Dallas | 32.426 | -86.8709 | 1994 | 11
SOCO | International Paper Savanna Mill | 50398 | GE10 |  |  | Wood/Wood Waste Biomass | 82.8 | GA | Chatham | 32.1004 | -81.1242 | 1998 | 4
SOCO | International Paper Savanna Mill | 50398 | GEN9 |  |  | Natural Gas Steam Turbine | 71.2 | GA | Chatham | 32.1004 | -81.1242 | 1981 | 6
SOCO | Interstate Paper LLC Riceboro | 54281 | 577A |  |  | Wood/Wood Waste Biomass | 14.5 | GA | Liberty | 31.7416 | -81.4079 | 1968 | 3
SOCO | Jack McDonough | 710 | 3A |  |  | Petroleum Liquids | 41.8 | GA | Cobb | 33.8239 | -84.4758 | 1971 | 5
SOCO | Jack McDonough | 710 | 3B |  |  | Petroleum Liquids | 41.8 | GA | Cobb | 33.8239 | -84.4758 | 1971 | 5
SOCO | Jack McDonough | 710 | 4 |  |  | Natural Gas Fired Combined Cycle | 369 | GA | Cobb | 33.8239 | -84.4758 | 2011 | 12
SOCO | Jack McDonough | 710 | 5 |  |  | Natural Gas Fired Combined Cycle | 369 | GA | Cobb | 33.8239 | -84.4758 | 2012 | 4
SOCO | Jack McDonough | 710 | 5ACT |  |  | Natural Gas Fired Combined Cycle | 276.3 | GA | Cobb | 33.8239 | -84.4758 | 2012 | 4
SOCO | Jack McDonough | 710 | 5BCT |  |  | Natural Gas Fired Combined Cycle | 276.3 | GA | Cobb | 33.8239 | -84.4758 | 2012 | 4
SOCO | Jack McDonough | 710 | 6 |  |  | Natural Gas Fired Combined Cycle | 369 | GA | Cobb | 33.8239 | -84.4758 | 2012 | 10
SOCO | Jack McDonough | 710 | 6ACT |  |  | Natural Gas Fired Combined Cycle | 276.3 | GA | Cobb | 33.8239 | -84.4758 | 2012 | 10
SOCO | Jack McDonough | 710 | 6BCT |  |  | Natural Gas Fired Combined Cycle | 276.3 | GA | Cobb | 33.8239 | -84.4758 | 2012 | 10
SOCO | Jack McDonough | 710 | CT4A |  |  | Natural Gas Fired Combined Cycle | 276.3 | GA | Cobb | 33.8239 | -84.4758 | 2011 | 12
SOCO | Jack McDonough | 710 | CT4B |  |  | Natural Gas Fired Combined Cycle | 276.3 | GA | Cobb | 33.8239 | -84.4758 | 2011 | 12
SOCO | Jack Watson | 2049 | 4 |  |  | Natural Gas Steam Turbine | 299.2 | MS | Harrison | 30.4392 | -89.0286 | 1968 | 6
SOCO | Jack Watson | 2049 | 5 |  |  | Natural Gas Steam Turbine | 578 | MS | Harrison | 30.4392 | -89.0286 | 1973 | 5
SOCO | Jack Watson | 2049 | A |  |  | Natural Gas Fired Combustion Turbine | 41.9 | MS | Harrison | 30.4392 | -89.0286 | 1970 | 6
SOCO | James H Miller Jr | 6002 | 1 |  |  | Conventional Steam Coal | 705.5 | AL | Jefferson | 33.6319 | -87.0597 | 1978 | 10
SOCO | James H Miller Jr | 6002 | 2 |  |  | Conventional Steam Coal | 705.5 | AL | Jefferson | 33.6319 | -87.0597 | 1985 | 5
SOCO | James H Miller Jr | 6002 | 3 |  |  | Conventional Steam Coal | 705.5 | AL | Jefferson | 33.6319 | -87.0597 | 1989 | 5
SOCO | James H Miller Jr | 6002 | 4 |  |  | Conventional Steam Coal | 705.5 | AL | Jefferson | 33.6319 | -87.0597 | 1991 | 3
SOCO | Jesup Plant | 10560 | GEN2 |  |  | Wood/Wood Waste Biomass | 5 | GA | Wayne | 31.6593 | -81.8439 | 1954 | 6
SOCO | Jesup Plant | 10560 | GEN4 |  |  | Wood/Wood Waste Biomass | 7.5 | GA | Wayne | 31.6593 | -81.8439 | 1957 | 6
SOCO | Jesup Plant | 10560 | GEN5 |  |  | Wood/Wood Waste Biomass | 30 | GA | Wayne | 31.6593 | -81.8439 | 1971 | 6
SOCO | Jesup Plant | 10560 | GEN6 |  |  | Wood/Wood Waste Biomass | 27 | GA | Wayne | 31.6593 | -81.8439 | 1982 | 6
SOCO | Jones Bluff | 6131 | 1 |  |  | Conventional Hydroelectric | 20.5 | AL | Autauga | 32.3242 | -86.7843 | 1975 | 6
SOCO | Jones Bluff | 6131 | 2 |  |  | Conventional Hydroelectric | 20.5 | AL | Autauga | 32.3242 | -86.7843 | 1975 | 7
SOCO | Jones Bluff | 6131 | 3 |  |  | Conventional Hydroelectric | 20.5 | AL | Autauga | 32.3242 | -86.7843 | 1975 | 9
SOCO | Jones Bluff | 6131 | 4 |  |  | Conventional Hydroelectric | 20.5 | AL | Autauga | 32.3242 | -86.7843 | 1975 | 10
SOCO | Jordan Dam | 13 | 1 |  |  | Conventional Hydroelectric | 25 | AL | Elmore | 32.6189 | -86.2548 | 1929 | 1
SOCO | Jordan Dam | 13 | 2 |  |  | Conventional Hydroelectric | 25 | AL | Elmore | 32.6189 | -86.2548 | 1929 | 1
SOCO | Jordan Dam | 13 | 3 |  |  | Conventional Hydroelectric | 25 | AL | Elmore | 32.6189 | -86.2548 | 1929 | 1
SOCO | Jordan Dam | 13 | 4 |  |  | Conventional Hydroelectric | 25 | AL | Elmore | 32.6189 | -86.2548 | 1929 | 1
SOCO | Joseph M Farley | 6001 | 1 |  |  | Nuclear | 888.2 | AL | Houston | 31.2231 | -85.1116 | 1977 | 12
SOCO | Joseph M Farley | 6001 | 2 |  |  | Nuclear | 888.2 | AL | Houston | 31.2231 | -85.1116 | 1981 | 7
SOCO | Kimberly Clark Mobile - CHP Plant | 62449 | GT100 |  |  | Natural Gas Fired Combustion Turbine | 25 | AL | Mobile | 30.7377 | -88.0498 | 2019 | 4
SOCO | Kimberly Clark Mobile - CHP Plant | 62449 | GT200 |  |  | Natural Gas Fired Combustion Turbine | 25 | AL | Mobile | 30.7377 | -88.0498 | 2019 | 4
SOCO | Kimberly-Clark Solar | 62960 | KC |  |  | Solar Photovoltaic | 2.3 | GA | Troup | 33 | -85.034 | 2019 | 1
SOCO | King Mill | 61000 | 1 |  |  | Conventional Hydroelectric | 0.7 | GA | Richmond | 33.4852 | -81.9912 | 1944 | 1
SOCO | King Mill | 61000 | 2 |  |  | Conventional Hydroelectric | 1.5 | GA | Richmond | 33.4852 | -81.9912 | 1944 | 1
SOCO | Kings Bay Solar Facility | 59864 | 1 |  |  | Solar Photovoltaic | 30 | GA | Camden | 30.8276 | -81.5562 | 2016 | 12
SOCO | LaFayette Solar Farm | 60583 | PV1 |  |  | Solar Photovoltaic | 79.2 | AL | Chambers | 32.8763 | -85.3882 | 2017 | 12
SOCO | Lake Blackshear Project | 752 | 1 |  |  | Conventional Hydroelectric | 2.4 | GA | Worth | 31.8477 | -83.942 | 1930 | 8
SOCO | Lake Blackshear Project | 752 | 2 |  |  | Conventional Hydroelectric | 5 | GA | Worth | 31.8477 | -83.942 | 1930 | 8
SOCO | Lake Blackshear Project | 752 | 3 |  |  | Conventional Hydroelectric | 4.8 | GA | Worth | 31.8477 | -83.942 | 1930 | 5
SOCO | Lake Blackshear Project | 752 | 4 |  |  | Conventional Hydroelectric | 5 | GA | Worth | 31.8477 | -83.942 | 1930 | 5
SOCO | Lakeland Solar Energy LLC | 58572 | 1 |  |  | Solar Photovoltaic | 0.9 | GA | Lanier | 31.0269 | -83.055 | 2013 | 12
SOCO | Lakeland Solar Energy LLC | 58572 | 2 |  |  | Solar Photovoltaic | 0.9 | GA | Lanier | 31.0269 | -83.055 | 2013 | 12
SOCO | Lancaster Solar GA | 64150 | LANCR |  |  | Solar Photovoltaic | 80 | GA | Randolph | 31.7665 | -84.7972 | 2021 | 12
SOCO | Lansing Smith | 643 | 3A |  |  | Natural Gas Fired Combined Cycle | 203.2 | FL | Bay | 30.2686 | -85.7003 | 2002 | 4
SOCO | Lansing Smith | 643 | 3B |  |  | Natural Gas Fired Combined Cycle | 203.2 | FL | Bay | 30.2686 | -85.7003 | 2002 | 4
SOCO | Lansing Smith | 643 | 3S |  |  | Natural Gas Fired Combined Cycle | 213.3 | FL | Bay | 30.2686 | -85.7003 | 2002 | 4
SOCO | Lansing Smith | 643 | CT1 |  |  | Petroleum Liquids | 41.8 | FL | Bay | 30.2686 | -85.7003 | 1971 | 5
SOCO | Laredo Bus Facility Solar Canopies | 58064 | LBFS |  |  | Solar Photovoltaic | 1 | GA | DeKalb | 33.7833 | -84.2678 | 2012 | 1
SOCO | Lay Dam | 15 | 1 |  |  | Conventional Hydroelectric | 29.5 | AL | Chilton | 32.9633 | -86.5187 | 1968 | 4
SOCO | Lay Dam | 15 | 2 |  |  | Conventional Hydroelectric | 29.5 | AL | Chilton | 32.9633 | -86.5187 | 1968 | 4
SOCO | Lay Dam | 15 | 3 |  |  | Conventional Hydroelectric | 29.5 | AL | Chilton | 32.9633 | -86.5187 | 1967 | 12
SOCO | Lay Dam | 15 | 4 |  |  | Conventional Hydroelectric | 29.5 | AL | Chilton | 32.9633 | -86.5187 | 1967 | 10
SOCO | Lay Dam | 15 | 5 |  |  | Conventional Hydroelectric | 29.5 | AL | Chilton | 32.9633 | -86.5187 | 1967 | 5
SOCO | Lay Dam | 15 | 6 |  |  | Conventional Hydroelectric | 29.5 | AL | Chilton | 32.9633 | -86.5187 | 1967 | 2
SOCO | Leaf River Cellulose LLC | 10233 | GEN1 |  |  | Wood/Wood Waste Biomass | 25.2 | MS | Perry | 31.2434 | -89.0456 | 1984 | 7
SOCO | Leaf River Cellulose LLC | 10233 | GEN2 |  |  | Wood/Wood Waste Biomass | 25.2 | MS | Perry | 31.2434 | -89.0456 | 1984 | 7
SOCO | Lewis Smith Dam | 18 | 1 |  |  | Conventional Hydroelectric | 90.5 | AL | Walker | 33.9406 | -87.1077 | 1961 | 9
SOCO | Lewis Smith Dam | 18 | 2 |  |  | Conventional Hydroelectric | 90.5 | AL | Walker | 33.9406 | -87.1077 | 1962 | 7
SOCO | Live Oak Solar, LLC | 60063 | LVEOK |  |  | Solar Photovoltaic | 51 | GA | Candler | 32.4238 | -82.1028 | 2016 | 12
SOCO | Lloyd Shoals | 712 | 1 |  |  | Conventional Hydroelectric | 2.4 | GA | Jasper | 33.3207 | -83.8414 | 1911 | 2
SOCO | Lloyd Shoals | 712 | 2 |  |  | Conventional Hydroelectric | 2.4 | GA | Jasper | 33.3207 | -83.8414 | 1911 | 2
SOCO | Lloyd Shoals | 712 | 3 |  |  | Conventional Hydroelectric | 2.4 | GA | Jasper | 33.3207 | -83.8414 | 1911 | 3
SOCO | Lloyd Shoals | 712 | 4 |  |  | Conventional Hydroelectric | 2.4 | GA | Jasper | 33.3207 | -83.8414 | 1911 | 3
SOCO | Lloyd Shoals | 712 | 5 |  |  | Conventional Hydroelectric | 2.4 | GA | Jasper | 33.3207 | -83.8414 | 1916 | 12
SOCO | Lloyd Shoals | 712 | 6 |  |  | Conventional Hydroelectric | 2.4 | GA | Jasper | 33.3207 | -83.8414 | 1917 | 1
SOCO | Logan Martin Dam | 14 | 1 |  |  | Conventional Hydroelectric | 42.7 | AL | Talladega | 33.4259 | -86.3375 | 1964 | 8
SOCO | Logan Martin Dam | 14 | 2 |  |  | Conventional Hydroelectric | 42.7 | AL | Talladega | 33.4259 | -86.3375 | 1964 | 8
SOCO | Logan Martin Dam | 14 | 3 |  |  | Conventional Hydroelectric | 42.7 | AL | Talladega | 33.4259 | -86.3375 | 1964 | 8
SOCO | Lowman Energy Center | 56 | LEC1 |  |  | Natural Gas Fired Combined Cycle | 459 | AL | Washington | 31.488 | -87.9107 | 2023 | 9
SOCO | Lowman Energy Center | 56 | LEC2 |  |  | Natural Gas Fired Combined Cycle | 273.7 | AL | Washington | 31.488 | -87.9107 | 2023 | 9
SOCO | Lowndes Cowart | 67240 | LCPV1 |  |  | Solar Photovoltaic | 3 | GA | Lowndes | 30.8125 | -83.2604 | 2023 | 10
SOCO | Lowndes IDA | 64278 | LIDA |  |  | Solar Photovoltaic | 1.5 | GA | Lowndes | 30.8355 | -83.2275 | 2020 | 4
SOCO | Lowndes Tycor Farms | 64279 | LTF |  |  | Solar Photovoltaic | 2.3 | GA | Lowndes | 30.6882 | -83.1671 | 2020 | 5
SOCO | MAS ASB Cogen Plant | 58484 | 1 |  |  | Natural Gas Internal Combustion Engine | 2.2 | GA | Fulton | 33.655 | -84.3944 | 2012 | 3
SOCO | MAS ASB Cogen Plant | 58484 | 2 |  |  | Natural Gas Internal Combustion Engine | 2.2 | GA | Fulton | 33.655 | -84.3944 | 2012 | 3
SOCO | MAS ASB Cogen Plant | 58484 | 3 |  |  | Natural Gas Internal Combustion Engine | 2.2 | GA | Fulton | 33.655 | -84.3944 | 2012 | 3
SOCO | MCLB Landfill Gas to Energy | 59335 | GEN1 |  |  | Landfill Gas | 1.9 | GA | Dougherty | 31.5461 | -84.0675 | 2011 | 9
SOCO | MCLB Landfill Gas to Energy | 59335 | GEN2 |  |  | Landfill Gas | 2.1 | GA | Dougherty | 31.5461 | -84.0675 | 2021 | 12
SOCO | MPC Generating | 7764 | 1 |  |  | Natural Gas Fired Combustion Turbine | 185.4 | GA | Walton | 33.8119 | -83.6953 | 2000 | 1
SOCO | MPC Generating | 7764 | 2 |  |  | Natural Gas Fired Combustion Turbine | 200.7 | GA | Walton | 33.8119 | -83.6953 | 2001 | 1
SOCO | Marine Corps Logistics Base Solar | 59876 | 1 |  |  | Solar Photovoltaic | 31 | GA | Dougherty | 31.5607 | -84.0933 | 2018 | 2
SOCO | Martin Dam | 16 | 1 |  |  | Conventional Hydroelectric | 50.2 | AL | Elmore | 32.6804 | -85.9114 | 1927 | 1
SOCO | Martin Dam | 16 | 2 |  |  | Conventional Hydroelectric | 50.2 | AL | Elmore | 32.6804 | -85.9114 | 1927 | 1
SOCO | Martin Dam | 16 | 3 |  |  | Conventional Hydroelectric | 50.2 | AL | Elmore | 32.6804 | -85.9114 | 1927 | 1
SOCO | Martin Dam | 16 | 4 |  |  | Conventional Hydroelectric | 60 | AL | Elmore | 32.6804 | -85.9114 | 1952 | 7
SOCO | McCleskey Cotton | 62878 | MCCOT |  |  | Solar Photovoltaic | 1.9 | GA | Terrell | 31.8251 | -84.3856 | 2019 | 6
SOCO | McIntosh | 6124 | CT1 |  |  | Natural Gas Fired Combustion Turbine | 101.3 | GA | Effingham | 32.3563 | -81.1683 | 1995 | 5
SOCO | McIntosh | 6124 | CT2 |  |  | Natural Gas Fired Combustion Turbine | 101.3 | GA | Effingham | 32.3563 | -81.1683 | 1995 | 4
SOCO | McIntosh | 6124 | CT3 |  |  | Natural Gas Fired Combustion Turbine | 101.3 | GA | Effingham | 32.3563 | -81.1683 | 1994 | 6
SOCO | McIntosh | 6124 | CT4 |  |  | Natural Gas Fired Combustion Turbine | 101.3 | GA | Effingham | 32.3563 | -81.1683 | 1994 | 5
SOCO | McIntosh | 6124 | CT5 |  |  | Natural Gas Fired Combustion Turbine | 101.3 | GA | Effingham | 32.3563 | -81.1683 | 1994 | 4
SOCO | McIntosh | 6124 | CT6 |  |  | Natural Gas Fired Combustion Turbine | 101.3 | GA | Effingham | 32.3563 | -81.1683 | 1994 | 5
SOCO | McIntosh | 6124 | CT7 |  |  | Natural Gas Fired Combustion Turbine | 101.3 | GA | Effingham | 32.3563 | -81.1683 | 1994 | 4
SOCO | McIntosh | 6124 | CT8 |  |  | Natural Gas Fired Combustion Turbine | 101.3 | GA | Effingham | 32.3563 | -81.1683 | 1994 | 2
SOCO | McIntosh (AL) | 7063 | 1 |  |  | Natural Gas with Compressed Air Storage | 110 | AL | Washington | 31.2546 | -88.0299 | 1991 | 6
SOCO | McIntosh (AL) | 7063 | 2 |  |  | Natural Gas Fired Combustion Turbine | 113 | AL | Washington | 31.2546 | -88.0299 | 1998 | 6
SOCO | McIntosh (AL) | 7063 | 3 |  |  | Natural Gas Fired Combustion Turbine | 113 | AL | Washington | 31.2546 | -88.0299 | 1998 | 6
SOCO | McIntosh (AL) | 7063 | 4 |  |  | Natural Gas Fired Combustion Turbine | 170 | AL | Washington | 31.2546 | -88.0299 | 2010 | 12
SOCO | McIntosh (AL) | 7063 | 5 |  |  | Natural Gas Fired Combustion Turbine | 170 | AL | Washington | 31.2546 | -88.0299 | 2010 | 12
SOCO | McIntosh Combined Cycle Facility | 56150 | 10ST |  |  | Natural Gas Fired Combined Cycle | 281.9 | GA | Effingham | 32.3478 | -81.1817 | 2005 | 6
SOCO | McIntosh Combined Cycle Facility | 56150 | 11ST |  |  | Natural Gas Fired Combined Cycle | 281.9 | GA | Effingham | 32.3478 | -81.1817 | 2005 | 6
SOCO | McIntosh Combined Cycle Facility | 56150 | C10A |  |  | Natural Gas Fired Combined Cycle | 203.2 | GA | Effingham | 32.3478 | -81.1817 | 2005 | 6
SOCO | McIntosh Combined Cycle Facility | 56150 | C10B |  |  | Natural Gas Fired Combined Cycle | 203.2 | GA | Effingham | 32.3478 | -81.1817 | 2005 | 6
SOCO | McIntosh Combined Cycle Facility | 56150 | C11A |  |  | Natural Gas Fired Combined Cycle | 203.2 | GA | Effingham | 32.3478 | -81.1817 | 2005 | 6
SOCO | McIntosh Combined Cycle Facility | 56150 | C11B |  |  | Natural Gas Fired Combined Cycle | 203.2 | GA | Effingham | 32.3478 | -81.1817 | 2005 | 6
SOCO | McManus | 715 | 3A |  |  | Petroleum Liquids | 55.4 | GA | Glynn | 31.2136 | -81.5462 | 1972 | 1
SOCO | McManus | 715 | 3B |  |  | Petroleum Liquids | 55.4 | GA | Glynn | 31.2136 | -81.5462 | 1972 | 1
SOCO | McManus | 715 | 3C |  |  | Petroleum Liquids | 55.4 | GA | Glynn | 31.2136 | -81.5462 | 1972 | 1
SOCO | McManus | 715 | 4A |  |  | Petroleum Liquids | 65.3 | GA | Glynn | 31.2136 | -81.5462 | 1972 | 12
SOCO | McManus | 715 | 4B |  |  | Petroleum Liquids | 65.3 | GA | Glynn | 31.2136 | -81.5462 | 1972 | 12
SOCO | McManus | 715 | 4C |  |  | Petroleum Liquids | 65.3 | GA | Glynn | 31.2136 | -81.5462 | 1972 | 12
SOCO | McManus | 715 | 4D |  |  | Petroleum Liquids | 65.3 | GA | Glynn | 31.2136 | -81.5462 | 1972 | 12
SOCO | McManus | 715 | 4E |  |  | Petroleum Liquids | 65.3 | GA | Glynn | 31.2136 | -81.5462 | 1972 | 12
SOCO | McManus | 715 | 4F |  |  | Petroleum Liquids | 65.3 | GA | Glynn | 31.2136 | -81.5462 | 1972 | 12
SOCO | McManus | 715 | IC1 |  |  | Petroleum Liquids | 2 | GA | Glynn | 31.2136 | -81.5462 | 1964 | 12
SOCO | McWilliams | 533 | 1 |  |  | Natural Gas Fired Combined Cycle | 7.5 | AL | Covington | 31.4003 | -86.4764 | 1954 | 12
SOCO | McWilliams | 533 | 2 |  |  | Natural Gas Fired Combined Cycle | 7.5 | AL | Covington | 31.4003 | -86.4764 | 1954 | 12
SOCO | McWilliams | 533 | 3 |  |  | Natural Gas Fired Combined Cycle | 25 | AL | Covington | 31.4003 | -86.4764 | 1959 | 8
SOCO | McWilliams | 533 | 4 |  |  | Natural Gas Fired Combined Cycle | 107 | AL | Covington | 31.4003 | -86.4764 | 1996 | 12
SOCO | McWilliams | 533 | VAN1 |  |  | Natural Gas Fired Combined Cycle | 165 | AL | Covington | 31.4003 | -86.4764 | 2002 | 1
SOCO | McWilliams | 533 | VAN2 |  |  | Natural Gas Fired Combined Cycle | 165 | AL | Covington | 31.4003 | -86.4764 | 2002 | 1
SOCO | McWilliams | 533 | VAN3 |  |  | Natural Gas Fired Combined Cycle | 177 | AL | Covington | 31.4003 | -86.4764 | 2002 | 1
SOCO | Mead Coated Board | 54802 | GEN1 |  |  | Wood/Wood Waste Biomass | 40 | AL | Russell | 32.1761 | -85.0272 | 1966 | 11
SOCO | Mead Coated Board | 54802 | GEN2 |  |  | Wood/Wood Waste Biomass | 55.5 | AL | Russell | 32.1761 | -85.0272 | 1990 | 3
SOCO | Mead Coated Board | 54802 | GEN3 |  |  | Natural Gas Fired Combustion Turbine | 25 | AL | Russell | 32.1761 | -85.0272 | 1998 | 1
SOCO | Meridian III | 62163 | MRDII |  |  | Solar Photovoltaic | 52.5 | MS | Lauderdale | 32.454 | -88.5495 | 2019 | 12
SOCO | Meriwether Jackson | 64280 | MJ |  |  | Solar Photovoltaic | 3 | GA | Meriwether | 32.8775 | -84.6444 | 2020 | 4
SOCO | Mid-Georgia Cogeneration Facility | 55040 | CT1 |  |  | Natural Gas Fired Combined Cycle | 106.5 | GA | Houston | 32.4856 | -83.6039 | 1997 | 10
SOCO | Mid-Georgia Cogeneration Facility | 55040 | CT2 |  |  | Natural Gas Fired Combined Cycle | 106.5 | GA | Houston | 32.4856 | -83.6039 | 1998 | 2
SOCO | Mid-Georgia Cogeneration Facility | 55040 | ST1 |  |  | Natural Gas Fired Combined Cycle | 110 | GA | Houston | 32.4856 | -83.6039 | 1997 | 12
SOCO | Millers Ferry | 38 | 1 |  |  | Conventional Hydroelectric | 33.7 | AL | Wilcox | 32.1009 | -87.3998 | 1970 | 4
SOCO | Millers Ferry | 38 | 2 |  |  | Conventional Hydroelectric | 33.7 | AL | Wilcox | 32.1009 | -87.3998 | 1970 | 4
SOCO | Millers Ferry | 38 | 3 |  |  | Conventional Hydroelectric | 33.7 | AL | Wilcox | 32.1009 | -87.3998 | 1970 | 5
SOCO | Mitchell Dam | 17 | 4 |  |  | Conventional Hydroelectric | 20 | AL | Coosa | 32.806 | -86.4449 | 1949 | 11
SOCO | Mitchell Dam | 17 | 5 |  |  | Conventional Hydroelectric | 50 | AL | Coosa | 32.806 | -86.4449 | 1985 | 4
SOCO | Mitchell Dam | 17 | 6 |  |  | Conventional Hydroelectric | 50 | AL | Coosa | 32.806 | -86.4449 | 1985 | 4
SOCO | Mitchell Dam | 17 | 7 |  |  | Conventional Hydroelectric | 50 | AL | Coosa | 32.806 | -86.4449 | 1985 | 4
SOCO | Moody Air Force Base Solar | 62377 | 1 |  |  | Solar Photovoltaic | 49.5 | GA | Lowndes | 30.9574 | -83.2229 | 2020 | 6
SOCO | Moonshot | 66544 | PGRMS |  |  | Solar Photovoltaic | 78.5 | MS | Hancock | 30.4372 | -89.5029 | 2024 | 11
SOCO | Morgan Falls | 717 | 1 |  |  | Conventional Hydroelectric | 2.4 | GA | Fulton | 33.9681 | -84.3841 | 1903 | 12
SOCO | Morgan Falls | 717 | 2 |  |  | Conventional Hydroelectric | 2.4 | GA | Fulton | 33.9681 | -84.3841 | 1903 | 12
SOCO | Morgan Falls | 717 | 3 |  |  | Conventional Hydroelectric | 2.4 | GA | Fulton | 33.9681 | -84.3841 | 1903 | 12
SOCO | Morgan Falls | 717 | 4 |  |  | Conventional Hydroelectric | 2.4 | GA | Fulton | 33.9681 | -84.3841 | 1903 | 12
SOCO | Morgan Falls | 717 | 5 |  |  | Conventional Hydroelectric | 2.4 | GA | Fulton | 33.9681 | -84.3841 | 1903 | 12
SOCO | Morgan Falls | 717 | 6 |  |  | Conventional Hydroelectric | 2.4 | GA | Fulton | 33.9681 | -84.3841 | 1903 | 12
SOCO | Morgan Falls | 717 | 7 |  |  | Conventional Hydroelectric | 2.4 | GA | Fulton | 33.9681 | -84.3841 | 1903 | 12
SOCO | Mossy Branch Battery Facility | 65018 | BESS |  |  | Batteries | 65 | GA | Talbot | 32.8036 | -84.6604 | 2024 | 10
SOCO | Mount Vernon Solar | 60585 | MV01 |  |  | Solar Photovoltaic | 1 | GA | Walton | 33.8388 | -83.638 | 2015 | 7
SOCO | Multitrade Rabun Gap, LLC | 50201 | ST2 |  |  | Wood/Wood Waste Biomass | 17.9 | GA | RABUN | 34.9536 | -83.3786 | 2010 | 1
SOCO | Murray Treadwell Farms | 64281 | MTF |  |  | Solar Photovoltaic | 3 | GA | Murray | 34.7697 | -84.8133 | 2020 | 3
SOCO | Muscogee Public Works | 62881 | MUSPW |  |  | Solar Photovoltaic | 1.5 | GA | Muscogee | 32.4937 | -84.8613 | 2019 | 1
SOCO | Nacoochee | 718 | 1 |  |  | Conventional Hydroelectric | 2.4 | GA | Rabun | 34.7549 | -83.5012 | 1926 | 10
SOCO | Nacoochee | 718 | 2 |  |  | Conventional Hydroelectric | 2.4 | GA | Rabun | 34.7549 | -83.5012 | 1926 | 12
SOCO | Naval Submarine Base Kings Bay | 54239 | 3023 |  |  | Petroleum Liquids | 2.5 | GA | Camden | 30.7917 | -81.5333 | 1984 | 12
SOCO | Naval Submarine Base Kings Bay | 54239 | 3024 |  |  | Petroleum Liquids | 2.5 | GA | Camden | 30.7917 | -81.5333 | 1984 | 12
SOCO | Naval Submarine Base Kings Bay | 54239 | 3025 |  |  | Petroleum Liquids | 2.5 | GA | Camden | 30.7917 | -81.5333 | 1984 | 12
SOCO | Naval Submarine Base Kings Bay | 54239 | 3027 |  |  | Petroleum Liquids | 2.5 | GA | Camden | 30.7917 | -81.5333 | 1988 | 1
SOCO | Naval Submarine Base Kings Bay | 54239 | 3028 |  |  | Petroleum Liquids | 2.5 | GA | Camden | 30.7917 | -81.5333 | 1988 | 9
SOCO | Naval Submarine Base Kings Bay | 54239 | 3029 |  |  | Petroleum Liquids | 2.5 | GA | Camden | 30.7917 | -81.5333 | 1989 | 5
SOCO | Naval Submarine Base Kings Bay | 54239 | 5876 |  |  | Petroleum Liquids | 2.5 | GA | Camden | 30.7917 | -81.5333 | 1988 | 12
SOCO | Naval Submarine Base Kings Bay | 54239 | 5877 |  |  | Petroleum Liquids | 2.5 | GA | Camden | 30.7917 | -81.5333 | 1989 | 5
SOCO | Naval Submarine Base Kings Bay | 54239 | 5878 |  |  | Petroleum Liquids | 2.5 | GA | Camden | 30.7917 | -81.5333 | 1989 | 5
SOCO | Naval Submarine Base Kings Bay | 54239 | 5879 |  |  | Petroleum Liquids | 2.5 | GA | Camden | 30.7917 | -81.5333 | 1989 | 5
SOCO | Naval Submarine Base Kings Bay | 54239 | 5880 |  |  | Petroleum Liquids | 2.5 | GA | Camden | 30.7917 | -81.5333 | 1989 | 5
SOCO | Naval Submarine Base Kings Bay | 54239 | 5881 |  |  | Petroleum Liquids | 2.5 | GA | Camden | 30.7917 | -81.5333 | 1988 | 12
SOCO | North Highlands | 719 | 1 |  |  | Conventional Hydroelectric | 9.2 | GA | Muscogee | 32.4994 | -84.9965 | 1963 | 2
SOCO | North Highlands | 719 | 2 |  |  | Conventional Hydroelectric | 9.2 | GA | Muscogee | 32.4994 | -84.9965 | 1963 | 3
SOCO | North Highlands | 719 | 3 |  |  | Conventional Hydroelectric | 9.2 | GA | Muscogee | 32.4994 | -84.9965 | 1963 | 1
SOCO | North Highlands | 719 | 4 |  |  | Conventional Hydroelectric | 2 | GA | Muscogee | 32.4994 | -84.9965 | 1963 | 1
SOCO | OE_GA3 | 63350 | GA3 |  |  | Solar Photovoltaic | 57.5 | GA | Mitchell | 31.1962 | -84.1475 | 2020 | 1
SOCO | Oil Dri 2 Solar | 62882 | OLDRY |  |  | Solar Photovoltaic | 1.4 | GA | Thomas | 30.991 | -84.066 | 2019 | 5
SOCO | Old Midville Solar | 60741 | OMD |  |  | Solar Photovoltaic | 19.7 | GA | Jenkins | 32.8207 | -81.9818 | 2016 | 11
SOCO | Oliver Dam | 720 | 1 |  |  | Conventional Hydroelectric | 18 | GA | Muscogee | 32.5155 | -85.0004 | 1959 | 7
SOCO | Oliver Dam | 720 | 2 |  |  | Conventional Hydroelectric | 18 | GA | Muscogee | 32.5155 | -85.0004 | 1959 | 8
SOCO | Oliver Dam | 720 | 3 |  |  | Conventional Hydroelectric | 18 | GA | Muscogee | 32.5155 | -85.0004 | 1959 | 8
SOCO | Oliver Dam | 720 | 4 |  |  | Conventional Hydroelectric | 6 | GA | Muscogee | 32.5155 | -85.0004 | 1959 | 11
SOCO | PCA-Valdosta Mill | 60084 | TG1 |  |  | Wood/Wood Waste Biomass | 10.1 | GA | Lowndes | 30.6944 | -83.3031 | 1954 | 1
SOCO | PCA-Valdosta Mill | 60084 | TG2 |  |  | Wood/Wood Waste Biomass | 7.5 | GA | Lowndes | 30.6944 | -83.3031 | 1954 | 1
SOCO | PCA-Valdosta Mill | 60084 | TG3 |  |  | Wood/Wood Waste Biomass | 52.3 | GA | Lowndes | 30.6944 | -83.3031 | 2011 | 10
SOCO | Packaging Corp. of America Jackson Mill | 55044 | STG1 |  |  | Wood/Wood Waste Biomass | 15.6 | AL | Clarke | 31.4894 | -87.8989 | 1996 | 6
SOCO | Packaging Corp. of America Jackson Mill | 55044 | STG2 |  |  | Natural Gas Steam Turbine | 28.8 | AL | Clarke | 31.4894 | -87.8989 | 2023 | 2
SOCO | Pawpaw Solar Plant | 59894 | 1 |  |  | Solar Photovoltaic | 30.5 | GA | Taylor | 32.5729 | -84.2568 | 2016 | 3
SOCO | Pea Ridge | 7715 | 1 |  |  | Natural Gas Fired Combustion Turbine | 4.7 | FL | Santa Rosa | 30.5921 | -87.1354 | 1998 | 4
SOCO | Pea Ridge | 7715 | 2 |  |  | Natural Gas Fired Combustion Turbine | 4.7 | FL | Santa Rosa | 30.5921 | -87.1354 | 1998 | 4
SOCO | Pea Ridge | 7715 | 3 |  |  | Natural Gas Fired Combustion Turbine | 4.7 | FL | Santa Rosa | 30.5921 | -87.1354 | 1998 | 4
SOCO | Pecan Row Landfill To Electric Facility | 59221 | GEN1 |  |  | Landfill Gas | 1.6 | GA | Lowndes | 30.815 | -83.3625 | 2013 | 12
SOCO | Pecan Row Landfill To Electric Facility | 59221 | GEN2 |  |  | Landfill Gas | 1.6 | GA | Lowndes | 30.815 | -83.3625 | 2013 | 12
SOCO | Pecan Row Landfill To Electric Facility | 59221 | GEN3 |  |  | Landfill Gas | 1.6 | GA | Lowndes | 30.815 | -83.3625 | 2013 | 12
SOCO | Pecan Row Landfill To Electric Facility | 59221 | GM04 |  |  | Landfill Gas | 1.6 | GA | Lowndes | 30.815 | -83.3625 | 1977 | 6
SOCO | Pensacola Florida Plant | 10416 | GEN1 |  |  | Natural Gas Steam Turbine | 5 | FL | Escambia | 30.5958 | -87.2525 | 1953 | 9
SOCO | Pensacola Florida Plant | 10416 | GEN2 |  |  | Natural Gas Steam Turbine | 5 | FL | Escambia | 30.5958 | -87.2525 | 1957 | 1
SOCO | Pensacola Florida Plant | 10416 | GEN3 |  |  | Natural Gas Steam Turbine | 6 | FL | Escambia | 30.5958 | -87.2525 | 1958 | 3
SOCO | Pensacola Florida Plant | 10416 | GEN4 |  |  | Natural Gas Fired Combustion Turbine | 86 | FL | Escambia | 30.5958 | -87.2525 | 1993 | 8
SOCO | Perdido | 57502 | 1 |  |  | Landfill Gas | 1.6 | FL | Escambia | 30.57 | -87.39 | 2010 | 10
SOCO | Perdido | 57502 | 2 |  |  | Landfill Gas | 1.6 | FL | Escambia | 30.57 | -87.39 | 2010 | 10
SOCO | Piedmont Green Power | 57909 | GEN1 |  |  | Wood/Wood Waste Biomass | 60 | GA | Lamar | 33.0453 | -84.1256 | 2013 | 4
SOCO | Pleasant Valley Solar | 60586 | PV01 |  |  | Solar Photovoltaic | 2.5 | GA | Walton | 33.7368 | -83.6971 | 2016 | 4
SOCO | Point A | 55 | 1 |  |  | Conventional Hydroelectric | 1.6 | AL | Covington | 31.3611 | -86.5183 | 1925 | 1
SOCO | Point A | 55 | 2 |  |  | Conventional Hydroelectric | 1.6 | AL | Covington | 31.3611 | -86.5183 | 1925 | 1
SOCO | Point A | 55 | 3 |  |  | Conventional Hydroelectric | 2 | AL | Covington | 31.3611 | -86.5183 | 1949 | 1
SOCO | Polk Cedartown | 64586 | GPPOL |  |  | Solar Photovoltaic | 2.2 | GA | Polk | 34.0196 | -85.2809 | 2019 | 10
SOCO | Polk County GA S1, LLC | 65994 | 20066 |  |  | Solar Photovoltaic | 3 | GA | Polk | 34.0419 | -85.2139 | 2023 | 3
SOCO | Port Wentworth Mill | 50804 | GEN4 |  |  | Wood/Wood Waste Biomass | 47.3 | GA | Chatham | 32.1561 | -81.1586 | 1991 | 8
SOCO | Port Wentworth Mill | 50804 | GEN5 |  |  | Wood/Wood Waste Biomass | 25 | GA | Chatham | 32.1561 | -81.1586 | 2004 | 1
SOCO | Prairie Bluff | 57408 | GEN1 |  |  | Landfill Gas | 1.6 | MS | Chickasaw | 33.9544 | -88.9925 | 2012 | 10
SOCO | Putnam Erickson | 64282 | PE |  |  | Solar Photovoltaic | 2.7 | GA | Putnam | 33.3177 | -83.3923 | 2020 | 3
SOCO | Putnam Erikson 2 | 65759 | PE2 |  |  | Solar Photovoltaic | 2.9 | GA | Putnam | 33.2768 | -83.2985 | 2021 | 11
SOCO | Quitman II Solar | 64335 | QUIT2 |  |  | Solar Photovoltaic | 150 | GA | Brooks | 30.862 | -83.6516 | 2021 | 12
SOCO | Quitman Solar | 62584 | QUITM |  |  | Solar Photovoltaic | 150 | GA | Brooks | 30.849 | -83.6433 | 2019 | 12
SOCO | Ratcliffe | 57037 | 1A |  |  | Natural Gas Fired Combined Cycle | 235.5 | MS | Kemper | 32.6547 | -88.7622 | 2014 | 8
SOCO | Ratcliffe | 57037 | 1B |  |  | Natural Gas Fired Combined Cycle | 235.5 | MS | Kemper | 32.6547 | -88.7622 | 2014 | 8
SOCO | Ratcliffe | 57037 | 1C |  |  | Natural Gas Fired Combined Cycle | 369 | MS | Kemper | 32.6547 | -88.7622 | 2014 | 8
SOCO | Reidsville Renewables, Inc. | 65995 | 20052 |  |  | Solar Photovoltaic | 3 | GA | Tattnall | 32.0654 | -82.1335 | 2023 | 8
SOCO | Richland (GA) | 60513 | SO076 |  |  | Solar Photovoltaic | 1 | GA | Richland | 32.089 | -84.6635 | 2014 | 9
SOCO | Richmond County GA S2 LLC | 66350 | PV1 |  |  | Solar Photovoltaic | 3 | GA | Richmond | 33.3184 | -82.0829 | 2023 | 4
SOCO | Richmond Hayes Solar | 62884 | RICHA |  |  | Solar Photovoltaic | 2.3 | GA | Richmond | 33.364 | -82.022 | 2018 | 11
SOCO | Rincon Solar I | 60702 | PV1 |  |  | Solar Photovoltaic | 18.4 | GA | Effingham | 32.2929 | -81.2844 | 2016 | 12
SOCO | Riverwood 100 Building | 54816 | 11KT |  |  | Petroleum Liquids | 1.1 | GA | Cobb | 33.8775 | -84.4603 | 1989 | 1
SOCO | Riverwood International Macon Mill | 54464 | 0001 |  |  | Wood/Wood Waste Biomass | 12.8 | GA | Bibb | 32.7714 | -83.6281 | 1948 | 6
SOCO | Riverwood International Macon Mill | 54464 | 0002 |  |  | Wood/Wood Waste Biomass | 5 | GA | Bibb | 32.7714 | -83.6281 | 1948 | 6
SOCO | Riverwood International Macon Mill | 54464 | 0003 |  |  | Wood/Wood Waste Biomass | 5 | GA | Bibb | 32.7714 | -83.6281 | 1948 | 6
SOCO | Riverwood International Macon Mill | 54464 | 0004 |  |  | Wood/Wood Waste Biomass | 15.9 | GA | Bibb | 32.7714 | -83.6281 | 1981 | 6
SOCO | Riverwood International Macon Mill | 54464 | 0005 |  |  | Wood/Wood Waste Biomass | 40 | GA | Bibb | 32.7714 | -83.6281 | 2013 | 9
SOCO | Robins | 7348 | 1 |  |  | Petroleum Liquids | 91.9 | GA | Houston | 32.5792 | -83.5822 | 1995 | 5
SOCO | Robins | 7348 | 2 |  |  | Petroleum Liquids | 91.9 | GA | Houston | 32.5792 | -83.5822 | 1995 | 5
SOCO | Robins Air Force Base Solar | 61648 | 1 |  |  | Solar Photovoltaic | 128 | GA | Bibb | 32.6812 | -83.6164 | 2021 | 4
SOCO | Rockmart | 65730 | GARO |  |  | Solar Photovoltaic | 2.6 | GA | Polk | 34.0148 | -85.0222 | 2022 | 11
SOCO | Rocky Mountain Hydroelectric Plant | 6189 | 1 |  |  | Hydroelectric Pumped Storage | 282.6 | GA | Floyd | 34.3555 | -85.3039 | 1995 | 7
SOCO | Rocky Mountain Hydroelectric Plant | 6189 | 2 |  |  | Hydroelectric Pumped Storage | 282.6 | GA | Floyd | 34.3555 | -85.3039 | 1995 | 6
SOCO | Rocky Mountain Hydroelectric Plant | 6189 | 3 |  |  | Hydroelectric Pumped Storage | 282.6 | GA | Floyd | 34.3555 | -85.3039 | 1995 | 6
SOCO | SR Ailey | 66173 | AILEY |  |  | Solar Photovoltaic | 80 | GA | Montgomery | 32.1936 | -82.5387 | 2024 | 12
SOCO | SR Arlington I | 62436 | ARLI |  |  | Solar Photovoltaic | 20 | GA | Early | 31.4029 | -84.8368 | 2021 | 12
SOCO | SR Arlington II | 62367 | ARLII |  |  | Solar Photovoltaic | 102.5 | GA | Early | 31.4155 | -84.8307 | 2019 | 11
SOCO | SR Cedar Springs, LLC | 64840 | SRCS |  |  | Solar Photovoltaic | 70 | GA | Early | 31.2453 | -85.087 | 2022 | 12
SOCO | SR Clay, LLC | 64838 | CLAY |  |  | Solar Photovoltaic | 106 | GA | Clay | 31.5448 | -84.9006 | 2022 | 12
SOCO | SR DeSoto I, LLC | 64841 | SOTOI |  |  | Solar Photovoltaic | 165 | GA | Lee | 31.8865 | -84.0216 | 2022 | 12
SOCO | SR DeSoto II | 66172 | SOTO2 |  |  | Solar Photovoltaic | 65 | GA | Lee | 31.8704 | -84.0357 | 2023 | 12
SOCO | SR DeSoto III | 66825 | SOTO3 |  |  | Solar Photovoltaic | 60 | GA | Lee | 31.868 | -84.0078 | 2023 | 12
SOCO | SR Hazlehurst | 59535 | HAZLE |  |  | Solar Photovoltaic | 20 | GA | Jeff Davis | 31.8103 | -82.575 | 2015 | 11
SOCO | SR Lumpkin | 64191 | LUMP |  |  | Solar Photovoltaic | 100 | GA | Stewart | 32.025 | -84.7325 | 2021 | 12
SOCO | SR Odom | 63814 | ODOM |  |  | Solar Photovoltaic | 20 | GA | Colquitt | 31.0699 | -83.5962 | 2020 | 11
SOCO | SR Perry | 64151 | PERRY |  |  | Solar Photovoltaic | 68 | GA | Houston | 32.396 | -83.7629 | 2021 | 12
SOCO | SR Snipesville II | 65376 | SNIP2 |  |  | Solar Photovoltaic | 107 | GA | Jeff Davis | 31.7088 | -82.7157 | 2021 | 12
SOCO | SR Snipesville III | 66171 | SNIP3 |  |  | Solar Photovoltaic | 107 | GA | Jeff Davis | 31.6972 | -82.7645 | 2023 | 7
SOCO | SR Terrell | 62058 | TERRL |  |  | Solar Photovoltaic | 74 | GA | Terrell | 31.8714 | -84.362 | 2020 | 9
SOCO | Sandhills Solar |  |  | 58987 | 1 | Solar Photovoltaic | [7 empty] | 143 | GA | Taylor
SOCO | Savannah River Mill | 10361 | GEN1 |  |  | Natural Gas Fired Combustion Turbine | 25.2 | GA | Effingham | 32.3313 | -81.2015 | 1986 | 12
SOCO | Savannah River Mill | 10361 | GEN2 |  |  | Natural Gas Fired Combustion Turbine | 25.2 | GA | Effingham | 32.3313 | -81.2015 | 1986 | 12
SOCO | Savannah River Mill | 10361 | GEN3 |  |  | Petroleum Coke | 45 | GA | Effingham | 32.3313 | -81.2015 | 1988 | 2
SOCO | Savannah River Mill | 10361 | GEN4 |  |  | Petroleum Coke | 45 | GA | Effingham | 32.3313 | -81.2015 | 1989 | 9
SOCO | Scherer | 6257 | 1 |  |  | Conventional Steam Coal | 891 | GA | Monroe | 33.0606 | -83.8075 | 1982 | 3
SOCO | Scherer | 6257 | 2 |  |  | Conventional Steam Coal | 891 | GA | Monroe | 33.0606 | -83.8075 | 1984 | 2
SOCO | Scherer | 6257 | 3 |  |  | Conventional Steam Coal | 891 | GA | Monroe | 33.0606 | -83.8075 | 1987 | 1
SOCO | Seminole (GA) | 60514 | PV1 |  |  | Solar Photovoltaic | 1.6 | GA | Saminole | 31.0651 | -84.9317 | 2014 | 10
SOCO | Sewell Creek Energy | 7813 | 1 |  |  | Natural Gas Fired Combustion Turbine | 121 | GA | Polk | 33.9486 | -85.2769 | 2000 | 7
SOCO | Sewell Creek Energy | 7813 | 2 |  |  | Natural Gas Fired Combustion Turbine | 121 | GA | Polk | 33.9486 | -85.2769 | 2000 | 7
SOCO | Sewell Creek Energy | 7813 | 3 |  |  | Natural Gas Fired Combustion Turbine | 164 | GA | Polk | 33.9486 | -85.2769 | 2000 | 9
SOCO | Sewell Creek Energy | 7813 | 4 |  |  | Natural Gas Fired Combustion Turbine | 164 | GA | Polk | 33.9486 | -85.2769 | 2000 | 6
SOCO | Shawnee - GA | 64582 | GPSHA |  |  | Solar Photovoltaic | 2 | GA | Burke | 33.1076 | -81.9808 | 2020 | 10
SOCO | Shepherd Center | 54813 | 1 |  |  | Petroleum Liquids | 0.6 | GA | Fulton | 33.8111 | -84.3928 | 1992 | 8
SOCO | Shepherd Center | 54813 | 2 |  |  | Petroleum Liquids | 0.6 | GA | Fulton | 33.8111 | -84.3928 | 1992 | 8
SOCO | Shepherd Center | 54813 | 3 |  |  | Petroleum Liquids | 0.2 | GA | Fulton | 33.8111 | -84.3928 | 1989 | 8
SOCO | Shepherd Center | 54813 | 4 |  |  | Petroleum Liquids | 0.3 | GA | Fulton | 33.8111 | -84.3928 | 1981 | 5
SOCO | Sibley Mill | 54322 | 2 |  |  | Conventional Hydroelectric | 0.6 | GA | Richmond | 33.4879 | -81.9925 | 1946 | 1
SOCO | Sibley Mill | 54322 | 3 |  |  | Conventional Hydroelectric | 0.7 | GA | Richmond | 33.4879 | -81.9925 | 1946 | 1
SOCO | Sibley Mill | 54322 | 4 |  |  | Conventional Hydroelectric | 0.8 | GA | Richmond | 33.4879 | -81.9925 | 1946 | 1
SOCO | Simon Solar Farm LLC | 58628 | SRSSF |  |  | Solar Photovoltaic | 30 | GA | Walton | 33.6781 | -83.6758 | 2013 | 11
SOCO | Sinclair Dam | 722 | 1 |  |  | Conventional Hydroelectric | 22.5 | GA | Baldwin | 33.1405 | -83.2018 | 1953 | 2
SOCO | Sinclair Dam | 722 | 2 |  |  | Conventional Hydroelectric | 22.5 | GA | Baldwin | 33.1405 | -83.2018 | 1953 | 2
SOCO | Smarr Energy Center | 7829 | 1 |  |  | Natural Gas Fired Combustion Turbine | 121 | GA | Monroe | 32.9842 | -83.8464 | 1999 | 6
SOCO | Smarr Energy Center | 7829 | 2 |  |  | Natural Gas Fired Combustion Turbine | 121 | GA | Monroe | 32.9842 | -83.8464 | 1999 | 6
SOCO | Snipesville | 62165 | SNIPE |  |  | Solar Photovoltaic | 86 | GA | Jeff Davis | 31.7158 | -82.7495 | 2020 | 12
SOCO | Solar BESS Hybrid | 63535 | NG |  |  | Natural Gas Fired Combustion Turbine | 1 | GA | Cobb | 33.9793 | -84.5561 | 2022 | 9
SOCO | Solar BESS Hybrid | 63535 | SOLAR |  |  | Solar Photovoltaic | 1.5 | GA | Cobb | 33.9793 | -84.5561 | 2020 | 10
SOCO | Solar BESS Hybrid | 63535 | TEST |  |  | Batteries | 1 | GA | Cobb | 33.9793 | -84.5561 | 2020 | 10
SOCO | Solar Glynn | 60469 | INV1 |  |  | Solar Photovoltaic | 18 | GA | Glynn | 31.25 | -81.433 | 2016 | 12
SOCO | Sonny Solar LLC | 66418 | PGR36 |  |  | Solar Photovoltaic | 40 | GA | Elbert | 34.052 | -82.7222 | 2023 | 6
SOCO | South Georgia Medical Center Inc | 54848 | GEN 7 |  |  | Petroleum Liquids | 0.8 | GA | Lowndes | 30.8625 | -83.2894 | 2008 | 9
SOCO | South Georgia Medical Center Inc | 54848 | GEN1A |  |  | Petroleum Liquids | 2 | GA | Lowndes | 30.8625 | -83.2894 | 2013 | 4
SOCO | South Georgia Medical Center Inc | 54848 | GEN2A |  |  | Petroleum Liquids | 2 | GA | Lowndes | 30.8625 | -83.2894 | 2013 | 4
SOCO | South Georgia Medical Center Inc | 54848 | GEN4 |  |  | Petroleum Liquids | 0.7 | GA | Lowndes | 30.8625 | -83.2894 | 2001 | 1
SOCO | Sowega Power | 7768 | CTG2 |  |  | Natural Gas Fired Combustion Turbine | 49.8 | GA | Mitchell | 31.3869 | -84.08 | 1999 | 6
SOCO | Sowega Power | 7768 | CTG3 |  |  | Natural Gas Fired Combustion Turbine | 49.8 | GA | Mitchell | 31.3869 | -84.08 | 1999 | 6
SOCO | Springhill Gas Recovery Plant | 56522 | GEN1 |  |  | Landfill Gas | 0.8 | FL | Jackson | 30.9283 | -85.4261 | 2006 | 5
SOCO | Springhill Gas Recovery Plant | 56522 | GEN2 |  |  | Landfill Gas | 0.8 | FL | Jackson | 30.9283 | -85.4261 | 2006 | 5
SOCO | Springhill Gas Recovery Plant | 56522 | GEN3 |  |  | Landfill Gas | 0.8 | FL | Jackson | 30.9283 | -85.4261 | 2006 | 5
SOCO | Springhill Gas Recovery Plant | 56522 | GEN4 |  |  | Landfill Gas | 0.8 | FL | Jackson | 30.9283 | -85.4261 | 2006 | 5
SOCO | Springhill Gas Recovery Plant | 56522 | GEN5 |  |  | Landfill Gas | 0.8 | FL | Jackson | 30.9283 | -85.4261 | 2006 | 5
SOCO | Springhill Gas Recovery Plant | 56522 | GEN6 |  |  | Landfill Gas | 0.8 | FL | Jackson | 30.9283 | -85.4261 | 2006 | 5
SOCO | State Farm Support Center East | 55274 | 2A |  |  | Petroleum Liquids | 1.8 | GA | Fulton | 34.086 | -84.245 | 1998 | 1
SOCO | State Farm Support Center East | 55274 | 2B |  |  | Petroleum Liquids | 1.8 | GA | Fulton | 34.086 | -84.245 | 1998 | 1
SOCO | State Farm Support Center East | 55274 | 3A |  |  | Petroleum Liquids | 1.8 | GA | Fulton | 34.086 | -84.245 | 1998 | 1
SOCO | State Farm Support Center East | 55274 | 3B |  |  | Petroleum Liquids | 1.8 | GA | Fulton | 34.086 | -84.245 | 1998 | 1
SOCO | State Farm Support Center East | 55274 | 4A |  |  | Petroleum Liquids | 1.8 | GA | Fulton | 34.086 | -84.245 | 1998 | 1
SOCO | State Farm Support Center East | 55274 | 4B |  |  | Petroleum Liquids | 1.8 | GA | Fulton | 34.086 | -84.245 | 1998 | 1
SOCO | Statesboro Solar LLC | 65727 | GAST |  |  | Solar Photovoltaic | 3 | GA | Bulloch | 32.468 | -81.8037 | 2022 | 12
SOCO | Sumrall I Solar Farm | 60306 | SUM1 |  |  | Solar Photovoltaic | 52 | MS | Lamar | 31.4035 | -89.4976 | 2017 | 6
SOCO | Sun Trust Plaza | 54845 | EG-1 |  |  | Petroleum Liquids | 1.2 | GA | Fulton | 33.7625 | -84.3872 | 1994 | 1
SOCO | Sun Trust Plaza | 54845 | EG-2 |  |  | Petroleum Liquids | 1.2 | GA | Fulton | 33.7625 | -84.3872 | 1994 | 1
SOCO | Superior Landfill Gas Recovery | 57026 | GEN 5 |  |  | Landfill Gas | 0.8 | GA | Chatham | 32.0303 | -81.2722 | 2009 | 11
SOCO | Superior Landfill Gas Recovery | 57026 | GEN1 |  |  | Landfill Gas | 0.8 | GA | Chatham | 32.0303 | -81.2722 | 2009 | 11
SOCO | Superior Landfill Gas Recovery | 57026 | GEN2 |  |  | Landfill Gas | 0.8 | GA | Chatham | 32.0303 | -81.2722 | 2009 | 11
SOCO | Superior Landfill Gas Recovery | 57026 | GEN3 |  |  | Landfill Gas | 0.8 | GA | Chatham | 32.0303 | -81.2722 | 2009 | 11
SOCO | Superior Landfill Gas Recovery | 57026 | GEN4 |  |  | Landfill Gas | 0.8 | GA | Chatham | 32.0303 | -81.2722 | 2009 | 11
SOCO | Superior Landfill Gas Recovery | 57026 | GEN6 |  |  | Landfill Gas | 0.8 | GA | Chatham | 32.0303 | -81.2722 | 2009 | 11
SOCO | Superior Landfill Gas Recovery | 57026 | GEN7 |  |  | Landfill Gas | 0.8 | GA | Chatham | 32.0303 | -81.2722 | 2009 | 11
SOCO | Superior Landfill Gas Recovery | 57026 | GEN8 |  |  | Landfill Gas | 0.8 | GA | Chatham | 32.0303 | -81.2722 | 2009 | 11
SOCO | Sweatt | 2048 | A |  |  | Natural Gas Fired Combustion Turbine | 41.9 | MS | Lauderdale | 32.2925 | -88.7461 | 1971 | 5
SOCO | Talbot County Energy | 7916 | 1 |  |  | Natural Gas Fired Combustion Turbine | 121 | GA | Talbot | 32.5892 | -84.6917 | 2002 | 5
SOCO | Talbot County Energy | 7916 | 2 |  |  | Natural Gas Fired Combustion Turbine | 121 | GA | Talbot | 32.5892 | -84.6917 | 2002 | 4
SOCO | Talbot County Energy | 7916 | 3 |  |  | Natural Gas Fired Combustion Turbine | 121 | GA | Talbot | 32.5892 | -84.6917 | 2002 | 6
SOCO | Talbot County Energy | 7916 | 4 |  |  | Natural Gas Fired Combustion Turbine | 121 | GA | Talbot | 32.5892 | -84.6917 | 2002 | 6
SOCO | Talbot County Energy | 7916 | 5 |  |  | Natural Gas Fired Combustion Turbine | 121 | GA | Talbot | 32.5892 | -84.6917 | 2003 | 5
SOCO | Talbot County Energy | 7916 | 6 |  |  | Natural Gas Fired Combustion Turbine | 121 | GA | Talbot | 32.5892 | -84.6917 | 2003 | 5
SOCO | Tallassee Hydro Project | 7191 | 1 |  |  | Conventional Hydroelectric | 2.2 | GA | Clarke | 33.9892 | -83.4984 | 1986 | 8
SOCO | Tallassee Hydro Project | 7191 | 2 |  |  | Conventional Hydroelectric | 0.1 | GA | Clarke | 33.9892 | -83.4984 | 1986 | 8
SOCO | Tallulah Falls | 723 | 1 |  |  | Conventional Hydroelectric | 12 | GA | Habersham | 34.7388 | -83.3956 | 1913 | 9
SOCO | Tallulah Falls | 723 | 2 |  |  | Conventional Hydroelectric | 12 | GA | Habersham | 34.7388 | -83.3956 | 1913 | 10
SOCO | Tallulah Falls | 723 | 3 |  |  | Conventional Hydroelectric | 12 | GA | Habersham | 34.7388 | -83.3956 | 1914 | 9
SOCO | Tallulah Falls | 723 | 4 |  |  | Conventional Hydroelectric | 12 | GA | Habersham | 34.7388 | -83.3956 | 1913 | 12
SOCO | Tallulah Falls | 723 | 5 |  |  | Conventional Hydroelectric | 12 | GA | Habersham | 34.7388 | -83.3956 | 1913 | 12
SOCO | Tallulah Falls | 723 | 6 |  |  | Conventional Hydroelectric | 12 | GA | Habersham | 34.7388 | -83.3956 | 1920 | 3
SOCO | Taylor | 56870 | 1 |  |  | Landfill Gas | 1 | GA | Taylor | 32.4522 | -84.3872 | 2003 | 9
SOCO | Taylor | 56870 | 2 |  |  | Landfill Gas | 1 | GA | Taylor | 32.4522 | -84.3872 | 2003 | 9
SOCO | Taylor | 56870 | 3 |  |  | Landfill Gas | 1 | GA | Taylor | 32.4522 | -84.3872 | 2003 | 9
SOCO | Taylor | 56870 | 4 |  |  | Landfill Gas | 1 | GA | Taylor | 32.4522 | -84.3872 | 2003 | 9
SOCO | Taylor | 56870 | 5 |  |  | Landfill Gas | 1 | GA | Taylor | 32.4522 | -84.3872 | 2011 | 12
SOCO | Taylor | 56870 | 6 |  |  | Landfill Gas | 1 | GA | Taylor | 32.4522 | -84.3872 | 2011 | 12
SOCO | Taylor | 56870 | 7 |  |  | Landfill Gas | 1 | GA | Taylor | 32.4522 | -84.3872 | 2011 | 12
SOCO | Taylor | 56870 | 8 |  |  | Landfill Gas | 1 | GA | Taylor | 32.4522 | -84.3872 | 2011 | 12
SOCO | Taylor County Solar | 59897 | 1 |  |  | Solar Photovoltaic | 148 | GA | Taylor | 32.5831 | -84.2972 | 2016 | 11
SOCO | Tech Square Microgrid | 63775 | BESS1 |  |  | Batteries | 0.2 | GA | Fulton | 33.7756 | -84.3899 | 2020 | 10
SOCO | Tech Square Microgrid | 63775 | DG1 |  |  | Petroleum Liquids | 0.6 | GA | Fulton | 33.7756 | -84.3899 | 2020 | 10
SOCO | Tech Square Microgrid | 63775 | FC1 |  |  | Other Natural Gas | 0.2 | GA | Fulton | 33.7756 | -84.3899 | 2020 | 10
SOCO | Tech Square Microgrid | 63775 | NGE1 |  |  | Natural Gas Internal Combustion Engine | 0.2 | GA | Fulton | 33.7756 | -84.3899 | 2020 | 10
SOCO | Tech Square Microgrid | 63775 | NGE2 |  |  | Natural Gas Internal Combustion Engine | 0.2 | GA | Fulton | 33.7756 | -84.3899 | 2020 | 10
SOCO | Telfair Thompson | 62883 | TELTO |  |  | Solar Photovoltaic | 1.9 | GA | Telfair | 32.0586 | -82.8718 | 2018 | 12
SOCO | Tenaska Georgia Generation Facility | 55061 | GTG1 |  |  | Natural Gas Fired Combustion Turbine | 183.2 | GA | Heard | 33.3516 | -84.9996 | 2001 | 6
SOCO | Tenaska Georgia Generation Facility | 55061 | GTG2 |  |  | Natural Gas Fired Combustion Turbine | 183.2 | GA | Heard | 33.3516 | -84.9996 | 2001 | 8
SOCO | Tenaska Georgia Generation Facility | 55061 | GTG3 |  |  | Natural Gas Fired Combustion Turbine | 183.2 | GA | Heard | 33.3516 | -84.9996 | 2001 | 6
SOCO | Tenaska Georgia Generation Facility | 55061 | GTG4 |  |  | Natural Gas Fired Combustion Turbine | 183.2 | GA | Heard | 33.3516 | -84.9996 | 2002 | 6
SOCO | Tenaska Georgia Generation Facility | 55061 | GTG5 |  |  | Natural Gas Fired Combustion Turbine | 183.2 | GA | Heard | 33.3516 | -84.9996 | 2002 | 6
SOCO | Tenaska Georgia Generation Facility | 55061 | GTG6 |  |  | Natural Gas Fired Combustion Turbine | 183.2 | GA | Heard | 33.3516 | -84.9996 | 2002 | 6
SOCO | Tenaska Lindsay Hill Generating Station | 55271 | GTG1 |  |  | Natural Gas Fired Combined Cycle | 183.1 | AL | Autauga | 32.6514 | -86.7386 | 2002 | 5
SOCO | Tenaska Lindsay Hill Generating Station | 55271 | GTG2 |  |  | Natural Gas Fired Combined Cycle | 183.1 | AL | Autauga | 32.6514 | -86.7386 | 2002 | 5
SOCO | Tenaska Lindsay Hill Generating Station | 55271 | GTG3 |  |  | Natural Gas Fired Combined Cycle | 183.1 | AL | Autauga | 32.6514 | -86.7386 | 2002 | 5
SOCO | Tenaska Lindsay Hill Generating Station | 55271 | STG1 |  |  | Natural Gas Fired Combined Cycle | 390.1 | AL | Autauga | 32.6514 | -86.7386 | 2002 | 5
SOCO | Terrell Riles Stovall | 64283 | TRS |  |  | Solar Photovoltaic | 1.7 | GA | Terrell | 31.7855 | -84.4484 | 2020 | 5
SOCO | Terrora | 724 | 1 |  |  | Conventional Hydroelectric | 8 | GA | Rabun | 34.7653 | -83.4162 | 1925 | 7
SOCO | Terrora | 724 | 2 |  |  | Conventional Hydroelectric | 8 | GA | Rabun | 34.7653 | -83.4162 | 1925 | 3
SOCO | Theodore Cogen Facility | 7721 | 1 |  |  | Natural Gas Fired Combined Cycle | 229 | AL | Mobile | 30.5254 | -88.1285 | 2000 | 12
SOCO | Theodore Cogen Facility | 7721 | 2 |  |  | Natural Gas Fired Combined Cycle | 88.4 | AL | Mobile | 30.5254 | -88.1285 | 2000 | 12
SOCO | Thomas A Smith Energy Facility | 55382 | 1GT1 |  |  | Natural Gas Fired Combined Cycle | 147 | GA | Murray | 34.7094 | -84.9175 | 2002 | 6
SOCO | Thomas A Smith Energy Facility | 55382 | 1GT2 |  |  | Natural Gas Fired Combined Cycle | 147 | GA | Murray | 34.7094 | -84.9175 | 2002 | 6
SOCO | Thomas A Smith Energy Facility | 55382 | 1STG |  |  | Natural Gas Fired Combined Cycle | 302 | GA | Murray | 34.7094 | -84.9175 | 2002 | 6
SOCO | Thomas A Smith Energy Facility | 55382 | 2GT1 |  |  | Natural Gas Fired Combined Cycle | 147 | GA | Murray | 34.7094 | -84.9175 | 2002 | 6
SOCO | Thomas A Smith Energy Facility | 55382 | 2GT2 |  |  | Natural Gas Fired Combined Cycle | 147 | GA | Murray | 34.7094 | -84.9175 | 2002 | 6
SOCO | Thomas A Smith Energy Facility | 55382 | 2STG |  |  | Natural Gas Fired Combined Cycle | 302 | GA | Murray | 34.7094 | -84.9175 | 2002 | 7
SOCO | Thurlow Dam | 19 | 1 |  |  | Conventional Hydroelectric | 40.5 | AL | Elmore | 32.5354 | -85.8876 | 1931 | 1
SOCO | Thurlow Dam | 19 | 2 |  |  | Conventional Hydroelectric | 40.5 | AL | Elmore | 32.5354 | -85.8876 | 1931 | 1
SOCO | Thurlow Dam | 19 | 3 |  |  | Conventional Hydroelectric | 10 | AL | Elmore | 32.5354 | -85.8876 | 1931 | 1
SOCO | Tift Bowen | 67246 | TBPV1 |  |  | Solar Photovoltaic | 1.9 | GA | Tift | 31.4576 | -83.5588 | 2023 | 10
SOCO | Tift Fletcher | 67245 | TFPV1 |  |  | Solar Photovoltaic | 3 | GA | Tift | 31.4938 | -83.4967 | 2023 | 10
SOCO | Tri-County Solar Facility | 60544 | PV1 |  |  | Solar Photovoltaic | 1 | GA | Putnam | 33.3081 | -83.3896 | 2016 | 6
SOCO | Troup RC50 | 62885 | TROUP |  |  | Solar Photovoltaic | 2.3 | GA | Harris | 32.8959 | -84.8495 | 2019 | 4
SOCO | Troup RC50 II | 64284 | TRC50 |  |  | Solar Photovoltaic | 1.5 | GA | Troup | 32.8988 | -84.8962 | 2020 | 4
SOCO | Tugalo | 725 | 1 |  |  | Conventional Hydroelectric | 11.2 | GA | Habersham | 34.714 | -83.3522 | 1923 | 10
SOCO | Tugalo | 725 | 2 |  |  | Conventional Hydroelectric | 11.2 | GA | Habersham | 34.714 | -83.3522 | 1923 | 11
SOCO | Tugalo | 725 | 3 |  |  | Conventional Hydroelectric | 11.2 | GA | Habersham | 34.714 | -83.3522 | 1924 | 4
SOCO | Tugalo | 725 | 4 |  |  | Conventional Hydroelectric | 11.2 | GA | Habersham | 34.714 | -83.3522 | 1924 | 4
SOCO | Turnipseed Solar, LLC | 66205 | TURNI |  |  | Solar Photovoltaic | 3 | GA | Douglas | 33.6991 | -84.6789 | 2017 | 11
SOCO | Twiggs Solar | 61696 | TWIGG |  |  | Solar Photovoltaic | 204 | GA | Twiggs | 32.605 | -83.4912 | 2020 | 9
SOCO | U S Alliance Coosa Pines | 54216 | GEN7 |  |  | Wood/Wood Waste Biomass | 25.9 | AL | Talladega | 33.3281 | -86.3568 | 2007 | 11
SOCO | Upson County GA S1 LLC | 66353 | PV1 |  |  | Solar Photovoltaic | 3 | GA | Upson | 32.93 | -84.28 | 2023 | 4
SOCO | Upson Rocky Creek Solar Plant | 58485 | PV1 |  |  | Solar Photovoltaic | 0.8 | GA | Upson | 32.9208 | -84.3431 | 2012 | 6
SOCO | Valdosta (Terraform) | 60448 | VALD |  |  | Solar Photovoltaic | 1 | GA | Lowndes | 30.8101 | -83.226 | 2013 | 10
SOCO | Valdosta Prison | 61468 | GPVP1 |  |  | Solar Photovoltaic | 1 | GA | Lowndes | 30.9 | -83.3 | 2017 | 8
SOCO | Valdosta Water Treatment Plant | 54839 | GEN1 |  |  | Petroleum Liquids | 1.7 | GA | Lowndes | 30.9136 | -83.2529 | 1993 | 1
SOCO | Valdosta Water Treatment Plant | 54839 | GEN2 |  |  | Petroleum Liquids | 1.7 | GA | Lowndes | 30.9136 | -83.2529 | 2008 | 11
SOCO | Victor J Daniel Jr | 6073 | 1 |  |  | Conventional Steam Coal | 548.3 | MS | Jackson | 30.5322 | -88.5553 | 1977 | 9
SOCO | Victor J Daniel Jr | 6073 | 2 |  |  | Conventional Steam Coal | 548.3 | MS | Jackson | 30.5322 | -88.5553 | 1981 | 6
SOCO | Victor J Daniel Jr | 6073 | 3 |  |  | Natural Gas Fired Combined Cycle | 185.5 | MS | Jackson | 30.5322 | -88.5553 | 2001 | 5
SOCO | Victor J Daniel Jr | 6073 | 3CT |  |  | Natural Gas Fired Combined Cycle | 185.5 | MS | Jackson | 30.5322 | -88.5553 | 2001 | 5
SOCO | Victor J Daniel Jr | 6073 | 3ST |  |  | Natural Gas Fired Combined Cycle | 195.2 | MS | Jackson | 30.5322 | -88.5553 | 2001 | 5
SOCO | Victor J Daniel Jr | 6073 | 4 |  |  | Natural Gas Fired Combined Cycle | 185.5 | MS | Jackson | 30.5322 | -88.5553 | 2001 | 4
SOCO | Victor J Daniel Jr | 6073 | 4CT |  |  | Natural Gas Fired Combined Cycle | 185.5 | MS | Jackson | 30.5322 | -88.5553 | 2001 | 4
SOCO | Victor J Daniel Jr | 6073 | 4ST |  |  | Natural Gas Fired Combined Cycle | 195.2 | MS | Jackson | 30.5322 | -88.5553 | 2001 | 4
SOCO | Vidalia Water Treatment Plant |  |  | 60515 | SO048 | Solar Photovoltaic | [7 empty] | 1 | GA | Lowndes
SOCO | Vogtle | 649 | 1 |  |  | Nuclear | 1215 | GA | Burke | 33.1427 | -81.7625 | 1987 | 5
SOCO | Vogtle | 649 | 2 |  |  | Nuclear | 1215 | GA | Burke | 33.1427 | -81.7625 | 1989 | 5
SOCO | Vogtle | 649 | 3 |  |  | Nuclear | 1114 | GA | Burke | 33.1427 | -81.7625 | 2023 | 7
SOCO | Vogtle | 649 | 4 |  |  | Nuclear | 1114 | GA | Burke | 33.1427 | -81.7625 | 2024 | 4
SOCO | W&T Onshore Treating Facility (OTF) | 54550 | 901 |  |  | Natural Gas Fired Combined Cycle | 0.9 | AL | Mobile | 30.432 | -88.1824 | 1993 | 12
SOCO | W&T Onshore Treating Facility (OTF) | 54550 | 901A |  |  | Natural Gas Fired Combined Cycle | 3.7 | AL | Mobile | 30.432 | -88.1824 | 1993 | 9
SOCO | W&T Onshore Treating Facility (OTF) | 54550 | 901B |  |  | Natural Gas Fired Combined Cycle | 3.7 | AL | Mobile | 30.432 | -88.1824 | 1993 | 9
SOCO | W&T Onshore Treating Facility (OTF) | 54550 | 901C |  |  | Natural Gas Fired Combined Cycle | 3.7 | AL | Mobile | 30.432 | -88.1824 | 1993 | 9
SOCO | Wadley Solar | 66626 | WADLE |  |  | Solar Photovoltaic | 260 | GA | Jefferson | 32.82 | -82.4088 | 2025 | 1
SOCO | Wallace Dam | 6087 | 1 |  |  | Hydroelectric Pumped Storage | 52.2 | GA | Hancock | 33.3502 | -83.1574 | 1980 | 7
SOCO | Wallace Dam | 6087 | 2 |  |  | Hydroelectric Pumped Storage | 52.2 | GA | Hancock | 33.3502 | -83.1574 | 1980 | 12
SOCO | Wallace Dam | 6087 | 3 |  |  | Conventional Hydroelectric | 56.2 | GA | Hancock | 33.3502 | -83.1574 | 1980 | 2
SOCO | Wallace Dam | 6087 | 4 |  |  | Conventional Hydroelectric | 56.2 | GA | Hancock | 33.3502 | -83.1574 | 1980 | 4
SOCO | Wallace Dam | 6087 | 5 |  |  | Hydroelectric Pumped Storage | 52.2 | GA | Hancock | 33.3502 | -83.1574 | 1980 | 1
SOCO | Wallace Dam | 6087 | 6 |  |  | Hydroelectric Pumped Storage | 52.2 | GA | Hancock | 33.3502 | -83.1574 | 1979 | 12
SOCO | Walnut Grove Demonstration Plant | 65697 | 1A |  |  | Batteries | 1.5 | MS | Leake | 32.5797 | -89.4542 | 2023 | 7
SOCO | Walnut Grove Demonstration Plant | 65697 | 1B |  |  | Solar Photovoltaic | 1.5 | MS | Leake | 32.5797 | -89.4542 | 2023 | 7
SOCO | Walter Bouldin Dam | 4 | 1 |  |  | Conventional Hydroelectric | 75 | AL | Elmore | 32.5839 | -86.2831 | 1967 | 7
SOCO | Walter Bouldin Dam | 4 | 2 |  |  | Conventional Hydroelectric | 75 | AL | Elmore | 32.5839 | -86.2831 | 1967 | 8
SOCO | Walter Bouldin Dam | 4 | 3 |  |  | Conventional Hydroelectric | 75 | AL | Elmore | 32.5839 | -86.2831 | 1967 | 8
SOCO | Walter F George | 761 | 1 |  |  | Conventional Hydroelectric | 42 | GA | Clay | 31.6245 | -85.0652 | 1963 | 3
SOCO | Walter F George | 761 | 2 |  |  | Conventional Hydroelectric | 42 | GA | Clay | 31.6245 | -85.0652 | 1963 | 5
SOCO | Walter F George | 761 | 3 |  |  | Conventional Hydroelectric | 42 | GA | Clay | 31.6245 | -85.0652 | 1963 | 9
SOCO | Walter F George | 761 | 4 |  |  | Conventional Hydroelectric | 42 | GA | Clay | 31.6245 | -85.0652 | 1963 | 11
SOCO | Walton Bainbridge Power Facility | 56015 | SEG1 |  |  | Petroleum Liquids | 40 | GA | Decatur | 30.911 | -84.5473 | 2000 | 7
SOCO | Walton Bainbridge Power Facility | 56015 | SEGC |  |  | Petroleum Liquids | 40 | GA | Decatur | 30.911 | -84.5473 | 2000 | 7
SOCO | Walton County Energy Facility | 55128 | 101G |  |  | Natural Gas Fired Combustion Turbine | 164.7 | GA | Walton | 33.8148 | -83.6954 | 2001 | 6
SOCO | Walton County Energy Facility | 55128 | 102G |  |  | Natural Gas Fired Combustion Turbine | 164.7 | GA | Walton | 33.8148 | -83.6954 | 2001 | 6
SOCO | Walton County Energy Facility | 55128 | 103G |  |  | Natural Gas Fired Combustion Turbine | 164.7 | GA | Walton | 33.8148 | -83.6954 | 2001 | 6
SOCO | Walton Discover Power Facility | 55138 | UN1 |  |  | Natural Gas Fired Combustion Turbine | 51.5 | AL | LEE | 32.541 | -85.0389 | 1999 | 6
SOCO | Walton Discover Power Facility | 55138 | UN2 |  |  | Natural Gas Fired Combustion Turbine | 51.5 | AL | LEE | 32.541 | -85.0389 | 1999 | 6
SOCO | Wansley Combined Cycle | 55965 | CT6A |  |  | Natural Gas Fired Combined Cycle | 203.1 | GA | Heard | 33.4064 | -85.037 | 2002 | 6
SOCO | Wansley Combined Cycle | 55965 | CT6B |  |  | Natural Gas Fired Combined Cycle | 203.1 | GA | Heard | 33.4064 | -85.037 | 2002 | 6
SOCO | Wansley Combined Cycle | 55965 | CT7A |  |  | Natural Gas Fired Combined Cycle | 203.1 | GA | Heard | 33.4064 | -85.037 | 2002 | 6
SOCO | Wansley Combined Cycle | 55965 | CT7B |  |  | Natural Gas Fired Combined Cycle | 203.1 | GA | Heard | 33.4064 | -85.037 | 2002 | 6
SOCO | Wansley Combined Cycle | 55965 | ST6 |  |  | Natural Gas Fired Combined Cycle | 213.3 | GA | Heard | 33.4064 | -85.037 | 2002 | 6
SOCO | Wansley Combined Cycle | 55965 | ST7 |  |  | Natural Gas Fired Combined Cycle | 213.3 | GA | Heard | 33.4064 | -85.037 | 2002 | 6
SOCO | Wansley Unit 9 | 7946 | CT1 |  |  | Natural Gas Fired Combined Cycle | 183.6 | GA | Heard | 33.4083 | -85.0403 | 2004 | 6
SOCO | Wansley Unit 9 | 7946 | CT2 |  |  | Natural Gas Fired Combined Cycle | 183.6 | GA | Heard | 33.4083 | -85.0403 | 2004 | 6
SOCO | Wansley Unit 9 | 7946 | ST1 |  |  | Natural Gas Fired Combined Cycle | 226.9 | GA | Heard | 33.4083 | -85.0403 | 2004 | 6
SOCO | Ware Avra I | 64285 | WA1 |  |  | Solar Photovoltaic | 3 | GA | Ware | 31.1963 | -82.3224 | 2020 | 4
SOCO | Ware Avra II | 64286 | WA2 |  |  | Solar Photovoltaic | 1.9 | GA | Ware | 31.1963 | -82.3224 | 2020 | 4
SOCO | Washington County Cogeneration Facility | 7697 | 1 |  |  | Natural Gas Fired Combined Cycle | 82.6 | AL | Washington | 31.2642 | -88.0027 | 1999 | 2
SOCO | Washington County Cogeneration Facility | 7697 | 2 |  |  | Natural Gas Fired Combined Cycle | 39.9 | AL | Washington | 31.2642 | -88.0027 | 1999 | 2
SOCO | Washington County Power LLC | 55332 | 1 |  |  | Natural Gas Fired Combustion Turbine | 198.9 | GA | Washington | 33.0922 | -82.98 | 2003 | 6
SOCO | Washington County Power LLC | 55332 | 2 |  |  | Natural Gas Fired Combustion Turbine | 198.9 | GA | Washington | 33.0922 | -82.98 | 2003 | 6
SOCO | Washington County Power LLC | 55332 | 3 |  |  | Natural Gas Fired Combustion Turbine | 198.9 | GA | Washington | 33.0922 | -82.98 | 2003 | 6
SOCO | Washington County Power LLC | 55332 | 4 |  |  | Natural Gas Fired Combustion Turbine | 198.9 | GA | Washington | 33.0922 | -82.98 | 2003 | 6
SOCO | Washington County Solar | 66990 | WASH |  |  | Solar Photovoltaic | 150 | GA | Washington | 32.9899 | -82.7138 | 2024 | 9
SOCO | Waynesboro Community Solar | 62409 | 1 |  |  | Solar Photovoltaic | 2.4 | GA | Burke | 33.1706 | -81.8239 | 2019 | 6
SOCO | Weiss Dam | 20 | 1 |  |  | Conventional Hydroelectric | 29.2 | AL | Cherokee | 34.1721 | -85.7538 | 1962 | 7
SOCO | Weiss Dam | 20 | 2 |  |  | Conventional Hydroelectric | 29.2 | AL | Cherokee | 34.1721 | -85.7538 | 1961 | 6
SOCO | Weiss Dam | 20 | 3 |  |  | Conventional Hydroelectric | 29.2 | AL | Cherokee | 34.1721 | -85.7538 | 1961 | 6
SOCO | West Point (GA) | 6133 | 1 |  |  | Conventional Hydroelectric | 3.3 | GA | Troup | 32.9187 | -85.1887 | 1975 | 4
SOCO | West Point (GA) | 6133 | 2 |  |  | Conventional Hydroelectric | 35 | GA | Troup | 32.9187 | -85.1887 | 1975 | 4
SOCO | West Point (GA) | 6133 | 3 |  |  | Conventional Hydroelectric | 35 | GA | Troup | 32.9187 | -85.1887 | 1975 | 4
SOCO | WestRock Demopolis Mill | 54763 | 2TG |  |  | Wood/Wood Waste Biomass | 12.5 | AL | Marengo | 32.4541 | -87.9759 | 1982 | 10
SOCO | WestRock Demopolis Mill | 54763 | 4TG |  |  | Wood/Wood Waste Biomass | 34.9 | AL | Marengo | 32.4541 | -87.9759 | 2014 | 3
SOCO | WestRock Southeast, LLC. | 54004 | GEN1 |  |  | Wood/Wood Waste Biomass | 45 | GA | Laurens | 32.5036 | -82.8443 | 1989 | 7
SOCO | WestRock Southeast, LLC. | 54004 | GEN2 |  |  | Natural Gas Fired Combustion Turbine | 37.1 | GA | Laurens | 32.5036 | -82.8443 | 1989 | 6
SOCO | Westberry Jesup | 64583 | GPWJE |  |  | Solar Photovoltaic | 2.6 | GA | Wayne | 31.6028 | -81.9326 | 2020 | 1
SOCO | White Oak Solar, LLC | 60082 | WHTOK |  |  | Solar Photovoltaic | 76.5 | GA | Burke | 33.0368 | -82.1113 | 2016 | 7
SOCO | White Pine Solar, LLC | 60064 | WHTPN |  |  | Solar Photovoltaic | 101.2 | GA | Taylor | 32.506 | -84.257 | 2016 | 7
SOCO | Wilkinson DeFore (Safari Energy) | 65481 | WD |  |  | Solar Photovoltaic | 3 | GA | Wilkinson | 32.8813 | -83.3029 | 2020 | 4
SOCO | Wilkinson DeFore (Westbound) | 62886 | WILKD |  |  | Solar Photovoltaic | 2.3 | GA | Wilkinson | 32.8796 | -83.321 | 2019 | 5
SOCO | Wilson | 6258 | 5A |  |  | Petroleum Liquids | 52.5 | GA | Burke | 33.1377 | -81.7483 | 1972 | 12
SOCO | Wilson | 6258 | 5B |  |  | Petroleum Liquids | 52.5 | GA | Burke | 33.1377 | -81.7483 | 1972 | 12
SOCO | Wilson | 6258 | 5C |  |  | Petroleum Liquids | 52.5 | GA | Burke | 33.1377 | -81.7483 | 1972 | 12
SOCO | Wilson | 6258 | 5D |  |  | Petroleum Liquids | 52.5 | GA | Burke | 33.1377 | -81.7483 | 1973 | 2
SOCO | Wilson | 6258 | 5E |  |  | Petroleum Liquids | 52.5 | GA | Burke | 33.1377 | -81.7483 | 1973 | 4
SOCO | Wilson | 6258 | 5F |  |  | Petroleum Liquids | 52.5 | GA | Burke | 33.1377 | -81.7483 | 1973 | 4
SOCO | Wilson | 6258 | IC1 |  |  | Petroleum Liquids | 2.6 | GA | Burke | 33.1377 | -81.7483 | 1972 | 12
SOCO | Wing | 64469 | OEALD |  |  | Solar Photovoltaic | 80 | AL | Covington | 31.0078 | -86.5919 | 2023 | 4
SOCO | Wolfskin Solar | 66027 | GA-04 |  |  | Solar Photovoltaic | 38 | GA | Oglethorpe | 33.8815 | -83.2467 | 2024 | 12
SOCO | YKK USA Chestney | 54566 | BWP1 |  |  | Petroleum Liquids | 0.5 | GA | Bibb | 32.8061 | -83.5456 | 1996 | 10
SOCO | YKK USA Chestney | 54566 | SEV1 |  |  | Petroleum Liquids | 0.3 | GA | Bibb | 32.8061 | -83.5456 | 2015 | 8
SOCO | YKK USA Chestney | 54566 | SLD1 |  |  | Petroleum Liquids | 0.5 | GA | Bibb | 32.8061 | -83.5456 | 1992 | 12
SOCO | Yates | 728 | 6 |  |  | Natural Gas Steam Turbine | 403.7 | GA | Coweta | 33.4622 | -84.8986 | 1974 | 7
SOCO | Yates | 728 | 7 |  |  | Natural Gas Steam Turbine | 403.7 | GA | Coweta | 33.4622 | -84.8986 | 1974 | 4
SOCO | Yates Dam | 21 | 1 |  |  | Conventional Hydroelectric | 25.5 | AL | Elmore | 32.5743 | -85.8901 | 1928 | 7
SOCO | Yates Dam | 21 | 2 |  |  | Conventional Hydroelectric | 25 | AL | Elmore | 32.5743 | -85.8901 | 1928 | 7
SOCO | Yonah | 729 | 1 |  |  | Conventional Hydroelectric | 7.5 | GA | Stephens | 34.6821 | -83.3418 | 1925 | 10
SOCO | Yonah | 729 | 2 |  |  | Conventional Hydroelectric | 7.5 | GA | Stephens | 34.6821 | -83.3418 | 1925 | 11
SOCO | Yonah | 729 | 3 |  |  | Conventional Hydroelectric | 7.5 | GA | Stephens | 34.6821 | -83.3418 | 1925 | 12
SPA | Beaver Dam (AR) | 182 | 1 |  |  | Conventional Hydroelectric | 56 | AR | Carroll | 36.4215 | -93.8474 | 1965 | 5
SPA | Beaver Dam (AR) | 182 | 2 |  |  | Conventional Hydroelectric | 56 | AR | Carroll | 36.4215 | -93.8474 | 1965 | 5
SPA | Bull Shoals | 198 | 1 |  |  | Conventional Hydroelectric | 40 | AR | Marion | 36.3635 | -92.5763 | 1952 | 9
SPA | Bull Shoals | 198 | 2 |  |  | Conventional Hydroelectric | 40 | AR | Marion | 36.3635 | -92.5763 | 1952 | 9
SPA | Bull Shoals | 198 | 3 |  |  | Conventional Hydroelectric | 40 | AR | Marion | 36.3635 | -92.5763 | 1952 | 12
SPA | Bull Shoals | 198 | 4 |  |  | Conventional Hydroelectric | 40 | AR | Marion | 36.3635 | -92.5763 | 1953 | 6
SPA | Bull Shoals | 198 | 5 |  |  | Conventional Hydroelectric | 45 | AR | Marion | 36.3635 | -92.5763 | 1962 | 1
SPA | Bull Shoals | 198 | 6 |  |  | Conventional Hydroelectric | 45 | AR | Marion | 36.3635 | -92.5763 | 1962 | 2
SPA | Bull Shoals | 198 | 7 |  |  | Conventional Hydroelectric | 45 | AR | Marion | 36.3635 | -92.5763 | 1963 | 8
SPA | Bull Shoals | 198 | 8 |  |  | Conventional Hydroelectric | 45 | AR | Marion | 36.3635 | -92.5763 | 1963 | 9
SPA | Dardanelle | 199 | 1 |  |  | Conventional Hydroelectric | 40.2 | AR | Pope | 35.2503 | -93.1686 | 1965 | 4
SPA | Dardanelle | 199 | 2 |  |  | Conventional Hydroelectric | 40.2 | AR | Pope | 35.2503 | -93.1686 | 1965 | 5
SPA | Dardanelle | 199 | 3 |  |  | Conventional Hydroelectric | 40.2 | AR | Pope | 35.2503 | -93.1686 | 1965 | 9
SPA | Dardanelle | 199 | 4 |  |  | Conventional Hydroelectric | 40.2 | AR | Pope | 35.2503 | -93.1686 | 1966 | 1
SPA | Eufaula Dam | 6419 | 1 |  |  | Conventional Hydroelectric | 30 | OK | Haskell | 35.3069 | -95.3572 | 1964 | 7
SPA | Eufaula Dam | 6419 | 2 |  |  | Conventional Hydroelectric | 30 | OK | Haskell | 35.3069 | -95.3572 | 1964 | 9
SPA | Eufaula Dam | 6419 | 3 |  |  | Conventional Hydroelectric | 30 | OK | Haskell | 35.3069 | -95.3572 | 1964 | 8
SPA | Fort Gibson | 3003 | 1 |  |  | Conventional Hydroelectric | 11.2 | OK | Cherokee | 35.8693 | -95.2269 | 1953 | 3
SPA | Fort Gibson | 3003 | 2 |  |  | Conventional Hydroelectric | 11.2 | OK | Cherokee | 35.8693 | -95.2269 | 1953 | 3
SPA | Fort Gibson | 3003 | 3 |  |  | Conventional Hydroelectric | 11.2 | OK | Cherokee | 35.8693 | -95.2269 | 1953 | 5
SPA | Fort Gibson | 3003 | 4 |  |  | Conventional Hydroelectric | 11.2 | OK | Cherokee | 35.8693 | -95.2269 | 1953 | 9
SPA | Greers Ferry Lake | 188 | 1 |  |  | Conventional Hydroelectric | 48 | AR | Cleburne | 35.5207 | -91.9953 | 1964 | 3
SPA | Greers Ferry Lake | 188 | 2 |  |  | Conventional Hydroelectric | 48 | AR | Cleburne | 35.5207 | -91.9953 | 1964 | 5
SPA | Harry Truman | 6141 | 1 |  |  | Hydroelectric Pumped Storage | 26.9 | MO | Benton | 38.2623 | -93.4062 | 1982 | 5
SPA | Harry Truman | 6141 | 2 |  |  | Hydroelectric Pumped Storage | 26.9 | MO | Benton | 38.2623 | -93.4062 | 1982 | 8
SPA | Harry Truman | 6141 | 3 |  |  | Hydroelectric Pumped Storage | 26.9 | MO | Benton | 38.2623 | -93.4062 | 1982 | 7
SPA | Harry Truman | 6141 | 4 |  |  | Hydroelectric Pumped Storage | 26.9 | MO | Benton | 38.2623 | -93.4062 | 1982 | 2
SPA | Harry Truman | 6141 | 5 |  |  | Hydroelectric Pumped Storage | 26.9 | MO | Benton | 38.2623 | -93.4062 | 1981 | 12
SPA | Harry Truman | 6141 | 6 |  |  | Hydroelectric Pumped Storage | 26.9 | MO | Benton | 38.2623 | -93.4062 | 1979 | 12
SPA | Norfork | 196 | 1 |  |  | Conventional Hydroelectric | 40.2 | AR | Baxter | 36.2491 | -92.2401 | 1950 | 2
SPA | Norfork | 196 | 2 |  |  | Conventional Hydroelectric | 40.2 | AR | Baxter | 36.2491 | -92.2401 | 1944 | 6
SPA | Ozark | 6142 | 1 |  |  | Conventional Hydroelectric | 20 | AR | Franklin | 35.4693 | -93.8175 | 1972 | 11
SPA | Ozark | 6142 | 2 |  |  | Conventional Hydroelectric | 20 | AR | Franklin | 35.4693 | -93.8175 | 1973 | 8
SPA | Ozark | 6142 | 3 |  |  | Conventional Hydroelectric | 20 | AR | Franklin | 35.4693 | -93.8175 | 1973 | 10
SPA | Ozark | 6142 | 4 |  |  | Conventional Hydroelectric | 20 | AR | Franklin | 35.4693 | -93.8175 | 1973 | 12
SPA | Ozark | 6142 | 5 |  |  | Conventional Hydroelectric | 20 | AR | Franklin | 35.4693 | -93.8175 | 1974 | 5
SPA | Robert S Kerr | 2985 | 1 |  |  | Conventional Hydroelectric | 27.5 | OK | Sequoyah | 35.3445 | -94.7755 | 1971 | 10
SPA | Robert S Kerr | 2985 | 2 |  |  | Conventional Hydroelectric | 27.5 | OK | Sequoyah | 35.3445 | -94.7755 | 1971 | 7
SPA | Robert S Kerr | 2985 | 3 |  |  | Conventional Hydroelectric | 27.5 | OK | Sequoyah | 35.3445 | -94.7755 | 1971 | 9
SPA | Robert S Kerr | 2985 | 4 |  |  | Conventional Hydroelectric | 27.5 | OK | Sequoyah | 35.3445 | -94.7755 | 1971 | 11
SPA | Stockton Hydro | 2124 | 1 |  |  | Conventional Hydroelectric | 52 | MO | Cedar | 37.6936 | -93.7691 | 1973 | 3
SPA | Table Rock | 2166 | 1 |  |  | Conventional Hydroelectric | 50 | MO | Taney | 36.597 | -93.3086 | 1959 | 5
SPA | Table Rock | 2166 | 2 |  |  | Conventional Hydroelectric | 50 | MO | Taney | 36.597 | -93.3086 | 1959 | 5
SPA | Table Rock | 2166 | 3 |  |  | Conventional Hydroelectric | 50 | MO | Taney | 36.597 | -93.3086 | 1961 | 5
SPA | Table Rock | 2166 | 4 |  |  | Conventional Hydroelectric | 50 | MO | Taney | 36.597 | -93.3086 | 1961 | 6
SPA | Tenkiller Ferry | 3004 | 1 |  |  | Conventional Hydroelectric | 19.5 | OK | Sequoyah | 35.595 | -95.0511 | 1953 | 11
SPA | Tenkiller Ferry | 3004 | 2 |  |  | Conventional Hydroelectric | 19.5 | OK | Sequoyah | 35.595 | -95.0511 | 1953 | 12
SPA | Webbers Falls | 2987 | 1 |  |  | Conventional Hydroelectric | 25 | OK | Muskogee | 35.5531 | -95.1708 | 1973 | 8
SPA | Webbers Falls | 2987 | 2 |  |  | Conventional Hydroelectric | 25 | OK | Muskogee | 35.5531 | -95.1708 | 1973 | 9
SPA | Webbers Falls | 2987 | 3 |  |  | Conventional Hydroelectric | 25 | OK | Muskogee | 35.5531 | -95.1708 | 1973 | 11
SRP | Agua Fria | 141 | AF1 |  |  | Natural Gas Steam Turbine | 113.6 | AZ | Maricopa | 33.5561 | -112.2153 | 1958 | 1
SRP | Agua Fria | 141 | AF2 |  |  | Natural Gas Steam Turbine | 113.6 | AZ | Maricopa | 33.5561 | -112.2153 | 1957 | 4
SRP | Agua Fria | 141 | AF3 |  |  | Natural Gas Steam Turbine | 163.2 | AZ | Maricopa | 33.5561 | -112.2153 | 1961 | 4
SRP | Agua Fria | 141 | AF4 |  |  | Natural Gas Fired Combustion Turbine | 80.5 | AZ | Maricopa | 33.5561 | -112.2153 | 1975 | 5
SRP | Agua Fria | 141 | AF5 |  |  | Natural Gas Fired Combustion Turbine | 71.2 | AZ | Maricopa | 33.5561 | -112.2153 | 1974 | 7
SRP | Agua Fria | 141 | AF6 |  |  | Natural Gas Fired Combustion Turbine | 71.2 | AZ | Maricopa | 33.5561 | -112.2153 | 1974 | 7
SRP | Agua Fria | 141 | AF7 |  |  | Natural Gas Fired Combustion Turbine | 49.5 | AZ | Maricopa | 33.5561 | -112.2153 | 2022 | 8
SRP | Agua Fria | 141 | AF8 |  |  | Natural Gas Fired Combustion Turbine | 49.5 | AZ | Maricopa | 33.5561 | -112.2153 | 2022 | 8
SRP | Agua Fria | 141 | AFSB1 |  |  | Batteries | 25 | AZ | Maricopa | 33.5561 | -112.2153 | 2021 | 9
SRP | Agua Fria | 141 | PV-3 |  |  | Solar Photovoltaic | 0.2 | AZ | Maricopa | 33.5561 | -112.2153 | 2001 | 6
SRP | Babbitt Ranch Energy Center | 66110 | BREC1 |  |  | Onshore Wind Turbine | 163 | AZ | Coconino | 35.6277 | -111.8679 | 2024 | 7
SRP | Bonnybrooke PV | 60413 | AZPV1 |  |  | Solar Photovoltaic | 50 | AZ | Pinal | 33.053 | -111.34 | 2016 | 11
SRP | Brittlebush Solar | 67799 | GEN01 |  |  | Solar Photovoltaic | 200 | AZ | Pinal | 32.9258 | -111.4905 | 2024 | 11
SRP | Central Line Solar, LLC | 64566 | CNTRL |  |  | Solar Photovoltaic | 100 | AZ | Pinal | 32.8343 | -111.568 | 2022 | 4
SRP | Coolidge Generation Station | 56948 | 1 |  |  | Natural Gas Fired Combustion Turbine | 60.5 | AZ | Pinal | 32.9174 | -111.5033 | 2011 | 5
SRP | Coolidge Generation Station | 56948 | 10 |  |  | Natural Gas Fired Combustion Turbine | 60.5 | AZ | Pinal | 32.9174 | -111.5033 | 2011 | 5
SRP | Coolidge Generation Station | 56948 | 11 |  |  | Natural Gas Fired Combustion Turbine | 60.5 | AZ | Pinal | 32.9174 | -111.5033 | 2011 | 5
SRP | Coolidge Generation Station | 56948 | 12 |  |  | Natural Gas Fired Combustion Turbine | 60.5 | AZ | Pinal | 32.9174 | -111.5033 | 2011 | 5
SRP | Coolidge Generation Station | 56948 | 2 |  |  | Natural Gas Fired Combustion Turbine | 60.5 | AZ | Pinal | 32.9174 | -111.5033 | 2011 | 5
SRP | Coolidge Generation Station | 56948 | 3 |  |  | Natural Gas Fired Combustion Turbine | 60.5 | AZ | Pinal | 32.9174 | -111.5033 | 2011 | 5
SRP | Coolidge Generation Station | 56948 | 4 |  |  | Natural Gas Fired Combustion Turbine | 60.5 | AZ | Pinal | 32.9174 | -111.5033 | 2011 | 5
SRP | Coolidge Generation Station | 56948 | 5 |  |  | Natural Gas Fired Combustion Turbine | 60.5 | AZ | Pinal | 32.9174 | -111.5033 | 2011 | 5
SRP | Coolidge Generation Station | 56948 | 6 |  |  | Natural Gas Fired Combustion Turbine | 60.5 | AZ | Pinal | 32.9174 | -111.5033 | 2011 | 5
SRP | Coolidge Generation Station | 56948 | 7 |  |  | Natural Gas Fired Combustion Turbine | 60.5 | AZ | Pinal | 32.9174 | -111.5033 | 2011 | 5
SRP | Coolidge Generation Station | 56948 | 8 |  |  | Natural Gas Fired Combustion Turbine | 60.5 | AZ | Pinal | 32.9174 | -111.5033 | 2011 | 5
SRP | Coolidge Generation Station | 56948 | 9 |  |  | Natural Gas Fired Combustion Turbine | 60.5 | AZ | Pinal | 32.9174 | -111.5033 | 2011 | 5
SRP | Copper Crossing Energy and Research Cent | 58413 | CXGT1 |  |  | Natural Gas Fired Combustion Turbine | 49.9 | AZ | Pinal | 33.1551 | -111.4836 | 2024 | 6
SRP | Copper Crossing Energy and Research Cent | 58413 | CXGT2 |  |  | Natural Gas Fired Combustion Turbine | 49.9 | AZ | Pinal | 33.1551 | -111.4836 | 2024 | 6
SRP | Coronado | 6177 | CO1 |  |  | Conventional Steam Coal | 410.9 | AZ | Apache | 34.5789 | -109.2708 | 1979 | 12
SRP | Coronado | 6177 | CO2 |  |  | Conventional Steam Coal | 410.9 | AZ | Apache | 34.5789 | -109.2708 | 1980 | 10
SRP | Crosscut | 143 | CC5 |  |  | Conventional Hydroelectric | 3 | AZ | Maricopa | 33.4394 | -111.9461 | 1939 | 7
SRP | Desert Basin | 55129 | CTG1 |  |  | Natural Gas Fired Combined Cycle | 187 | AZ | Pinal | 32.9042 | -111.7889 | 2001 | 10
SRP | Desert Basin | 55129 | CTG2 |  |  | Natural Gas Fired Combined Cycle | 187 | AZ | Pinal | 32.9042 | -111.7889 | 2001 | 10
SRP | Desert Basin | 55129 | CTG4 |  |  | Natural Gas Fired Combustion Turbine | 49.5 | AZ | Pinal | 32.9042 | -111.7889 | 2022 | 9
SRP | Desert Basin | 55129 | CTG5 |  |  | Natural Gas Fired Combustion Turbine | 49.5 | AZ | Pinal | 32.9042 | -111.7889 | 2022 | 9
SRP | Desert Basin | 55129 | STG |  |  | Natural Gas Fired Combined Cycle | 272.1 | AZ | Pinal | 32.9042 | -111.7889 | 2001 | 10
SRP | Dry Lake Wind LLC | 57098 | 1 |  |  | Onshore Wind Turbine | 63 | AZ | Navajo | 34.6596 | -110.2842 | 2009 | 9
SRP | East Line Solar | 62899 | EASTL |  |  | Solar Photovoltaic | 100 | AZ | Pinal | 32.847 | -111.5651 | 2020 | 12
SRP | Eleven Mile Solar Center | 66263 | 1111 |  |  | Solar Photovoltaic | 300 | AZ | Pinal | 32.861 | -111.5919 | 2024 | 6
SRP | Eleven Mile Solar Center | 66263 | 2222 |  |  | Batteries | 300 | AZ | Pinal | 32.861 | -111.5919 | 2024 | 6
SRP | Gila River Power Block 1 | 59338 | CTG1 |  |  | Natural Gas Fired Combined Cycle | 174 | AZ | Maricopa | 32.975 | -112.6944 | 2003 | 7
SRP | Gila River Power Block 1 | 59338 | CTG2 |  |  | Natural Gas Fired Combined Cycle | 174 | AZ | Maricopa | 32.975 | -112.6944 | 2003 | 7
SRP | Gila River Power Block 1 | 59338 | ST9 |  |  | Natural Gas Fired Combined Cycle | 271 | AZ | Maricopa | 32.975 | -112.6944 | 2003 | 5
SRP | Gila River Power Block 4 | 55306 | CTG7 |  |  | Natural Gas Fired Combined Cycle | 174 | AZ | Maricopa | 32.975 | -112.6944 | 2003 | 5
SRP | Gila River Power Block 4 | 55306 | CTG8 |  |  | Natural Gas Fired Combined Cycle | 174 | AZ | Maricopa | 32.975 | -112.6944 | 2003 | 5
SRP | Gila River Power Block 4 | 55306 | ST12 |  |  | Natural Gas Fired Combined Cycle | 271 | AZ | Maricopa | 32.975 | -112.6944 | 2003 | 6
SRP | Horse Mesa | 145 | HM1 |  |  | Conventional Hydroelectric | 9.9 | AZ | Maricopa | 33.5907 | -111.344 | 1927 | 4
SRP | Horse Mesa | 145 | HM2 |  |  | Conventional Hydroelectric | 9.9 | AZ | Maricopa | 33.5907 | -111.344 | 1927 | 4
SRP | Horse Mesa | 145 | HM3 |  |  | Conventional Hydroelectric | 11.7 | AZ | Maricopa | 33.5907 | -111.344 | 1927 | 4
SRP | Horse Mesa | 145 | HM4 |  |  | Hydroelectric Pumped Storage | 99.8 | AZ | Maricopa | 33.5907 | -111.344 | 1927 | 6
SRP | Kyrene | 147 | KY1 |  |  | Natural Gas Steam Turbine | 34.5 | AZ | Maricopa | 33.3556 | -111.9353 | 1952 | 7
SRP | Kyrene | 147 | KY2 |  |  | Natural Gas Steam Turbine | 73.5 | AZ | Maricopa | 33.3556 | -111.9353 | 1954 | 6
SRP | Kyrene | 147 | KY4 |  |  | Natural Gas Fired Combustion Turbine | 53.1 | AZ | Maricopa | 33.3556 | -111.9353 | 1971 | 12
SRP | Kyrene | 147 | KY5 |  |  | Natural Gas Fired Combustion Turbine | 60.3 | AZ | Maricopa | 33.3556 | -111.9353 | 1973 | 7
SRP | Kyrene | 147 | KY6 |  |  | Natural Gas Fired Combustion Turbine | 60.3 | AZ | Maricopa | 33.3556 | -111.9353 | 1973 | 6
SRP | Kyrene | 147 | KY7 |  |  | Natural Gas Fired Combined Cycle | 170 | AZ | Maricopa | 33.3556 | -111.9353 | 2002 | 10
SRP | Kyrene | 147 | KY7A |  |  | Natural Gas Fired Combined Cycle | 122 | AZ | Maricopa | 33.3556 | -111.9353 | 2002 | 10
SRP | Mesquite Generating Station Block 1 | 58557 | GT1 |  |  | Natural Gas Fired Combined Cycle | 185.3 | AZ | Maricopa | 33.345 | -112.8642 | 2003 | 6
SRP | Mesquite Generating Station Block 1 | 58557 | GT2 |  |  | Natural Gas Fired Combined Cycle | 185.3 | AZ | Maricopa | 33.345 | -112.8642 | 2003 | 6
SRP | Mesquite Generating Station Block 1 | 58557 | ST1 |  |  | Natural Gas Fired Combined Cycle | 321 | AZ | Maricopa | 33.345 | -112.8642 | 2003 | 6
SRP | Mesquite Generating Station Block 2 | 55481 | GT3 |  |  | Natural Gas Fired Combined Cycle | 185.3 | AZ | Maricopa | 33.345 | -112.8642 | 2003 | 12
SRP | Mesquite Generating Station Block 2 | 55481 | GT4 |  |  | Natural Gas Fired Combined Cycle | 185.3 | AZ | Maricopa | 33.345 | -112.8642 | 2003 | 12
SRP | Mesquite Generating Station Block 2 | 55481 | ST2 |  |  | Natural Gas Fired Combined Cycle | 321 | AZ | Maricopa | 33.345 | -112.8642 | 2003 | 12
SRP | Mormon Flat | 148 | MF1 |  |  | Conventional Hydroelectric | 9.2 | AZ | Maricopa | 33.5536 | -111.4431 | 1926 | 5
SRP | Mormon Flat | 148 | MF2 |  |  | Hydroelectric Pumped Storage | 54.3 | AZ | Maricopa | 33.5536 | -111.4431 | 1971 | 6
SRP | Palo Verde | 6008 | 1 |  |  | Nuclear | 1403.2 | AZ | Maricopa | 33.3881 | -112.8617 | 1986 | 1
SRP | Palo Verde | 6008 | 2 |  |  | Nuclear | 1403.2 | AZ | Maricopa | 33.3881 | -112.8617 | 1986 | 9
SRP | Palo Verde | 6008 | 3 |  |  | Nuclear | 1403.2 | AZ | Maricopa | 33.3881 | -112.8617 | 1988 | 1
SRP | Pinal Central Energy Center Hybrid | 61678 | BA1 |  |  | Batteries | 10 | AZ | Pinal | 32.8757 | -111.5511 | 2018 | 4
SRP | Pinal Central Energy Center Hybrid | 61678 | PCEC |  |  | Solar Photovoltaic | 20 | AZ | Pinal | 32.8757 | -111.5511 | 2018 | 4
SRP | Queen Creek Solar Farm | 57883 | GEN1 |  |  | Solar Photovoltaic | 19 | AZ | Maricopa | 33.2675 | -111.6122 | 2012 | 10
SRP | Roosevelt | 149 | ROOS |  |  | Conventional Hydroelectric | 36 | AZ | Maricopa | 33.6711 | -111.1618 | 1973 | 3
SRP | Saint Energy Storage II LLC | 66716 | SB123 |  |  | Batteries | 100 | AZ | Pinal | 32.8695 | -111.5142 | 2023 | 9
SRP | Saint Solar | 63476 | SAINT |  |  | Solar Photovoltaic | 100 | AZ | Pinal | 32.8663 | -111.5024 | 2021 | 1
SRP | Sandstone Solar | 59634 | SNDST |  |  | Solar Photovoltaic | 45 | AZ | Pinal | 33.0356 | -111.4303 | 2015 | 12
SRP | Santan | 8068 | ST1 |  |  | Natural Gas Fired Combined Cycle | 103.5 | AZ | Maricopa | 33.3325 | -111.7503 | 1974 | 10
SRP | Santan | 8068 | ST2 |  |  | Natural Gas Fired Combined Cycle | 103.5 | AZ | Maricopa | 33.3325 | -111.7503 | 1974 | 12
SRP | Santan | 8068 | ST3 |  |  | Natural Gas Fired Combined Cycle | 103.5 | AZ | Maricopa | 33.3325 | -111.7503 | 1974 | 10
SRP | Santan | 8068 | ST4 |  |  | Natural Gas Fired Combined Cycle | 103.5 | AZ | Maricopa | 33.3325 | -111.7503 | 1975 | 5
SRP | Santan | 8068 | ST5A |  |  | Natural Gas Fired Combined Cycle | 153.8 | AZ | Maricopa | 33.3325 | -111.7503 | 2005 | 4
SRP | Santan | 8068 | ST5B |  |  | Natural Gas Fired Combined Cycle | 153.8 | AZ | Maricopa | 33.3325 | -111.7503 | 2005 | 4
SRP | Santan | 8068 | ST5S |  |  | Natural Gas Fired Combined Cycle | 314.5 | AZ | Maricopa | 33.3325 | -111.7503 | 2005 | 4
SRP | Santan | 8068 | ST6A |  |  | Natural Gas Fired Combined Cycle | 153.8 | AZ | Maricopa | 33.3325 | -111.7503 | 2006 | 3
SRP | Santan | 8068 | ST6S |  |  | Natural Gas Fired Combined Cycle | 136.1 | AZ | Maricopa | 33.3325 | -111.7503 | 2006 | 3
SRP | Sierra Estrella Energy Storage | 66334 | BESS3 |  |  | Batteries | 250 | AZ | Maricopa | 33.4108 | -112.3138 | 2024 | 5
SRP | Sonoran Solar Energy | 66627 | SON12 |  |  | Solar Photovoltaic | 490 | AZ | Maricopa | 33.2488 | -112.5424 | 2023 | 12
SRP | Sonoran Solar Energy | 66627 | SON13 |  |  | Batteries | 260 | AZ | Maricopa | 33.2488 | -112.5424 | 2023 | 7
SRP | South Consolidated | 100 | SC1 |  |  | Conventional Hydroelectric | 1.4 | AZ | Maricopa | 33.4665 | -111.7811 | 1981 | 9
SRP | Springerville 3 SRP |  |  |  | SPV3 | Conventional Steam Coal | [7 empty] | 100 | AZ | Maricopa
SRP | Springerville 4 |  |  |  | SPV4 | Conventional Steam Coal | [7 empty] | 424.8 | AZ | Maricopa
SRP | Stewart Mountain | 150 | SM |  |  | Conventional Hydroelectric | 13 | AZ | Maricopa | 33.5661 | -111.536 | 1930 | 3
SRP | Storey Solar and Storage | 65956 | STOBA |  |  | Batteries | 88 | AZ | Pinal | 32.8882 | -111.4978 | 2023 | 9
SRP | Storey Solar and Storage | 65956 | STORY |  |  | Solar Photovoltaic | 122 | AZ | Pinal | 32.8882 | -111.4978 | 2023 | 12
SRP | Superstition Energy Storage | 66333 | BESS4 |  |  | Batteries | 90 | AZ | Maricopa | 33.359 | -111.8311 | 2024 | 7
SRP | West Line Solar, LLC | 66125 | WESTL |  |  | Solar Photovoltaic | 100 | AZ | Pinal | 32.7559 | -111.5548 | 2022 | 12
SWPP | 25 Mile Creek | 65511 | 44444 |  |  | Onshore Wind Turbine | 250 | OK | Ellis | 36.487 | -99.739 | 2023 | 1
SWPP | ABIA Parking Structure | 67791 | PV1 |  |  | Solar Photovoltaic | 1.8 | TX | Travis | 30.2047 | -97.6686 | 2021 | 4
SWPP | Aberdeen CT | 3338 | 2 |  |  | Natural Gas Fired Combustion Turbine | 82.2 | SD | Brown | 45.4299 | -98.494 | 2013 | 4
SWPP | Aberdeen CT | 3338 | GT1 |  |  | Petroleum Liquids | 28.8 | SD | Brown | 45.4299 | -98.494 | 1978 | 5
SWPP | Adrian | 1956 | 5 |  |  | Petroleum Liquids | 2 | MN | Nobles | 43.6371 | -95.9328 | 2005 | 5
SWPP | Ainsworth Wind | 56162 | 1 |  |  | Onshore Wind Turbine | 59.4 | NE | Brown | 42.4489 | -99.8917 | 2005 | 10
SWPP | Airport 009239 SCS Lexington, LLC | 65411 | 20215 |  |  | Solar Photovoltaic | 1 | NE | Dawson | 40.7854 | -99.768 | 2021 | 5
SWPP | Airport 1 Solar (DIA) | 59807 | GBDIA |  |  | Solar Photovoltaic | 1.5 | CO | Adams | 39.8995 | -104.6748 | 2009 | 12
SWPP | Alexander Wind Farm LLC | 58666 | 1 |  |  | Onshore Wind Turbine | 50.7 | KS | Rush | 38.4247 | -99.5075 | 2015 | 12
SWPP | Algona | 1120 | 6 |  |  | Petroleum Liquids | 3.2 | IA | Kossuth | 43.0733 | -94.2392 | 1965 | 12
SWPP | Algona | 1120 | 7 |  |  | Petroleum Liquids | 4.1 | IA | Kossuth | 43.0733 | -94.2392 | 1970 | 9
SWPP | Algona | 1120 | 8 |  |  | Petroleum Liquids | 4.4 | IA | Kossuth | 43.0733 | -94.2392 | 1994 | 11
SWPP | Algona | 1120 | 9 |  |  | Petroleum Liquids | 4.4 | IA | Kossuth | 43.0733 | -94.2392 | 1994 | 11
SWPP | Alta Municipal Utilities | 1121 | 2A |  |  | Petroleum Liquids | 2 | IA | Buena Vista | 42.6736 | -95.3026 | 2018 | 11
SWPP | Alta Municipal Utilities | 1121 | 3A |  |  | Petroleum Liquids | 2 | IA | Buena Vista | 42.6736 | -95.3026 | 2018 | 11
SWPP | American Crystal Sugar Moorhead | 54211 | G1 |  |  | Conventional Steam Coal | 3 | MN | Clay | 46.9026 | -96.7611 | 1948 | 9
SWPP | American Crystal Sugar Moorhead | 54211 | G2 |  |  | Conventional Steam Coal | 2 | MN | Clay | 46.9026 | -96.7611 | 1961 | 9
SWPP | Americus | 66587 | SOL |  |  | Solar Photovoltaic | 1 | KS | Lyon | 38.5515 | -96.1509 | 2021 | 8
SWPP | Anadarko Plant | 3006 | 1 |  |  | Natural Gas Steam Turbine | 17.3 | OK | Caddo | 35.0847 | -98.23 | 1953 | 8
SWPP | Anadarko Plant | 3006 | 10 |  |  | Natural Gas Fired Combustion Turbine | 45 | OK | Caddo | 35.0847 | -98.23 | 2009 | 6
SWPP | Anadarko Plant | 3006 | 11 |  |  | Natural Gas Fired Combustion Turbine | 45 | OK | Caddo | 35.0847 | -98.23 | 2009 | 6
SWPP | Anadarko Plant | 3006 | 2 |  |  | Natural Gas Steam Turbine | 17.3 | OK | Caddo | 35.0847 | -98.23 | 1953 | 8
SWPP | Anadarko Plant | 3006 | 3 |  |  | Natural Gas Steam Turbine | 50 | OK | Caddo | 35.0847 | -98.23 | 1959 | 8
SWPP | Anadarko Plant | 3006 | 4 |  |  | Natural Gas Fired Combined Cycle | 105.1 | OK | Caddo | 35.0847 | -98.23 | 1977 | 12
SWPP | Anadarko Plant | 3006 | 5 |  |  | Natural Gas Fired Combined Cycle | 105.1 | OK | Caddo | 35.0847 | -98.23 | 1977 | 11
SWPP | Anadarko Plant | 3006 | 6 |  |  | Natural Gas Fired Combined Cycle | 105.1 | OK | Caddo | 35.0847 | -98.23 | 1977 | 12
SWPP | Anadarko Plant | 3006 | 9 |  |  | Natural Gas Fired Combustion Turbine | 45 | OK | Caddo | 35.0847 | -98.23 | 2009 | 6
SWPP | Anderson Wind I | 58939 | AND1 |  |  | Onshore Wind Turbine | 5 | NM | Chaves | 33.0294 | -103.8558 | 2014 | 12
SWPP | Anderson Wind II | 58940 | AND2 |  |  | Onshore Wind Turbine | 10 | NM | Chaves | 33.0139 | -103.865 | 2014 | 12
SWPP | Ansley | 2214 | 2 |  |  | Natural Gas Internal Combustion Engine | 0.9 | NE | Custer | 41.2892 | -99.3863 | 1976 | 10
SWPP | Ansley | 2214 | 3 |  |  | Natural Gas Internal Combustion Engine | 0.6 | NE | Custer | 41.2892 | -99.3863 | 1969 | 6
SWPP | Antelope Station | 57865 | E01 |  |  | Natural Gas Internal Combustion Engine | 9.3 | TX | Hale | 33.865 | -101.8433 | 2011 | 6
SWPP | Antelope Station | 57865 | E02 |  |  | Natural Gas Internal Combustion Engine | 9.3 | TX | Hale | 33.865 | -101.8433 | 2011 | 6
SWPP | Antelope Station | 57865 | E03 |  |  | Natural Gas Internal Combustion Engine | 9.3 | TX | Hale | 33.865 | -101.8433 | 2011 | 6
SWPP | Antelope Station | 57865 | E04 |  |  | Natural Gas Internal Combustion Engine | 9.3 | TX | Hale | 33.865 | -101.8433 | 2011 | 6
SWPP | Antelope Station | 57865 | E05 |  |  | Natural Gas Internal Combustion Engine | 9.3 | TX | Hale | 33.865 | -101.8433 | 2011 | 6
SWPP | Antelope Station | 57865 | E06 |  |  | Natural Gas Internal Combustion Engine | 9.3 | TX | Hale | 33.865 | -101.8433 | 2011 | 6
SWPP | Antelope Station | 57865 | E07 |  |  | Natural Gas Internal Combustion Engine | 9.3 | TX | Hale | 33.865 | -101.8433 | 2011 | 6
SWPP | Antelope Station | 57865 | E08 |  |  | Natural Gas Internal Combustion Engine | 9.3 | TX | Hale | 33.865 | -101.8433 | 2011 | 6
SWPP | Antelope Station | 57865 | E09 |  |  | Natural Gas Internal Combustion Engine | 9.3 | TX | Hale | 33.865 | -101.8433 | 2011 | 6
SWPP | Antelope Station | 57865 | E10 |  |  | Natural Gas Internal Combustion Engine | 9.3 | TX | Hale | 33.865 | -101.8433 | 2011 | 6
SWPP | Antelope Station | 57865 | E11 |  |  | Natural Gas Internal Combustion Engine | 9.3 | TX | Hale | 33.865 | -101.8433 | 2011 | 6
SWPP | Antelope Station | 57865 | E12 |  |  | Natural Gas Internal Combustion Engine | 9.3 | TX | Hale | 33.865 | -101.8433 | 2011 | 6
SWPP | Antelope Station | 57865 | E13 |  |  | Natural Gas Internal Combustion Engine | 9.3 | TX | Hale | 33.865 | -101.8433 | 2011 | 6
SWPP | Antelope Station | 57865 | E14 |  |  | Natural Gas Internal Combustion Engine | 9.3 | TX | Hale | 33.865 | -101.8433 | 2011 | 6
SWPP | Antelope Station | 57865 | E15 |  |  | Natural Gas Internal Combustion Engine | 9.3 | TX | Hale | 33.865 | -101.8433 | 2011 | 6
SWPP | Antelope Station | 57865 | E16 |  |  | Natural Gas Internal Combustion Engine | 9.3 | TX | Hale | 33.865 | -101.8433 | 2011 | 6
SWPP | Antelope Station | 57865 | E17 |  |  | Natural Gas Internal Combustion Engine | 9.3 | TX | Hale | 33.865 | -101.8433 | 2011 | 6
SWPP | Antelope Station | 57865 | E18 |  |  | Natural Gas Internal Combustion Engine | 9.3 | TX | Hale | 33.865 | -101.8433 | 2011 | 6
SWPP | Antelope Valley | 6469 | 1 |  |  | Conventional Steam Coal | 477 | ND | Mercer | 47.3705 | -101.8357 | 1984 | 7
SWPP | Antelope Valley | 6469 | 2 |  |  | Conventional Steam Coal | 477 | ND | Mercer | 47.3705 | -101.8357 | 1986 | 7
SWPP | Anthony | 1258 | IC1 |  |  | Natural Gas Internal Combustion Engine | 4.1 | KS | Harper | 37.1517 | -98.0311 | 1972 | 8
SWPP | Anthony | 1258 | IC2 |  |  | Natural Gas Internal Combustion Engine | 3 | KS | Harper | 37.1517 | -98.0311 | 1976 | 6
SWPP | Anthony | 1258 | IC3 |  |  | Natural Gas Internal Combustion Engine | 4 | KS | Harper | 37.1517 | -98.0311 | 1981 | 7
SWPP | Arbuckle Mountain Wind Farm LLC | 59234 | GEN1 |  |  | Onshore Wind Turbine | 100 | OK | Murray | 34.3869 | -97.1369 | 2015 | 11
SWPP | Archer Daniels Midland Columbus | 57046 | GEN1 |  |  | Conventional Steam Coal | 71.4 | NE | Platte | 41.4164 | -97.2863 | 2010 | 5
SWPP | Archer Daniels Midland Lincoln | 10862 | GEN1 |  |  | Natural Gas Steam Turbine | 7.9 | NE | Lancaster | 40.8665 | -96.6145 | 1988 | 7
SWPP | Arkalon Ethanol LLC | 58192 | ST961 |  |  | Natural Gas Steam Turbine | 3 | KS | Seward | 37.1106 | -100.8036 | 2008 | 12
SWPP | Armadillo Flats Wind Project, LLC | 61926 | ARM |  |  | Onshore Wind Turbine | 247.3 | OK | Garfield | 36.301 | -97.567 | 2018 | 12
SWPP | Arsenal Hill | 1416 | 5 |  |  | Natural Gas Steam Turbine | 125 | LA | Caddo | 32.5181 | -93.7611 | 1960 | 3
SWPP | Ashdown | 54104 | GEN1 |  |  | Wood/Wood Waste Biomass | 19.5 | AR | Little River | 33.6417 | -94.1083 | 1968 | 1
SWPP | Ashdown | 54104 | GEN2 |  |  | Wood/Wood Waste Biomass | 47 | AR | Little River | 33.6417 | -94.1083 | 1979 | 10
SWPP | Ashdown | 54104 | GEN3 |  |  | Wood/Wood Waste Biomass | 45 | AR | Little River | 33.6417 | -94.1083 | 1991 | 4
SWPP | Ashdown | 54104 | GEN4 |  |  | Wood/Wood Waste Biomass | 45 | AR | Little River | 33.6417 | -94.1083 | 1991 | 4
SWPP | Ashland | 1259 | 1 |  |  | Natural Gas Internal Combustion Engine | 0.6 | KS | Clark | 37.1938 | -99.7631 | 1953 | 9
SWPP | Ashland | 1259 | 2 |  |  | Natural Gas Internal Combustion Engine | 0.9 | KS | Clark | 37.1938 | -99.7631 | 1974 | 9
SWPP | Ashland | 1259 | 3 |  |  | Petroleum Liquids | 1.2 | KS | Clark | 37.1938 | -99.7631 | 1963 | 5
SWPP | Ashland | 1259 | 4B |  |  | Petroleum Liquids | 2 | KS | Clark | 37.1938 | -99.7631 | 2014 | 8
SWPP | Ashland | 1259 | 5 |  |  | Petroleum Liquids | 0.9 | KS | Clark | 37.1938 | -99.7631 | 1971 | 5
SWPP | Atchison County Wind | 63574 | GEN1 |  |  | Onshore Wind Turbine | 299 | MO | Atchison | 40.5313 | -95.3549 | 2021 | 3
SWPP | Auburn | 2215 | 1 |  |  | Petroleum Liquids | 2.4 | NE | Nemaha | 40.3883 | -95.8464 | 1982 | 4
SWPP | Auburn | 2215 | 2 |  |  | Petroleum Liquids | 1 | NE | Nemaha | 40.3883 | -95.8464 | 1949 | 6
SWPP | Auburn | 2215 | 4A |  |  | Petroleum Liquids | 3.7 | NE | Nemaha | 40.3883 | -95.8464 | 1993 | 6
SWPP | Auburn | 2215 | 5 |  |  | Petroleum Liquids | 3.3 | NE | Nemaha | 40.3883 | -95.8464 | 1973 | 7
SWPP | Auburn | 2215 | 6 |  |  | Petroleum Liquids | 2.7 | NE | Nemaha | 40.3883 | -95.8464 | 1967 | 5
SWPP | Auburn | 2215 | 7 |  |  | Petroleum Liquids | 5.6 | NE | Nemaha | 40.3883 | -95.8464 | 1987 | 7
SWPP | Augusta Electric Plant No 1 | 1261 | 1 |  |  | Natural Gas Internal Combustion Engine | 1.1 | KS | Butler | 37.6785 | -96.9719 | 1954 | 7
SWPP | Augusta Electric Plant No 1 | 1261 | 2 |  |  | Petroleum Liquids | 0.3 | KS | Butler | 37.6785 | -96.9719 | 1929 | 8
SWPP | Augusta Electric Plant No 1 | 1261 | 3 |  |  | Natural Gas Internal Combustion Engine | 1 | KS | Butler | 37.6785 | -96.9719 | 1949 | 12
SWPP | Augusta Electric Plant No 1 | 1261 | 4 |  |  | Petroleum Liquids | 0.7 | KS | Butler | 37.6785 | -96.9719 | 1939 | 8
SWPP | Augusta Electric Plant No 1 | 1261 | 5 |  |  | Natural Gas Internal Combustion Engine | 2.2 | KS | Butler | 37.6785 | -96.9719 | 1956 | 6
SWPP | Augusta Electric Plant No 1 | 1261 | 6 |  |  | Natural Gas Internal Combustion Engine | 2.2 | KS | Butler | 37.6785 | -96.9719 | 1956 | 7
SWPP | Augusta Electric Plant No 1 | 1261 | 7 |  |  | Natural Gas Internal Combustion Engine | 2 | KS | Butler | 37.6785 | -96.9719 | 1964 | 4
SWPP | Augusta Electric Plant No 1 | 1261 | 8 |  |  | Petroleum Liquids | 2 | KS | Butler | 37.6785 | -96.9719 | 2016 | 8
SWPP | Augusta Electric Plant No 2 | 6791 | 1 |  |  | Natural Gas Internal Combustion Engine | 4 | KS | Butler | 37.6861 | -96.965 | 1968 | 10
SWPP | Augusta Electric Plant No 2 | 6791 | 2 |  |  | Natural Gas Internal Combustion Engine | 4 | KS | Butler | 37.6861 | -96.965 | 1968 | 7
SWPP | Augusta Electric Plant No 2 | 6791 | 3 |  |  | Natural Gas Internal Combustion Engine | 6 | KS | Butler | 37.6861 | -96.965 | 1981 | 7
SWPP | Augusta Electric Plant No 2 | 6791 | 4 |  |  | Natural Gas Internal Combustion Engine | 6.7 | KS | Butler | 37.6861 | -96.965 | 2005 | 3
SWPP | Aurora County Wind | 61745 | ACSD |  |  | Onshore Wind Turbine | 20 | SD | Aurora | 43.7308 | -98.7642 | 2018 | 10
SWPP | Aurora Wind Project | 63258 | AURWP |  |  | Onshore Wind Turbine | 298.8 | ND | Williams | 48.5 | -103.1 | 2021 | 1
SWPP | BESSP1, LLC. | 67077 | S-1 |  |  | Solar Photovoltaic | 4.4 | TX | Lubbock | 33.6956 | -101.9707 | 2023 | 11
SWPP | BPU Solar Farm | 61313 | BPU1 |  |  | Solar Photovoltaic | 1 | KS | Wyandotte | 39.1664 | -94.6969 | 2017 | 9
SWPP | BRIGHT Battery | 67122 | 1 |  |  | Batteries | 1 | NE | Cass | 40.8714 | -96.179 | 2023 | 3
SWPP | Baldwin City Plant No 1 | 1262 | 4 |  |  | Petroleum Liquids | 2 | KS | Douglas | 38.7745 | -95.1867 | 1970 | 5
SWPP | Baldwin City Plant No 1 | 1262 | 5 |  |  | Petroleum Liquids | 1.1 | KS | Douglas | 38.7745 | -95.1867 | 1964 | 10
SWPP | Baldwin City Plant No 1 | 1262 | 6 |  |  | Petroleum Liquids | 1.1 | KS | Douglas | 38.7745 | -95.1867 | 1964 | 10
SWPP | Baldwin City Plant No 2 | 8020 | 7 |  |  | Natural Gas Internal Combustion Engine | 3.2 | KS | Douglas | 38.7649 | -95.192 | 2004 | 8
SWPP | Baldwin City Plant No 2 | 8020 | 8 |  |  | Natural Gas Internal Combustion Engine | 3.2 | KS | Douglas | 38.7649 | -95.192 | 2004 | 8
SWPP | Balko Wind LLC | 58900 | BAL1 |  |  | Onshore Wind Turbine | 299.7 | OK | Beaver | 36.5181 | -100.8472 | 2015 | 8
SWPP | Beatrice | 8000 | CT1 |  |  | Natural Gas Fired Combined Cycle | 76.6 | NE | Gage | 40.3302 | -96.8082 | 2005 | 1
SWPP | Beatrice | 8000 | CT2 |  |  | Natural Gas Fired Combined Cycle | 76.6 | NE | Gage | 40.3302 | -96.8082 | 2005 | 1
SWPP | Beatrice | 8000 | ST1 |  |  | Natural Gas Fired Combined Cycle | 93.9 | NE | Gage | 40.3302 | -96.8082 | 2005 | 1
SWPP | Beaver City | 2217 | 1 |  |  | Petroleum Liquids | 0.5 | NE | Furnas | 40.1303 | -99.8278 | 1957 | 10
SWPP | Beaver City | 2217 | 2 |  |  | Natural Gas Internal Combustion Engine | 0.3 | NE | Furnas | 40.1303 | -99.8278 | 1963 | 9
SWPP | Beaver City | 2217 | 3 |  |  | Petroleum Liquids | 0.3 | NE | Furnas | 40.1303 | -99.8278 | 1947 | 10
SWPP | Beaver City | 2217 | 4 |  |  | Natural Gas Internal Combustion Engine | 0.9 | NE | Furnas | 40.1303 | -99.8278 | 1967 | 9
SWPP | Beethoven Wind | 59187 | B&H80 |  |  | Onshore Wind Turbine | 80 | SD | Bon Homme | 43.16 | -98.08 | 2015 | 5
SWPP | Belleville | 1263 | 4 |  |  | Natural Gas Internal Combustion Engine | 1 | KS | Republic | 39.8328 | -97.632 | 1955 | 1
SWPP | Belleville | 1263 | 5 |  |  | Natural Gas Internal Combustion Engine | 1.7 | KS | Republic | 39.8328 | -97.632 | 1961 | 1
SWPP | Belleville | 1263 | 6 |  |  | Natural Gas Internal Combustion Engine | 3.7 | KS | Republic | 39.8328 | -97.632 | 1966 | 1
SWPP | Belleville | 1263 | 7 |  |  | Natural Gas Internal Combustion Engine | 5.1 | KS | Republic | 39.8328 | -97.632 | 1971 | 1
SWPP | Belleville | 1263 | 8 |  |  | Petroleum Liquids | 2.8 | KS | Republic | 39.8328 | -97.632 | 2005 | 1
SWPP | Beloit | 1264 | 1 |  |  | Natural Gas Internal Combustion Engine | 1.5 | KS | Mitchell | 39.4578 | -98.1122 | 1951 | 7
SWPP | Beloit | 1264 | 2 |  |  | Natural Gas Internal Combustion Engine | 1.5 | KS | Mitchell | 39.4578 | -98.1122 | 1951 | 7
SWPP | Beloit | 1264 | 3 |  |  | Natural Gas Internal Combustion Engine | 2 | KS | Mitchell | 39.4578 | -98.1122 | 1961 | 6
SWPP | Beloit | 1264 | 4 |  |  | Natural Gas Internal Combustion Engine | 3.5 | KS | Mitchell | 39.4578 | -98.1122 | 1964 | 11
SWPP | Beloit | 1264 | 5 |  |  | Natural Gas Internal Combustion Engine | 0.7 | KS | Mitchell | 39.4578 | -98.1122 | 1950 | 5
SWPP | Beloit | 1264 | 6 |  |  | Natural Gas Internal Combustion Engine | 4.1 | KS | Mitchell | 39.4578 | -98.1122 | 1971 | 8
SWPP | Beloit | 1264 | 7 |  |  | Natural Gas Internal Combustion Engine | 6 | KS | Mitchell | 39.4578 | -98.1122 | 1980 | 8
SWPP | Beloit Solar LLC | 65391 | BS1 |  |  | Solar Photovoltaic | 2 | KS | Mitchell | 39.4504 | -98.1048 | 2022 | 6
SWPP | Bethel Wind Farm LLC | 60414 | GEN1 |  |  | Onshore Wind Turbine | 276 | TX | Castro | 34.5753 | -102.4747 | 2017 | 1
SWPP | Big Bend Dam | 3375 | 1 |  |  | Conventional Hydroelectric | 67.3 | SD | Buffalo | 44.0384 | -99.4463 | 1964 | 9
SWPP | Big Bend Dam | 3375 | 2 |  |  | Conventional Hydroelectric | 67.3 | SD | Buffalo | 44.0384 | -99.4463 | 1964 | 11
SWPP | Big Bend Dam | 3375 | 3 |  |  | Conventional Hydroelectric | 67.2 | SD | Buffalo | 44.0384 | -99.4463 | 1965 | 2
SWPP | Big Bend Dam | 3375 | 4 |  |  | Conventional Hydroelectric | 67.3 | SD | Buffalo | 44.0384 | -99.4463 | 1965 | 5
SWPP | Big Bend Dam | 3375 | 5 |  |  | Conventional Hydroelectric | 67.3 | SD | Buffalo | 44.0384 | -99.4463 | 1965 | 9
SWPP | Big Bend Dam | 3375 | 6 |  |  | Conventional Hydroelectric | 67.3 | SD | Buffalo | 44.0384 | -99.4463 | 1965 | 12
SWPP | Big Bend Dam | 3375 | 7 |  |  | Conventional Hydroelectric | 67.3 | SD | Buffalo | 44.0384 | -99.4463 | 1966 | 5
SWPP | Big Bend Dam | 3375 | 8 |  |  | Conventional Hydroelectric | 67.3 | SD | Buffalo | 44.0384 | -99.4463 | 1966 | 7
SWPP | Bird City | 1224 | 1 |  |  | Petroleum Liquids | 2 | KS | Cheyenne | 39.7581 | -101.5319 | 1965 | 1
SWPP | Bird City | 1224 | 2 |  |  | Petroleum Liquids | 2 | KS | Cheyenne | 39.7581 | -101.5319 | 1966 | 1
SWPP | Black Hawk Station | 55064 | UNT1 |  |  | Natural Gas Fired Combustion Turbine | 126.9 | TX | Hutchinson | 35.6957 | -101.36 | 1999 | 6
SWPP | Black Hawk Station | 55064 | UNT2B |  |  | Natural Gas Fired Combustion Turbine | 117 | TX | Hutchinson | 35.6957 | -101.36 | 2005 | 11
SWPP | Bloom Wind | 59888 | GEN |  |  | Onshore Wind Turbine | 178.2 | KS | Ford | 37.4863 | -99.9247 | 2017 | 6
SWPP | Blue Canyon Windpower | 56081 | EW |  |  | Onshore Wind Turbine | 74.3 | OK | Comanche | 34.8508 | -98.5773 | 2003 | 12
SWPP | Blue Canyon Windpower II | 56335 | EW2 |  |  | Onshore Wind Turbine | 151.4 | OK | Comanche | 34.8661 | -98.6056 | 2005 | 12
SWPP | Blue Canyon Windpower V LLC | 57108 | GEN 1 |  |  | Onshore Wind Turbine | 99 | OK | Caddo | 34.8217 | -98.4525 | 2009 | 10
SWPP | Blue Canyon Windpower VI LLC | 57616 | GEN1 |  |  | Onshore Wind Turbine | 99.8 | OK | Caddo | 34.9104 | -98.5599 | 2011 | 12
SWPP | Bluestem | 60256 | 1 |  |  | Onshore Wind Turbine | 198 | OK | Beaver | 36.5522 | -100.5876 | 2016 | 12
SWPP | Bob Glanzer Generating Station | 65295 | HG1 |  |  | Natural Gas Internal Combustion Engine | 11.5 | SD | Beadle | 44.3695 | -98.1722 | 2022 | 4
SWPP | Bob Glanzer Generating Station | 65295 | HG2 |  |  | Natural Gas Internal Combustion Engine | 11.5 | SD | Beadle | 44.3695 | -98.1722 | 2022 | 4
SWPP | Bob Glanzer Generating Station | 65295 | HG3 |  |  | Natural Gas Internal Combustion Engine | 11.5 | SD | Beadle | 44.3695 | -98.1722 | 2022 | 4
SWPP | Bob Glanzer Generating Station | 65295 | HG4 |  |  | Natural Gas Internal Combustion Engine | 11.5 | SD | Beadle | 44.3695 | -98.1722 | 2022 | 4
SWPP | Bob Glanzer Generating Station | 65295 | HG5 |  |  | Natural Gas Internal Combustion Engine | 11.5 | SD | Beadle | 44.3695 | -98.1722 | 2022 | 4
SWPP | Bob Glanzer Generating Station | 65295 | HG6 |  |  | Natural Gas Internal Combustion Engine | 11.5 | SD | Beadle | 44.3695 | -98.1722 | 2022 | 4
SWPP | Boiling Springs Wind Farm | 62871 | BGSPS |  |  | Onshore Wind Turbine | 148.4 | OK | Woodward | 36.5465 | -99.3576 | 2020 | 12
SWPP | Bonanza BioEnergy LLC | 58193 | ST96 |  |  | Natural Gas Steam Turbine | 2 | KS | Finney | 37.9586 | -100.8361 | 2008 | 8
SWPP | Borger Plant | 50067 | GEN1 |  |  | Other Gases | 30 | TX | Hutchinson | 35.6647 | -101.4354 | 1985 | 2
SWPP | Brady II Wind Energy Center | 60354 | BWEC2 |  |  | Onshore Wind Turbine | 150 | ND | Stark | 46.6115 | -102.7882 | 2016 | 12
SWPP | Brady Wind Energy Center | 60355 | BWEC1 |  |  | Onshore Wind Turbine | 150 | ND | Stark | 46.6465 | -102.7651 | 2016 | 11
SWPP | Branch Solar Farm | 64392 | CVS1 |  |  | Solar Photovoltaic | 5 | AR | Franklin | 35.3062 | -93.9258 | 2021 | 10
SWPP | Breckinridge Wind Project LLC | 58994 | BWP |  |  | Onshore Wind Turbine | 98.8 | OK | Garfield | 36.4769 | -97.6856 | 2015 | 8
SWPP | Brisket Wind (8) LLC | 56838 | 1 |  |  | Onshore Wind Turbine | 10 | TX | Moore | 36.0075 | -101.8614 | 2008 | 4
SWPP | Broadview Energy Prime 2 LLC | 58465 | 0002 |  |  | Onshore Wind Turbine | 9.9 | NM | Curry | 34.7281 | -103.305 | 2014 | 2
SWPP | Broadview Energy Prime LLC | 58464 | 0001 |  |  | Onshore Wind Turbine | 9.9 | NM | Curry | 34.7469 | -103.325 | 2014 | 2
SWPP | Broken Bow | 2221 | 1 |  |  | Petroleum Liquids | 0.5 | NE | Custer | 41.4031 | -99.6392 | 1936 | 12
SWPP | Broken Bow | 2221 | 2 |  |  | Natural Gas Internal Combustion Engine | 3.5 | NE | Custer | 41.4031 | -99.6392 | 1970 | 12
SWPP | Broken Bow | 2221 | 3 |  |  | Petroleum Liquids | 0.8 | NE | Custer | 41.4031 | -99.6392 | 1945 | 12
SWPP | Broken Bow | 2221 | 4 |  |  | Natural Gas Internal Combustion Engine | 0.8 | NE | Custer | 41.4031 | -99.6392 | 1951 | 12
SWPP | Broken Bow | 2221 | 5 |  |  | Natural Gas Internal Combustion Engine | 1 | NE | Custer | 41.4031 | -99.6392 | 1951 | 12
SWPP | Broken Bow | 2221 | 6 |  |  | Natural Gas Internal Combustion Engine | 2.1 | NE | Custer | 41.4031 | -99.6392 | 1961 | 12
SWPP | Broken Bow Dam | 6415 | 1 |  |  | Conventional Hydroelectric | 50 | OK | McCurtain | 34.1388 | -94.6845 | 1970 | 1
SWPP | Broken Bow Dam | 6415 | 2 |  |  | Conventional Hydroelectric | 50 | OK | McCurtain | 34.1388 | -94.6845 | 1970 | 6
SWPP | Broken Bow Wind II, LLC | 58981 | BBII |  |  | Onshore Wind Turbine | 73.1 | NE | Custer | 41.3239 | -99.3231 | 2014 | 10
SWPP | Broken Bow Wind LLC | 57593 | 1 |  |  | Onshore Wind Turbine | 79.9 | NE | Custer | 41.4547 | -99.5681 | 2012 | 12
SWPP | Brule County Wind | 61746 | BCSD |  |  | Onshore Wind Turbine | 20 | SD | Brule | 43.717 | -98.922 | 2018 | 10
SWPP | Buckeye Wind Energy Center | 58767 | 1 |  |  | Onshore Wind Turbine | 200.5 | KS | Ellis | 39.0039 | -99.4142 | 2015 | 8
SWPP | Buffalo Bear LLC | 56946 | 1 |  |  | Onshore Wind Turbine | 18.9 | OK | Harper | 36.7767 | -99.6353 | 2008 | 12
SWPP | Buffalo Dunes Wind Project | 58474 | GE1 |  |  | Onshore Wind Turbine | 249.8 | KS | Haskell | 37.6208 | -101.0761 | 2013 | 12
SWPP | Burke Wind, LLC | 61100 | GE23 |  |  | Onshore Wind Turbine | 199.4 | ND | Burke | 48.7545 | -102.6378 | 2020 | 12
SWPP | Burlingame | 1265 | 1 |  |  | Natural Gas Internal Combustion Engine | 1.1 | KS | Osage | 38.7551 | -95.8368 | 1973 | 8
SWPP | Burlingame | 1265 | 3 |  |  | Natural Gas Internal Combustion Engine | 0.9 | KS | Osage | 38.7551 | -95.8368 | 1963 | 8
SWPP | Burlingame | 1265 | 4 |  |  | Natural Gas Internal Combustion Engine | 1.1 | KS | Osage | 38.7551 | -95.8368 | 1969 | 8
SWPP | Burlingame | 1265 | 5 |  |  | Natural Gas Internal Combustion Engine | 0.9 | KS | Osage | 38.7551 | -95.8368 | 1980 | 1
SWPP | Burlington (KS) | 1266 | 1A |  |  | Petroleum Liquids | 2 | KS | Coffey | 38.1934 | -95.75 | 2003 | 7
SWPP | Burlington (KS) | 1266 | 2 |  |  | Petroleum Liquids | 1.3 | KS | Coffey | 38.1934 | -95.75 | 1962 | 9
SWPP | Burlington (KS) | 1266 | 4A |  |  | Petroleum Liquids | 2.3 | KS | Coffey | 38.1934 | -95.75 | 2005 | 6
SWPP | Burlington (KS) | 1266 | IC6 |  |  | Natural Gas Internal Combustion Engine | 4.8 | KS | Coffey | 38.1934 | -95.75 | 1983 | 7
SWPP | Burt County Solar Hybrid | 64222 | 1 |  |  | Solar Photovoltaic | 0.7 | NE | Burt | 41.8638 | -96.2322 | 2021 | 6
SWPP | Burt County Solar Hybrid | 64222 | 2 |  |  | Batteries | 0.7 | NE | Burt | 41.8638 | -96.2322 | 2021 | 6
SWPP | Burwell | 2222 | 1 |  |  | Petroleum Liquids | 1.3 | NE | Garfield | 41.7803 | -99.1361 | 1972 | 10
SWPP | Burwell | 2222 | 2 |  |  | Petroleum Liquids | 1.1 | NE | Garfield | 41.7803 | -99.1361 | 1968 | 1
SWPP | Burwell | 2222 | 3 |  |  | Petroleum Liquids | 0.9 | NE | Garfield | 41.7803 | -99.1361 | 1960 | 7
SWPP | Burwell | 2222 | 4 |  |  | Petroleum Liquids | 0.6 | NE | Garfield | 41.7803 | -99.1361 | 1955 | 3
SWPP | Butler Municipal Power Plant | 2115 | 5 |  |  | Petroleum Liquids | 1.4 | MO | Bates | 38.2644 | -94.3444 | 1959 | 4
SWPP | Butler Municipal Power Plant | 2115 | IC6 |  |  | Petroleum Liquids | 1.5 | MO | Bates | 38.2644 | -94.3444 | 1965 | 9
SWPP | Butler Municipal Power Plant | 2115 | NG1 |  |  | Petroleum Liquids | 2 | MO | Bates | 38.2644 | -94.3444 | 2000 | 1
SWPP | Butler Municipal Power Plant | 2115 | NG2 |  |  | Petroleum Liquids | 2 | MO | Bates | 38.2644 | -94.3444 | 2000 | 1
SWPP | Butler Municipal Power Plant | 2115 | SG1 |  |  | Petroleum Liquids | 2 | MO | Bates | 38.2644 | -94.3444 | 2000 | 1
SWPP | Butler Municipal Power Plant | 2115 | SG2 |  |  | Petroleum Liquids | 2 | MO | Bates | 38.2644 | -94.3444 | 2000 | 1
SWPP | Butler Solar Power Project | 58959 | BSF1 |  |  | Solar Photovoltaic | 2.8 | MO | Bates | 38.27 | -94.35 | 2014 | 3
SWPP | Butterfield Solar Farm | 66248 | BSS1 |  |  | Solar Photovoltaic | 5 | OK | Bryan | 33.9689 | -96.4346 | 2022 | 3
SWPP | Buzzard Flop | 68375 | 169 |  |  | Natural Gas Internal Combustion Engine | 2.5 | OK | Hughes | 34.8553 | -96.2291 | 2023 | 4
SWPP | Buzzard Flop | 68375 | 170 |  |  | Natural Gas Internal Combustion Engine | 2.5 | OK | Hughes | 34.8553 | -96.2291 | 2023 | 4
SWPP | Buzzard Flop | 68375 | 171 |  |  | Natural Gas Internal Combustion Engine | 2.5 | OK | Hughes | 34.8553 | -96.2291 | 2023 | 4
SWPP | C W Burdick | 2241 | GT1 |  |  | Natural Gas Fired Combustion Turbine | 16 | NE | Hall | 40.9228 | -98.3269 | 1968 | 3
SWPP | C W Burdick | 2241 | GT2 |  |  | Natural Gas Fired Combustion Turbine | 63.4 | NE | Hall | 40.9228 | -98.3269 | 2003 | 4
SWPP | C W Burdick | 2241 | GT3 |  |  | Natural Gas Fired Combustion Turbine | 63.4 | NE | Hall | 40.9228 | -98.3269 | 2003 | 4
SWPP | CCC Hastings Wind Turbine | 60931 | WT1 |  |  | Onshore Wind Turbine | 1.7 | NE | Adams | 40.57 | -98.334 | 2016 | 12
SWPP | CML&P Generating Facility No. 2 | 59726 | 10 |  |  | Natural Gas Internal Combustion Engine | 18.7 | KS | Montgomery | 37.093 | -95.5852 | 2017 | 1
SWPP | CML&P Generating Facility No. 2 | 59726 | 8 |  |  | Natural Gas Internal Combustion Engine | 18.7 | KS | Montgomery | 37.093 | -95.5852 | 2017 | 1
SWPP | CML&P Generating Facility No. 2 | 59726 | 9 |  |  | Natural Gas Internal Combustion Engine | 18.7 | KS | Montgomery | 37.093 | -95.5852 | 2017 | 1
SWPP | Caddo Wind | 64047 | 46002 |  |  | Onshore Wind Turbine | 303.2 | OK | Caddo | 34.9851 | -98.3838 | 2022 | 1
SWPP | Cambridge | 2223 | CAT1 |  |  | Petroleum Liquids | 2 | NE | Furnas | 40.2862 | -100.1768 | 2005 | 6
SWPP | Cambridge | 2223 | CAT2 |  |  | Petroleum Liquids | 2 | NE | Furnas | 40.2862 | -100.1768 | 2005 | 6
SWPP | Campbell County Wind Farm | 59655 | CCWF1 |  |  | Onshore Wind Turbine | 94.3 | SD | Campbell | 45.7533 | -100.275 | 2015 | 12
SWPP | Campbell Village | 2225 | IC4 |  |  | Petroleum Liquids | 1 | NE | Franklin | 40.2992 | -98.7331 | 1983 | 9
SWPP | Canaday | 2226 | 1 |  |  | Natural Gas Steam Turbine | 108.8 | NE | Gosper | 40.6942 | -99.7011 | 1958 | 1
SWPP | Canadian Hills Wind | 57987 | 1 |  |  | Onshore Wind Turbine | 293.7 | OK | Canadian | 35.6297 | -98.0247 | 2012 | 12
SWPP | Caney River Wind Project | 57858 | 1 |  |  | Onshore Wind Turbine | 200 | KS | Elk | 37.46 | -96.42 | 2012 | 1
SWPP | Caprock Solar 1 LLC | 59251 | PV1 |  |  | Solar Photovoltaic | 25 | NM | Quay | 34.9828 | -103.3783 | 2016 | 12
SWPP | Caprock Wind Farm | 56293 | 1 |  |  | Onshore Wind Turbine | 80 | NM | Quay | 34.9806 | -103.3539 | 2004 | 12
SWPP | Caprock Wind Farm | 56293 | 2 |  |  | Onshore Wind Turbine | 20 | NM | Quay | 34.9806 | -103.3539 | 2005 | 5
SWPP | Carrollton | 2120 | 10 |  |  | Natural Gas Internal Combustion Engine | 6.1 | MO | Carroll | 39.3515 | -93.5016 | 1972 | 9
SWPP | Carrollton | 2120 | 11 |  |  | Petroleum Liquids | 2 | MO | Carroll | 39.3515 | -93.5016 | 2001 | 7
SWPP | Carrollton | 2120 | 3 |  |  | Natural Gas Internal Combustion Engine | 1.8 | MO | Carroll | 39.3515 | -93.5016 | 1947 | 3
SWPP | Carrollton | 2120 | 7 |  |  | Natural Gas Internal Combustion Engine | 2.5 | MO | Carroll | 39.3515 | -93.5016 | 1959 | 4
SWPP | Carrollton | 2120 | 8 |  |  | Natural Gas Internal Combustion Engine | 4.1 | MO | Carroll | 39.3515 | -93.5016 | 1966 | 10
SWPP | Carrollton | 2120 | 9 |  |  | Natural Gas Internal Combustion Engine | 4.1 | MO | Carroll | 39.3515 | -93.5016 | 1970 | 5
SWPP | Carthage | 2121 | 10 |  |  | Petroleum Liquids | 7 | MO | Jasper | 37.1766 | -94.2994 | 1965 | 7
SWPP | Carthage | 2121 | 11 |  |  | Petroleum Liquids | 4.5 | MO | Jasper | 37.1766 | -94.2994 | 1970 | 7
SWPP | Carthage | 2121 | 12 |  |  | Petroleum Liquids | 4.5 | MO | Jasper | 37.1766 | -94.2994 | 1971 | 7
SWPP | Carthage | 2121 | 13 |  |  | Petroleum Liquids | 6 | MO | Jasper | 37.1766 | -94.2994 | 1976 | 2
SWPP | Carthage | 2121 | 14 |  |  | Petroleum Liquids | 6 | MO | Jasper | 37.1766 | -94.2994 | 1976 | 4
SWPP | Carthage | 2121 | 6 |  |  | Petroleum Liquids | 2.5 | MO | Jasper | 37.1766 | -94.2994 | 1946 | 7
SWPP | Carthage | 2121 | 7 |  |  | Petroleum Liquids | 3 | MO | Jasper | 37.1766 | -94.2994 | 1949 | 7
SWPP | Carthage | 2121 | 8 |  |  | Petroleum Liquids | 3.3 | MO | Jasper | 37.1766 | -94.2994 | 1952 | 7
SWPP | Carthage | 2121 | 9 |  |  | Petroleum Liquids | 5 | MO | Jasper | 37.1766 | -94.2994 | 1957 | 8
SWPP | Cass County | 55972 | CT-1 |  |  | Natural Gas Fired Combustion Turbine | 172.5 | NE | Cass | 40.9479 | -95.964 | 2003 | 5
SWPP | Cass County | 55972 | CT-2 |  |  | Natural Gas Fired Combustion Turbine | 172.5 | NE | Cass | 40.9479 | -95.964 | 2003 | 5
SWPP | Cedar Bluff Wind, LLC | 60069 | CBLF1 |  |  | Onshore Wind Turbine | 198.6 | KS | Ness | 38.6976 | -99.7293 | 2015 | 12
SWPP | Centennial Generating Station | 57910 | 1 |  |  | Petroleum Liquids | 2.3 | MN | Clay | 46.8661 | -96.7464 | 2011 | 8
SWPP | Centennial Generating Station | 57910 | 2 |  |  | Petroleum Liquids | 2.3 | MN | Clay | 46.8661 | -96.7464 | 2011 | 8
SWPP | Centennial Generating Station | 57910 | 3 |  |  | Petroleum Liquids | 2.3 | MN | Clay | 46.8661 | -96.7464 | 2011 | 8
SWPP | Centennial Generating Station | 57910 | 4 |  |  | Petroleum Liquids | 2.3 | MN | Clay | 46.8661 | -96.7464 | 2011 | 8
SWPP | Centennial Generating Station | 57910 | 5 |  |  | Petroleum Liquids | 2.3 | MN | Clay | 46.8661 | -96.7464 | 2011 | 8
SWPP | Centennial Wind Farm | 56380 | WT1 |  |  | Onshore Wind Turbine | 120 | OK | Harper | 36.6377 | -99.6019 | 2006 | 12
SWPP | Centrahoma East | 68376 | 142 |  |  | Natural Gas Internal Combustion Engine | 2.5 | OK | Coal | 34.5888 | -96.2877 | 2019 | 7
SWPP | Centrahoma East | 68376 | 143 |  |  | Natural Gas Internal Combustion Engine | 2.5 | OK | Coal | 34.5888 | -96.2877 | 2019 | 7
SWPP | Centrahoma East | 68376 | 144 |  |  | Natural Gas Internal Combustion Engine | 2.5 | OK | Coal | 34.5888 | -96.2877 | 2019 | 7
SWPP | Centrahoma East | 68376 | 145 |  |  | Natural Gas Internal Combustion Engine | 2.5 | OK | Coal | 34.5888 | -96.2877 | 2019 | 7
SWPP | Centrahoma East | 68376 | 149 |  |  | Natural Gas Internal Combustion Engine | 2.5 | OK | Coal | 34.5888 | -96.2877 | 2019 | 7
SWPP | Centrahoma East | 68376 | 150 |  |  | Natural Gas Internal Combustion Engine | 2.5 | OK | Coal | 34.5888 | -96.2877 | 2019 | 7
SWPP | Centrahoma East | 68376 | 155 |  |  | Natural Gas Internal Combustion Engine | 2.5 | OK | Coal | 34.5888 | -96.2877 | 2019 | 7
SWPP | Centrahoma East | 68376 | 156 |  |  | Natural Gas Internal Combustion Engine | 2.5 | OK | Coal | 34.5888 | -96.2877 | 2019 | 7
SWPP | Centrahoma East | 68376 | 157 |  |  | Natural Gas Internal Combustion Engine | 2.5 | OK | Coal | 34.5888 | -96.2877 | 2019 | 7
SWPP | Centrahoma East | 68376 | 158 |  |  | Natural Gas Internal Combustion Engine | 2.5 | OK | Coal | 34.5888 | -96.2877 | 2019 | 7
SWPP | Centrahoma West | 68377 | 151 |  |  | Natural Gas Internal Combustion Engine | 2.5 | OK | Coal | 34.5932 | -96.2959 | 2019 | 7
SWPP | Centrahoma West | 68377 | 152 |  |  | Natural Gas Internal Combustion Engine | 2.5 | OK | Coal | 34.5932 | -96.2959 | 2019 | 7
SWPP | Centrahoma West | 68377 | 153 |  |  | Natural Gas Internal Combustion Engine | 2.5 | OK | Coal | 34.5932 | -96.2959 | 2019 | 7
SWPP | Centrahoma West | 68377 | 154 |  |  | Natural Gas Internal Combustion Engine | 2.5 | OK | Coal | 34.5932 | -96.2959 | 2019 | 7
SWPP | Centrahoma West | 68377 | 161 |  |  | Natural Gas Internal Combustion Engine | 2.5 | OK | Coal | 34.5932 | -96.2959 | 2019 | 7
SWPP | Centrahoma West | 68377 | 164 |  |  | Natural Gas Internal Combustion Engine | 2.5 | OK | Coal | 34.5932 | -96.2959 | 2019 | 7
SWPP | Centrahoma West | 68377 | 165 |  |  | Natural Gas Internal Combustion Engine | 2.5 | OK | Coal | 34.5932 | -96.2959 | 2019 | 7
SWPP | Centrahoma West | 68377 | 166 |  |  | Natural Gas Internal Combustion Engine | 2.5 | OK | Coal | 34.5932 | -96.2959 | 2019 | 7
SWPP | Centrahoma West | 68377 | 167 |  |  | Natural Gas Internal Combustion Engine | 2.5 | OK | Coal | 34.5932 | -96.2959 | 2019 | 7
SWPP | Centrahoma West | 68377 | 168 |  |  | Natural Gas Internal Combustion Engine | 2.5 | OK | Coal | 34.5932 | -96.2959 | 2019 | 7
SWPP | Central Plains Wind Farm | 56818 | 1 |  |  | Onshore Wind Turbine | 99 | KS | Wichita | 38.5032 | -101.1615 | 2009 | 3
SWPP | Chanute 2 | 1268 | 14 |  |  | Natural Gas Fired Combustion Turbine | 60 | KS | Neosho | 37.6953 | -95.4586 | 2002 | 2
SWPP | Chanute 2 | 1268 | 7 |  |  | Natural Gas Internal Combustion Engine | 2 | KS | Neosho | 37.6953 | -95.4586 | 1965 | 8
SWPP | Chanute 2 | 1268 | 8 |  |  | Natural Gas Internal Combustion Engine | 2 | KS | Neosho | 37.6953 | -95.4586 | 1965 | 8
SWPP | Chanute 3 | 7018 | 10 |  |  | Natural Gas Internal Combustion Engine | 7.6 | KS | Neosho | 37.6376 | -95.4704 | 1986 | 8
SWPP | Chanute 3 | 7018 | 11 |  |  | Natural Gas Internal Combustion Engine | 7.6 | KS | Neosho | 37.6376 | -95.4704 | 1986 | 8
SWPP | Chanute 3 | 7018 | 12 |  |  | Petroleum Liquids | 6 | KS | Neosho | 37.6376 | -95.4704 | 1991 | 11
SWPP | Chanute 3 | 7018 | 13 |  |  | Petroleum Liquids | 6 | KS | Neosho | 37.6376 | -95.4704 | 1991 | 11
SWPP | Chanute 3 | 7018 | 9 |  |  | Natural Gas Internal Combustion Engine | 7.6 | KS | Neosho | 37.6376 | -95.4704 | 1985 | 10
SWPP | Chappell | 2230 | 5 |  |  | Petroleum Liquids | 1.1 | NE | Deuel | 41.0926 | -102.4715 | 1982 | 8
SWPP | Charles D. Lamb Energy Center | 58325 | 1 |  |  | Natural Gas Fired Combustion Turbine | 122 | OK | Kay | 36.8139 | -97.1253 | 2015 | 4
SWPP | Chaves County Solar II | 66405 | CCS2 |  |  | Solar Photovoltaic | 30 | NM | Chaves | 33.4343 | -104.4476 | 2023 | 4
SWPP | Chaves Solar, LLC | 60405 | CSPV |  |  | Solar Photovoltaic | 70 | NM | Chaves | 33.45 | -104.456 | 2016 | 10
SWPP | Cheney Solar | 66591 | SOL |  |  | Solar Photovoltaic | 1 | KS | Sedgwick | 37.6236 | -97.7167 | 2021 | 4
SWPP | Chickasaw Nation Solar Farm | 63500 | CVS1 |  |  | Solar Photovoltaic | 5 | OK | Murray | 34.4774 | -97.1052 | 2020 | 7
SWPP | Chillicothe | 2122 | D1 |  |  | Petroleum Liquids | 2 | MO | Livingston | 39.7834 | -93.5641 | 2003 | 6
SWPP | Chillicothe | 2122 | D2 |  |  | Petroleum Liquids | 2 | MO | Livingston | 39.7834 | -93.5641 | 2003 | 6
SWPP | Chillicothe | 2122 | D3 |  |  | Petroleum Liquids | 2 | MO | Livingston | 39.7834 | -93.5641 | 2003 | 6
SWPP | Chillicothe | 2122 | D4 |  |  | Petroleum Liquids | 2 | MO | Livingston | 39.7834 | -93.5641 | 2003 | 6
SWPP | Chillicothe | 2122 | D5 |  |  | Petroleum Liquids | 2 | MO | Livingston | 39.7834 | -93.5641 | 2003 | 6
SWPP | Chillicothe | 2122 | GT1 |  |  | Natural Gas Fired Combustion Turbine | 40 | MO | Livingston | 39.7834 | -93.5641 | 1986 | 6
SWPP | Chillicothe | 2122 | GT2 |  |  | Natural Gas Fired Combustion Turbine | 40 | MO | Livingston | 39.7834 | -93.5641 | 1986 | 6
SWPP | Chillicothe Solar Farm | 61223 | CHSF1 |  |  | Solar Photovoltaic | 2.5 | MO | Livingston | 39.7888 | -93.5368 | 2017 | 7
SWPP | Chisholm View Wind Project | 58041 | 1 |  |  | Onshore Wind Turbine | 235.2 | OK | Garfield | 36.5747 | -97.6736 | 2012 | 12
SWPP | Chisholm View Wind Project | 58041 | 2 |  |  | Onshore Wind Turbine | 64.8 | OK | Garfield | 36.5747 | -97.6736 | 2016 | 12
SWPP | Choctaw Nation Solar Farm | 63499 | CVS1 |  |  | Solar Photovoltaic | 5 | OK | Bryan | 33.9689 | -96.4346 | 2020 | 7
SWPP | Cimarron Bend III | 64074 | 3 |  |  | Onshore Wind Turbine | 198.8 | KS | Clark | 37.371 | -99.994 | 2020 | 12
SWPP | Cimarron Bend Wind Project I, LLC | 60687 | 1 |  |  | Onshore Wind Turbine | 200 | KS | Clark | 37.355 | -99.991 | 2016 | 12
SWPP | Cimarron Bend Wind Project II, LLC | 60688 | 1 |  |  | Onshore Wind Turbine | 200 | KS | Clark | 37.355 | -99.991 | 2017 | 3
SWPP | Cimarron River | 1230 | 1 |  |  | Natural Gas Steam Turbine | 50 | KS | Seward | 37.1611 | -100.7619 | 1963 | 10
SWPP | Cimarron River | 1230 | 2 |  |  | Natural Gas Fired Combustion Turbine | 15 | KS | Seward | 37.1611 | -100.7619 | 1968 | 2
SWPP | Cimarron Wind Energy LLC | 57762 | CPV1 |  |  | Onshore Wind Turbine | 165.6 | KS | Gray | 37.8739 | -100.2803 | 2012 | 11
SWPP | Cimarron Windpower II | 57663 | 1 |  |  | Onshore Wind Turbine | 131 | KS | Gray | 37.9013 | -100.372 | 2012 | 6
SWPP | Cirrus Wind 1 LLC | 58162 | CW |  |  | Onshore Wind Turbine | 61.2 | TX | Lynn | 33.0331 | -101.6875 | 2012 | 12
SWPP | City Light & Water | 7481 | 1 |  |  | Petroleum Liquids | 0.9 | NE | Webster | 40.328 | -98.4503 | 1987 | 1
SWPP | City Light & Water | 7481 | 2 |  |  | Petroleum Liquids | 0.4 | NE | Webster | 40.328 | -98.4503 | 1987 | 1
SWPP | City of Green Forest (Carroll) | 67514 | 56757 |  |  | Solar Photovoltaic | 1.2 | AR | Carroll | 36.3674 | -93.5428 | 2022 | 1
SWPP | City of Lexington | 61467 | LXNE1 |  |  | Solar Photovoltaic | 3.5 | NE | Dawson | 40.757 | -99.734 | 2017 | 5
SWPP | City of Paris Solar | 64444 | PARIS |  |  | Solar Photovoltaic | 1.5 | AR | Logan | 35.301 | -93.734 | 2020 | 6
SWPP | City of Pratt Solar | 62931 | PRATT |  |  | Solar Photovoltaic | 6 | KS | Pratt | 37.7106 | -98.7209 | 2019 | 3
SWPP | City of West Plains Power Station | 59664 | UNIT1 |  |  | Natural Gas Fired Combustion Turbine | 25.6 | MO | Howell | 36.7486 | -91.8686 | 2000 | 5
SWPP | City of West Plains Power Station | 59664 | UNIT2 |  |  | Natural Gas Fired Combustion Turbine | 21.8 | MO | Howell | 36.7486 | -91.8686 | 2000 | 5
SWPP | Clark (SD) | 3341 | 1 |  |  | Petroleum Liquids | 2.7 | SD | Clark | 44.8765 | -97.7321 | 1970 | 1
SWPP | Clay Center | 1270 | 5 |  |  | Natural Gas Steam Turbine | 3 | KS | Clay | 39.374 | -97.1272 | 1948 | 1
SWPP | Clay Center | 1270 | 6 |  |  | Natural Gas Steam Turbine | 5 | KS | Clay | 39.374 | -97.1272 | 1961 | 1
SWPP | Clay Center | 1270 | IC1 |  |  | Natural Gas Internal Combustion Engine | 0.9 | KS | Clay | 39.374 | -97.1272 | 1958 | 1
SWPP | Clay Center | 1270 | IC2 |  |  | Natural Gas Internal Combustion Engine | 2.1 | KS | Clay | 39.374 | -97.1272 | 1966 | 1
SWPP | Clay Center | 1270 | IC3 |  |  | Natural Gas Internal Combustion Engine | 5.1 | KS | Clay | 39.374 | -97.1272 | 1972 | 1
SWPP | Clay Center | 1270 | IC4 |  |  | Natural Gas Internal Combustion Engine | 3.5 | KS | Clay | 39.374 | -97.1272 | 1996 | 4
SWPP | Clay Center | 1270 | IC5 |  |  | Natural Gas Internal Combustion Engine | 3.5 | KS | Clay | 39.374 | -97.1272 | 1996 | 6
SWPP | Clay Center | 1270 | IC6 |  |  | Natural Gas Internal Combustion Engine | 6.8 | KS | Clay | 39.374 | -97.1272 | 2005 | 3
SWPP | Clifton | 8037 | 1 |  |  | Natural Gas Fired Combustion Turbine | 85 | KS | Washington | 39.6125 | -97.2778 | 1974 | 12
SWPP | Clifton | 8037 | 2 |  |  | Petroleum Liquids | 2.5 | KS | Washington | 39.6125 | -97.2778 | 1974 | 8
SWPP | Cloud County Wind Farm | 56784 | 1 |  |  | Onshore Wind Turbine | 105 | KS | Cloud | 39.4375 | -97.6644 | 2008 | 12
SWPP | Cloud County Wind Farm | 56784 | 2 |  |  | Onshore Wind Turbine | 96 | KS | Cloud | 39.4375 | -97.6644 | 2008 | 12
SWPP | Coffeyville | 1271 | 1 |  |  | Petroleum Liquids | 2 | KS | Montgomery | 37.0373 | -95.6127 | 2007 | 4
SWPP | Coffeyville | 1271 | 2 |  |  | Petroleum Liquids | 2 | KS | Montgomery | 37.0373 | -95.6127 | 2007 | 4
SWPP | Coffeyville | 1271 | 7 |  |  | Natural Gas Steam Turbine | 40 | KS | Montgomery | 37.0373 | -95.6127 | 1973 | 6
SWPP | Colby | 1225 | GT1 |  |  | Natural Gas Fired Combustion Turbine | 16 | KS | Thomas | 39.403 | -101.0382 | 1970 | 1
SWPP | Colby City of | 1272 | 3A |  |  | Petroleum Liquids | 3 | KS | Thomas | 39.3944 | -101.0584 | 2019 | 8
SWPP | Colby City of | 1272 | 4 |  |  | Petroleum Liquids | 1.7 | KS | Thomas | 39.3944 | -101.0584 | 1958 | 8
SWPP | Colby City of | 1272 | 5 |  |  | Petroleum Liquids | 1.3 | KS | Thomas | 39.3944 | -101.0584 | 1958 | 5
SWPP | Colby City of | 1272 | 6 |  |  | Petroleum Liquids | 4.5 | KS | Thomas | 39.3944 | -101.0584 | 1971 | 10
SWPP | Colby City of | 1272 | 7 |  |  | Petroleum Liquids | 4.5 | KS | Thomas | 39.3944 | -101.0584 | 1971 | 6
SWPP | Colby City of | 1272 | 8 |  |  | Petroleum Liquids | 2.7 | KS | Thomas | 39.3944 | -101.0584 | 1965 | 3
SWPP | Colby City of | 1272 | 9 |  |  | Petroleum Liquids | 3 | KS | Thomas | 39.3944 | -101.0584 | 2024 | 3
SWPP | Columbus | 2260 | 1 |  |  | Conventional Hydroelectric | 15.2 | NE | Platte | 41.4639 | -97.3283 | 1936 | 1
SWPP | Columbus | 2260 | 2 |  |  | Conventional Hydroelectric | 15.2 | NE | Platte | 41.4639 | -97.3283 | 1936 | 1
SWPP | Columbus | 2260 | 3 |  |  | Conventional Hydroelectric | 15.2 | NE | Platte | 41.4639 | -97.3283 | 1936 | 1
SWPP | Comanche (OK) | 8059 | 1G1 |  |  | Natural Gas Fired Combined Cycle | 85 | OK | Comanche | 34.5431 | -98.3244 | 1973 | 12
SWPP | Comanche (OK) | 8059 | 1G2 |  |  | Natural Gas Fired Combined Cycle | 85 | OK | Comanche | 34.5431 | -98.3244 | 1973 | 8
SWPP | Comanche (OK) | 8059 | 1S |  |  | Natural Gas Fired Combined Cycle | 120 | OK | Comanche | 34.5431 | -98.3244 | 1974 | 2
SWPP | Comanche (OK) | 8059 | IC1 |  |  | Petroleum Liquids | 4 | OK | Comanche | 34.5431 | -98.3244 | 1962 | 5
SWPP | Coon Rapids II | 7847 | 1 |  |  | Petroleum Liquids | 1.8 | IA | Carroll | 41.871 | -94.6808 | 2001 | 10
SWPP | Coon Rapids II | 7847 | 2 |  |  | Petroleum Liquids | 1.8 | IA | Carroll | 41.871 | -94.6808 | 2001 | 10
SWPP | Coon Rapids II | 7847 | 3 |  |  | Petroleum Liquids | 1.8 | IA | Carroll | 41.871 | -94.6808 | 2001 | 10
SWPP | Cooper Nuclear Station | 8036 | 1 |  |  | Nuclear | 801 | NE | Nemaha | 40.3628 | -95.6408 | 1974 | 3
SWPP | Corvias - Fort Riley II | 65804 | 13191 |  |  | Solar Photovoltaic | 1.3 | KS | Riley | 39.0856 | -96.815 | 2022 | 2
SWPP | Cottonwood Wind Energy Center | 61407 | CTNWD |  |  | Onshore Wind Turbine | 89.7 | NE | Webster | 40.2402 | -98.406 | 2017 | 11
SWPP | Covington Solar Farm | 61759 | CVS1 |  |  | Solar Photovoltaic | 10 | OK | Garfield | 36.3179 | -97.5859 | 2018 | 2
SWPP | Creston Ridge II, LLC | 61668 | CR2-1 |  |  | Onshore Wind Turbine | 2.3 | NE | Platte | 41.677 | -97.391 | 2017 | 6
SWPP | Creston Ridge II, LLC | 61668 | CR2-2 |  |  | Onshore Wind Turbine | 2.3 | NE | Platte | 41.677 | -97.391 | 2017 | 6
SWPP | Creston Ridge II, LLC | 61668 | CR2-3 |  |  | Onshore Wind Turbine | 2.3 | NE | Platte | 41.677 | -97.391 | 2017 | 6
SWPP | Creston Ridge Wind Farm | 60932 | WT1 |  |  | Onshore Wind Turbine | 6.8 | NE | Platte | 41.678 | -97.386 | 2015 | 12
SWPP | Crete | 2231 | 7 |  |  | Natural Gas Internal Combustion Engine | 6 | NE | Saline | 40.6253 | -96.9601 | 1973 | 6
SWPP | Crofton Bluffs Wind LLC | 57278 | CWET1 |  |  | Onshore Wind Turbine | 40 | NE | Knox | 42.6983 | -97.58 | 2012 | 11
SWPP | Crossroads Energy Center | 55395 | CT01 |  |  | Natural Gas Fired Combustion Turbine | 76.6 | MS | Coahoma | 34.183 | -90.5621 | 2002 | 7
SWPP | Crossroads Energy Center | 55395 | CT02 |  |  | Natural Gas Fired Combustion Turbine | 76.6 | MS | Coahoma | 34.183 | -90.5621 | 2002 | 7
SWPP | Crossroads Energy Center | 55395 | CT03 |  |  | Natural Gas Fired Combustion Turbine | 76.6 | MS | Coahoma | 34.183 | -90.5621 | 2002 | 7
SWPP | Crossroads Energy Center | 55395 | CT04 |  |  | Natural Gas Fired Combustion Turbine | 76.6 | MS | Coahoma | 34.183 | -90.5621 | 2002 | 7
SWPP | Crossroads Wind Farm | 57332 | 1-98 |  |  | Onshore Wind Turbine | 227.5 | OK | Dewey | 36.035 | -98.7222 | 2012 | 1
SWPP | Crosswind Energy Project | 56859 | 1 |  |  | Onshore Wind Turbine | 21 | IA | Palo Alto | 43.0475 | -94.9228 | 2007 | 6
SWPP | Culbertson Generation Station | 56606 | 01 |  |  | Natural Gas Fired Combustion Turbine | 108.2 | MT | Roosevelt | 48.21 | -104.3917 | 2010 | 12
SWPP | Cuming County Renewables, LLC | 63393 | T-1 |  |  | Onshore Wind Turbine | 2.5 | NE | Cuming | 42.02 | -96.8618 | 2019 | 12
SWPP | Cunningham | 2454 | 1 |  |  | Natural Gas Steam Turbine | 75 | NM | Lea | 32.7131 | -103.3533 | 1957 | 1
SWPP | Cunningham | 2454 | 2 |  |  | Natural Gas Steam Turbine | 190.4 | NM | Lea | 32.7131 | -103.3533 | 1965 | 1
SWPP | Cunningham | 2454 | 3 |  |  | Natural Gas Fired Combustion Turbine | 126.9 | NM | Lea | 32.7131 | -103.3533 | 1998 | 5
SWPP | Cunningham | 2454 | 4 |  |  | Natural Gas Fired Combustion Turbine | 126.9 | NM | Lea | 32.7131 | -103.3533 | 1998 | 5
SWPP | Curtis | 2232 | 2 |  |  | Natural Gas Internal Combustion Engine | 0.9 | NE | Frontier | 40.6315 | -100.5152 | 1955 | 1
SWPP | Curtis | 2232 | 3 |  |  | Natural Gas Internal Combustion Engine | 1.1 | NE | Frontier | 40.6315 | -100.5152 | 1969 | 1
SWPP | Curtis | 2232 | 4 |  |  | Natural Gas Internal Combustion Engine | 1.4 | NE | Frontier | 40.6315 | -100.5152 | 1975 | 1
SWPP | Cushing | 2975 | 1 |  |  | Natural Gas Internal Combustion Engine | 2.5 | OK | Payne | 35.9826 | -96.7757 | 1956 | 6
SWPP | Cushing | 2975 | 10 |  |  | Natural Gas Internal Combustion Engine | 4.5 | OK | Payne | 35.9826 | -96.7757 | 1972 | 12
SWPP | Cushing | 2975 | 11 |  |  | Natural Gas Internal Combustion Engine | 6.3 | OK | Payne | 35.9826 | -96.7757 | 1988 | 6
SWPP | Cushing | 2975 | 2 |  |  | Natural Gas Internal Combustion Engine | 1 | OK | Payne | 35.9826 | -96.7757 | 1949 | 6
SWPP | Cushing | 2975 | 3 |  |  | Natural Gas Internal Combustion Engine | 0.5 | OK | Payne | 35.9826 | -96.7757 | 1936 | 6
SWPP | Cushing | 2975 | 4 |  |  | Natural Gas Internal Combustion Engine | 0.5 | OK | Payne | 35.9826 | -96.7757 | 1936 | 8
SWPP | Cushing | 2975 | 5 |  |  | Natural Gas Internal Combustion Engine | 0.5 | OK | Payne | 35.9826 | -96.7757 | 1936 | 6
SWPP | Cushing | 2975 | 6 |  |  | Natural Gas Internal Combustion Engine | 0.8 | OK | Payne | 35.9826 | -96.7757 | 1939 | 7
SWPP | Cushing | 2975 | 7 |  |  | Natural Gas Internal Combustion Engine | 2.5 | OK | Payne | 35.9826 | -96.7757 | 1956 | 6
SWPP | Cushing | 2975 | 8 |  |  | Natural Gas Internal Combustion Engine | 2.5 | OK | Payne | 35.9826 | -96.7757 | 1956 | 6
SWPP | Cushing | 2975 | 9 |  |  | Natural Gas Internal Combustion Engine | 3 | OK | Payne | 35.9826 | -96.7757 | 1965 | 2
SWPP | Cyril | 61614 | 1 |  |  | Solar Photovoltaic | 5 | OK | Caddo | 34.8981 | -98.2279 | 2017 | 5
SWPP | DIVOCSG 2 LLC | 68330 | DV2PV |  |  | Solar Photovoltaic | 1 | MN | Wright | 45.086 | -94.183 | 2023 | 12
SWPP | Dakota Range III Wind Project | 63102 | WTG |  |  | Onshore Wind Turbine | 153.6 | SD | Grant | 45.2676 | -97.104 | 2021 | 5
SWPP | David City | 2233 | 1 |  |  | Natural Gas Internal Combustion Engine | 1.5 | NE | Butler | 41.2547 | -97.1192 | 1960 | 1
SWPP | David City | 2233 | 2 |  |  | Petroleum Liquids | 1 | NE | Butler | 41.2547 | -97.1192 | 1949 | 1
SWPP | David City | 2233 | 3 |  |  | Natural Gas Internal Combustion Engine | 1 | NE | Butler | 41.2547 | -97.1192 | 1955 | 1
SWPP | David City | 2233 | 4 |  |  | Natural Gas Internal Combustion Engine | 2.3 | NE | Butler | 41.2547 | -97.1192 | 1966 | 1
SWPP | David City | 2233 | 5 |  |  | Petroleum Liquids | 1.6 | NE | Butler | 41.2547 | -97.1192 | 1996 | 12
SWPP | David City | 2233 | 6 |  |  | Petroleum Liquids | 1.6 | NE | Butler | 41.2547 | -97.1192 | 1996 | 12
SWPP | David City | 2233 | 7 |  |  | Petroleum Liquids | 1.6 | NE | Butler | 41.2547 | -97.1192 | 1996 | 12
SWPP | Day County Wind LLC | 57194 | GE15 |  |  | Onshore Wind Turbine | 99 | SD | Day | 45.215 | -97.9056 | 2010 | 4
SWPP | DeGraff Butler Electric | 66609 | SOL |  |  | Solar Photovoltaic | 1 | KS | Butler | 37.9852 | -96.8609 | 2021 | 5
SWPP | DeWind Frisco | 57517 | FRISC |  |  | Onshore Wind Turbine | 20 | TX | Hansford | 36.4985 | -101.6053 | 2012 | 2
SWPP | Deer Creek Station | 56610 | 01 |  |  | Natural Gas Fired Combined Cycle | 154 | SD | Brookings | 44.3962 | -96.5333 | 2012 | 8
SWPP | Deer Creek Station | 56610 | 02 |  |  | Natural Gas Fired Combined Cycle | 170 | SD | Brookings | 44.3962 | -96.5333 | 2012 | 8
SWPP | Dempsey Ridge Wind Farm | 56665 | DR |  |  | Onshore Wind Turbine | 132 | OK | Roger Mills | 35.5298 | -99.8145 | 2012 | 5
SWPP | Denver Intl Airport IV Solar | 59462 | DIA4 |  |  | Solar Photovoltaic | 1.5 | CO | Denver | 39.9027 | -104.6739 | 2014 | 7
SWPP | Deshler | 2234 | 4 |  |  | Petroleum Liquids | 0.6 | NE | Thayer | 40.1408 | -97.7239 | 1956 | 1
SWPP | Deshler | 2234 | 5 |  |  | Petroleum Liquids | 1.1 | NE | Thayer | 40.1408 | -97.7239 | 1999 | 3
SWPP | Diamond Spring, LLC | 63327 | 46001 |  |  | Onshore Wind Turbine | 303.5 | OK | Johnston | 34.4874 | -96.7805 | 2020 | 12
SWPP | Diamond Vista Wind Project, LLC | 61789 | DV |  |  | Onshore Wind Turbine | 299.3 | KS | Marion | 38.551 | -97.193 | 2018 | 12
SWPP | Diversion Wind Energy LLC | 67601 | DIV01 |  |  | Onshore Wind Turbine | 98.6 | TX | Baylor | 33.7193 | -99.023 | 2024 | 12
SWPP | Diversion Wind Energy LLC | 67601 | DIV02 |  |  | Onshore Wind Turbine | 102 | TX | Baylor | 33.7193 | -99.023 | 2024 | 12
SWPP | Dodge County Solar Hybrid | 64223 | 1 |  |  | Solar Photovoltaic | 0.7 | NE | Dodge | 41.612 | -96.752 | 2021 | 6
SWPP | Dodge County Solar Hybrid | 64223 | 2 |  |  | Batteries | 0.7 | NE | Dodge | 41.612 | -96.752 | 2021 | 6
SWPP | Dogwood Energy Facility | 55178 | CT-1 |  |  | Natural Gas Fired Combined Cycle | 192.6 | MO | Cass | 38.7931 | -94.3006 | 2001 | 6
SWPP | Dogwood Energy Facility | 55178 | CT-2 |  |  | Natural Gas Fired Combined Cycle | 192.6 | MO | Cass | 38.7931 | -94.3006 | 2001 | 6
SWPP | Dogwood Energy Facility | 55178 | ST-1 |  |  | Natural Gas Fired Combined Cycle | 270 | MO | Cass | 38.7931 | -94.3006 | 2002 | 2
SWPP | Don Henry | 2243 | 1 |  |  | Natural Gas Fired Combustion Turbine | 22 | NE | Adams | 40.5832 | -98.4201 | 1972 | 6
SWPP | Drift Sand Wind Project LLC | 59065 | WT1 |  |  | Onshore Wind Turbine | 108 | OK | Grady | 34.8278 | -97.9572 | 2016 | 12
SWPP | Earl F Wisdom | 1217 | 1 |  |  | Natural Gas Steam Turbine | 37.5 | IA | Clay | 43.1606 | -95.2569 | 1960 | 4
SWPP | Earl F Wisdom | 1217 | 2 |  |  | Natural Gas Fired Combustion Turbine | 81.6 | IA | Clay | 43.1606 | -95.2569 | 2004 | 4
SWPP | East 12th Street | 7013 | 4 |  |  | Natural Gas Steam Turbine | 26.5 | KS | Cowley | 37.2367 | -96.9625 | 1970 | 6
SWPP | East 12th Street | 7013 | 5 |  |  | Petroleum Liquids | 1.6 | KS | Cowley | 37.2367 | -96.9625 | 2002 | 6
SWPP | East Fork Wind Project, LLC | 62220 | WTGS |  |  | Onshore Wind Turbine | 195.8 | KS | Thomas | 39.306 | -101.0744 | 2020 | 3
SWPP | East Kansas Agri-Energy, LLC | 59383 | KATO |  |  | All Other | 2 | KS | Anderson | 38.2725 | -95.2403 | 2005 | 6
SWPP | Eastman Cogeneration Facility | 55176 | GEN1 |  |  | Natural Gas Fired Combined Cycle | 170 | TX | Harrison | 32.4481 | -94.6903 | 2001 | 4
SWPP | Eastman Cogeneration Facility | 55176 | GEN2 |  |  | Natural Gas Fired Combined Cycle | 170 | TX | Harrison | 32.4481 | -94.6903 | 2001 | 7
SWPP | Eastman Cogeneration Facility | 55176 | GEN3 |  |  | Natural Gas Fired Combined Cycle | 127.7 | TX | Harrison | 32.4481 | -94.6903 | 2001 | 7
SWPP | El Dorado Refinery | 58075 | L3804 |  |  | Natural Gas Fired Combustion Turbine | 38.9 | KS | Butler | 37.7928 | -96.8772 | 1996 | 1
SWPP | El Dorado Springs Solar Farm | 61566 | EDSF1 |  |  | Solar Photovoltaic | 2.5 | MO | Cedar | 37.8587 | -94.0026 | 2018 | 6
SWPP | Elk City LLC | 57346 | 1 |  |  | Onshore Wind Turbine | 98.9 | OK | Roger Mills | 35.4642 | -99.8983 | 2009 | 12
SWPP | Elk City LLC | 57346 | 2 |  |  | Onshore Wind Turbine | 99.2 | OK | Roger Mills | 35.4642 | -99.8983 | 2010 | 12
SWPP | Elk City Station | 7955 | 1 |  |  | Landfill Gas | 0.8 | NE | Douglas | 41.3839 | -96.2544 | 2002 | 4
SWPP | Elk City Station | 7955 | 2 |  |  | Landfill Gas | 0.8 | NE | Douglas | 41.3839 | -96.2544 | 2002 | 4
SWPP | Elk City Station | 7955 | 3 |  |  | Landfill Gas | 0.8 | NE | Douglas | 41.3839 | -96.2544 | 2002 | 4
SWPP | Elk City Station | 7955 | 4 |  |  | Landfill Gas | 0.8 | NE | Douglas | 41.3839 | -96.2544 | 2002 | 4
SWPP | Elk City Station | 7955 | 5 |  |  | Landfill Gas | 0.8 | NE | Douglas | 41.3839 | -96.2544 | 2006 | 6
SWPP | Elk City Station | 7955 | 6 |  |  | Landfill Gas | 0.8 | NE | Douglas | 41.3839 | -96.2544 | 2006 | 6
SWPP | Elk City Station | 7955 | 7 |  |  | Landfill Gas | 0.8 | NE | Douglas | 41.3839 | -96.2544 | 2006 | 8
SWPP | Elk City Station | 7955 | 8 |  |  | Landfill Gas | 0.8 | NE | Douglas | 41.3839 | -96.2544 | 2006 | 8
SWPP | Elk River Wind | 56303 | 1 |  |  | Onshore Wind Turbine | 150 | KS | Butler | 37.5797 | -96.5503 | 2005 | 12
SWPP | Elk Station | 58835 | ELK1 |  |  | Natural Gas Fired Combustion Turbine | 199.8 | TX | Hale | 33.865 | -101.8433 | 2015 | 6
SWPP | Elk Station | 58835 | ELK2 |  |  | Natural Gas Fired Combustion Turbine | 199.8 | TX | Hale | 33.865 | -101.8433 | 2016 | 5
SWPP | Elk Station | 58835 | ELK3 |  |  | Natural Gas Fired Combustion Turbine | 199.8 | TX | Hale | 33.865 | -101.8433 | 2016 | 5
SWPP | Elkhorn Ridge Wind LLC | 56947 | 1 |  |  | Onshore Wind Turbine | 81 | NE | Knox | 42.6978 | -97.6189 | 2009 | 3
SWPP | Elkins Generating Center | 56489 | A |  |  | Natural Gas Fired Combustion Turbine | 22 | AR | Washington | 35.9714 | -94.0014 | 2010 | 5
SWPP | Elkins Generating Center | 56489 | B |  |  | Natural Gas Fired Combustion Turbine | 22 | AR | Washington | 35.9714 | -94.0014 | 2010 | 5
SWPP | Elkins Generating Center | 56489 | C |  |  | Natural Gas Fired Combustion Turbine | 22 | AR | Washington | 35.9714 | -94.0014 | 2013 | 5
SWPP | Ellinwood | 1274 | 1 |  |  | Natural Gas Internal Combustion Engine | 2.1 | KS | Barton | 38.3545 | -98.5834 | 1965 | 8
SWPP | Ellinwood | 1274 | 2 |  |  | Natural Gas Internal Combustion Engine | 1.4 | KS | Barton | 38.3545 | -98.5834 | 1957 | 6
SWPP | Ellinwood | 1274 | 3 |  |  | Petroleum Liquids | 0.6 | KS | Barton | 38.3545 | -98.5834 | 1948 | 6
SWPP | Ellinwood | 1274 | 4 |  |  | Natural Gas Internal Combustion Engine | 1.1 | KS | Barton | 38.3545 | -98.5834 | 1953 | 7
SWPP | Ellinwood | 1274 | 5 |  |  | Natural Gas Internal Combustion Engine | 3.3 | KS | Barton | 38.3545 | -98.5834 | 1971 | 6
SWPP | Ellis Hydro | 7040 | 1 |  |  | Conventional Hydroelectric | 10.8 | AR | Crawford | 35.3514 | -94.2943 | 1988 | 12
SWPP | Ellis Hydro | 7040 | 2 |  |  | Conventional Hydroelectric | 10.8 | AR | Crawford | 35.3514 | -94.2943 | 1988 | 12
SWPP | Ellis Hydro | 7040 | 3 |  |  | Conventional Hydroelectric | 10.8 | AR | Crawford | 35.3514 | -94.2943 | 1988 | 12
SWPP | Emerson | 2235 | 2 |  |  | Natural Gas Internal Combustion Engine | 1.1 | NE | Dixon | 42.276 | -96.7292 | 1968 | 1
SWPP | Emerson | 2235 | 3 |  |  | Petroleum Liquids | 0.1 | NE | Dixon | 42.276 | -96.7292 | 1947 | 1
SWPP | Emerson | 2235 | 4 |  |  | Natural Gas Internal Combustion Engine | 0.4 | NE | Dixon | 42.276 | -96.7292 | 1960 | 1
SWPP | Empire Energy Center | 6223 | 1 |  |  | Natural Gas Fired Combustion Turbine | 129 | MO | Jasper | 37.1385 | -94.1041 | 1978 | 3
SWPP | Empire Energy Center | 6223 | 2 |  |  | Natural Gas Fired Combustion Turbine | 129 | MO | Jasper | 37.1385 | -94.1041 | 1981 | 6
SWPP | Empire Energy Center | 6223 | 3 |  |  | Natural Gas Fired Combustion Turbine | 60.5 | MO | Jasper | 37.1385 | -94.1041 | 2003 | 4
SWPP | Empire Energy Center | 6223 | 4 |  |  | Natural Gas Fired Combustion Turbine | 60.5 | MO | Jasper | 37.1385 | -94.1041 | 2003 | 4
SWPP | Emporia Energy Center | 56502 | 1 |  |  | Natural Gas Fired Combustion Turbine | 54 | KS | Lyon | 38.4459 | -96.0652 | 2008 | 6
SWPP | Emporia Energy Center | 56502 | 2 |  |  | Natural Gas Fired Combustion Turbine | 54 | KS | Lyon | 38.4459 | -96.0652 | 2008 | 6
SWPP | Emporia Energy Center | 56502 | 3 |  |  | Natural Gas Fired Combustion Turbine | 54 | KS | Lyon | 38.4459 | -96.0652 | 2008 | 6
SWPP | Emporia Energy Center | 56502 | 4 |  |  | Natural Gas Fired Combustion Turbine | 54 | KS | Lyon | 38.4459 | -96.0652 | 2008 | 6
SWPP | Emporia Energy Center | 56502 | 5 |  |  | Natural Gas Fired Combustion Turbine | 171.4 | KS | Lyon | 38.4459 | -96.0652 | 2008 | 6
SWPP | Emporia Energy Center | 56502 | 6 |  |  | Natural Gas Fired Combustion Turbine | 171.4 | KS | Lyon | 38.4459 | -96.0652 | 2009 | 2
SWPP | Emporia Energy Center | 56502 | 7 |  |  | Natural Gas Fired Combustion Turbine | 171.4 | KS | Lyon | 38.4459 | -96.0652 | 2009 | 2
SWPP | Engineered Carbons Borger Cogen | 10072 | GEN1 |  |  | Other Gases | 20 | TX | Hutchinson | 35.667 | -101.432 | 1982 | 10
SWPP | Ensign Wind LLC | 58137 | 1 |  |  | Onshore Wind Turbine | 98.9 | KS | Gray | 37.6145 | -100.2787 | 2012 | 11
SWPP | Erie | 1276 | 3 |  |  | Petroleum Liquids | 1 | KS | Neosho | 37.5668 | -95.2375 | 1958 | 11
SWPP | Erie | 1276 | 6 |  |  | Petroleum Liquids | 1.1 | KS | Neosho | 37.5668 | -95.2375 | 2005 | 4
SWPP | Erie | 1276 | 7 |  |  | Petroleum Liquids | 1.1 | KS | Neosho | 37.5668 | -95.2375 | 2005 | 4
SWPP | Erie | 1276 | 8 |  |  | Petroleum Liquids | 1.1 | KS | Neosho | 37.5668 | -95.2375 | 2005 | 4
SWPP | Erie Energy Center | 7766 | 1 |  |  | Petroleum Liquids | 2.5 | KS | Neosho | 37.5742 | -95.2372 | 1999 | 10
SWPP | Erie Energy Center | 7766 | 2 |  |  | Petroleum Liquids | 2.5 | KS | Neosho | 37.5742 | -95.2372 | 1999 | 10
SWPP | Erie Energy Center | 7766 | 3 |  |  | Petroleum Liquids | 2.5 | KS | Neosho | 37.5742 | -95.2372 | 1999 | 10
SWPP | Erie Energy Center | 7766 | 4 |  |  | Petroleum Liquids | 2.5 | KS | Neosho | 37.5742 | -95.2372 | 1999 | 10
SWPP | Erie Energy Center | 7766 | 5 |  |  | Petroleum Liquids | 2.5 | KS | Neosho | 37.5742 | -95.2372 | 1999 | 7
SWPP | Erie Energy Center | 7766 | 6 |  |  | Petroleum Liquids | 2.5 | KS | Neosho | 37.5742 | -95.2372 | 1999 | 7
SWPP | Erie Energy Center | 7766 | 7 |  |  | Petroleum Liquids | 2.5 | KS | Neosho | 37.5742 | -95.2372 | 1999 | 7
SWPP | Erie Energy Center | 7766 | 8 |  |  | Petroleum Liquids | 2.5 | KS | Neosho | 37.5742 | -95.2372 | 1999 | 7
SWPP | Estherville | 1137 | 2 |  |  | Petroleum Liquids | 1.6 | IA | Emmet | 43.4028 | -94.8433 | 1946 | 12
SWPP | Estherville | 1137 | 3 |  |  | Natural Gas Internal Combustion Engine | 3 | IA | Emmet | 43.4028 | -94.8433 | 1960 | 6
SWPP | Estherville | 1137 | 4 |  |  | Natural Gas Internal Combustion Engine | 4 | IA | Emmet | 43.4028 | -94.8433 | 1969 | 6
SWPP | Estherville | 1137 | 5 |  |  | Natural Gas Internal Combustion Engine | 4 | IA | Emmet | 43.4028 | -94.8433 | 1969 | 1
SWPP | Estherville | 1137 | 7 |  |  | Natural Gas Internal Combustion Engine | 3 | IA | Emmet | 43.4028 | -94.8433 | 1960 | 1
SWPP | Exira | 56013 | U1 |  |  | Natural Gas Fired Combustion Turbine | 60.5 | IA | Audubon | 41.5144 | -94.9197 | 2004 | 4
SWPP | Exira | 56013 | U2 |  |  | Natural Gas Fired Combustion Turbine | 60.5 | IA | Audubon | 41.5144 | -94.9197 | 2004 | 5
SWPP | Exira | 56013 | U3 |  |  | Natural Gas Fired Combustion Turbine | 60.5 | IA | Audubon | 41.5144 | -94.9197 | 2007 | 4
SWPP | Fall River Solar, LLC | 64968 | 452 |  |  | Solar Photovoltaic | 80 | SD | Fall River | 43.1552 | -103.3439 | 2023 | 9
SWPP | Falls City | 2237 | 1 |  |  | Petroleum Liquids | 0.6 | NE | Richardson | 40.055 | -95.6083 | 1930 | 8
SWPP | Falls City | 2237 | 2 |  |  | Petroleum Liquids | 0.9 | NE | Richardson | 40.055 | -95.6083 | 1937 | 8
SWPP | Falls City | 2237 | 3 |  |  | Natural Gas Internal Combustion Engine | 2.7 | NE | Richardson | 40.055 | -95.6083 | 1965 | 2
SWPP | Falls City | 2237 | 4 |  |  | Natural Gas Internal Combustion Engine | 1.1 | NE | Richardson | 40.055 | -95.6083 | 1946 | 8
SWPP | Falls City | 2237 | 5 |  |  | Natural Gas Internal Combustion Engine | 2 | NE | Richardson | 40.055 | -95.6083 | 1950 | 11
SWPP | Falls City | 2237 | 6 |  |  | Natural Gas Internal Combustion Engine | 2.5 | NE | Richardson | 40.055 | -95.6083 | 1958 | 2
SWPP | Falls City | 2237 | 7 |  |  | Natural Gas Internal Combustion Engine | 6.2 | NE | Richardson | 40.055 | -95.6083 | 1972 | 6
SWPP | Falls City | 2237 | 8 |  |  | Natural Gas Internal Combustion Engine | 6 | NE | Richardson | 40.055 | -95.6083 | 1982 | 3
SWPP | Falls City | 2237 | 9 |  |  | Natural Gas Internal Combustion Engine | 9.3 | NE | Richardson | 40.055 | -95.6083 | 2018 | 8
SWPP | Farmington Solar Farm | 61450 | FSF1 |  |  | Solar Photovoltaic | 2.5 | MO | St Francois | 37.7553 | -90.4277 | 2018 | 9
SWPP | Faulkton | 3342 | 1 |  |  | Petroleum Liquids | 2.7 | SD | Faulk | 45.0367 | -99.1202 | 1969 | 3
SWPP | Fayetteville Public Schools (Ozarks) | 67518 | 63583 |  |  | Solar Photovoltaic | 1 | AR | Washington | 36.0049 | -94.0205 | 2023 | 6
SWPP | Filet Wind (5) LLC | 56561 | JDW5 |  |  | Onshore Wind Turbine | 10 | TX | Sherman | 36.4453 | -101.8761 | 2006 | 11
SWPP | Flat Iron Wind (7) LLC | 56839 | 1 |  |  | Onshore Wind Turbine | 10 | TX | Moore | 36.0264 | -101.9 | 2008 | 4
SWPP | Flat Ridge 2 Wind Energy LLC | 57787 | 1 |  |  | Onshore Wind Turbine | 470.4 | KS | Kingman | 37.3665 | -98.2611 | 2012 | 10
SWPP | Flat Ridge 3 | 64407 | FRW3 |  |  | Onshore Wind Turbine | 128 | KS | Kingman | 37.447 | -98.4002 | 2021 | 12
SWPP | Flat Ridge Wind Energy LLC | 56879 | 1 |  |  | Onshore Wind Turbine | 44 | KS | Barber | 37.3764 | -98.4583 | 2009 | 3
SWPP | Flat Ridge Wind Farm | 56819 | 1 |  |  | Onshore Wind Turbine | 50 | KS | Barber | 37.3692 | -98.4603 | 2009 | 2
SWPP | Flat Water Wind Farm LLC | 57283 | WTG1 |  |  | Onshore Wind Turbine | 60 | NE | Richardson | 40.0011 | -95.9289 | 2010 | 12
SWPP | Flint Creek | 6138 | 1 |  |  | Conventional Steam Coal | 558 | AR | Benton | 36.2561 | -94.5241 | 1978 | 5
SWPP | Fort Calhoun Community Solar | 63844 | FTCAL |  |  | Solar Photovoltaic | 5 | NE | Washington | 41.4566 | -96.0048 | 2019 | 12
SWPP | Fort Dodge | 1233 | 4 |  |  | Natural Gas Steam Turbine | 149 | KS | Ford | 37.7328 | -99.9497 | 1969 | 6
SWPP | Fort Hays State University Wind Farm | 61540 | WIND1 |  |  | Onshore Wind Turbine | 2 | KS | Ellis | 38.8743 | -99.4052 | 2013 | 11
SWPP | Fort Hays State University Wind Farm | 61540 | WIND2 |  |  | Onshore Wind Turbine | 2 | KS | Ellis | 38.8743 | -99.4052 | 2013 | 11
SWPP | Fort Randall | 3373 | 1 |  |  | Conventional Hydroelectric | 40 | SD | Charles Mix | 43.0653 | -98.5539 | 1954 | 3
SWPP | Fort Randall | 3373 | 2 |  |  | Conventional Hydroelectric | 40 | SD | Charles Mix | 43.0653 | -98.5539 | 1954 | 5
SWPP | Fort Randall | 3373 | 3 |  |  | Conventional Hydroelectric | 40 | SD | Charles Mix | 43.0653 | -98.5539 | 1954 | 10
SWPP | Fort Randall | 3373 | 4 |  |  | Conventional Hydroelectric | 40 | SD | Charles Mix | 43.0653 | -98.5539 | 1954 | 10
SWPP | Fort Randall | 3373 | 5 |  |  | Conventional Hydroelectric | 40 | SD | Charles Mix | 43.0653 | -98.5539 | 1955 | 2
SWPP | Fort Randall | 3373 | 6 |  |  | Conventional Hydroelectric | 40 | SD | Charles Mix | 43.0653 | -98.5539 | 1955 | 6
SWPP | Fort Randall | 3373 | 7 |  |  | Conventional Hydroelectric | 40 | SD | Charles Mix | 43.0653 | -98.5539 | 1955 | 10
SWPP | Fort Randall | 3373 | 8 |  |  | Conventional Hydroelectric | 40 | SD | Charles Mix | 43.0653 | -98.5539 | 1956 | 1
SWPP | Franklin (NE) | 2238 | 1 |  |  | Natural Gas Internal Combustion Engine | 0.6 | NE | Franklin | 40.0892 | -98.9508 | 1963 | 7
SWPP | Franklin (NE) | 2238 | 2 |  |  | Natural Gas Internal Combustion Engine | 1.3 | NE | Franklin | 40.0892 | -98.9508 | 1974 | 10
SWPP | Franklin (NE) | 2238 | 3 |  |  | Natural Gas Internal Combustion Engine | 1.1 | NE | Franklin | 40.0892 | -98.9508 | 1969 | 11
SWPP | Franklin (NE) | 2238 | 4 |  |  | Natural Gas Internal Combustion Engine | 0.9 | NE | Franklin | 40.0892 | -98.9508 | 1955 | 1
SWPP | Fredericktown Energy Center | 57946 | UNIT1 |  |  | Natural Gas Fired Combustion Turbine | 13.8 | MO | Madison | 37.5717 | -90.3173 | 2015 | 6
SWPP | Fredericktown Energy Center | 57946 | UNIT2 |  |  | Natural Gas Fired Combustion Turbine | 13.8 | MO | Madison | 37.5717 | -90.3173 | 2015 | 6
SWPP | Fredonia (KS) | 65374 | GEN1 |  |  | Petroleum Liquids | 1.5 | KS | Wilson | 37.5471 | -95.8153 | 2023 | 6
SWPP | Fredonia (KS) | 65374 | GEN2 |  |  | Petroleum Liquids | 1.5 | KS | Wilson | 37.5471 | -95.8153 | 2023 | 6
SWPP | Fredonia Solar (KS) | 66570 | FS1 |  |  | Solar Photovoltaic | 2 | KS | Wilson | 37.5473 | -95.8177 | 2024 | 5
SWPP | FreeState Crooked Post Solar I | 66883 | FCS1 |  |  | Solar Photovoltaic | 1.6 | KS | Shawnee | 38.9935 | -95.8156 | 2023 | 3
SWPP | FreeState Kiro Solar I | 66882 | FKS1 |  |  | Solar Photovoltaic | 1 | KS | Shawnee | 39.1088 | -95.7867 | 2023 | 2
SWPP | FreeState Stull Solar I | 66884 | FSS1 |  |  | Solar Photovoltaic | 1.3 | KS | Douglas | 38.9901 | -95.4276 | 2023 | 12
SWPP | Frontier | 50558 | GT01 |  |  | Natural Gas Fired Combined Cycle | 87.2 | OK | Oklahoma | 35.4422 | -97.6477 | 1989 | 9
SWPP | Frontier | 50558 | ST01 |  |  | Natural Gas Fired Combined Cycle | 44.2 | OK | Oklahoma | 35.4422 | -97.6477 | 1989 | 9
SWPP | Frontier Windpower II | 62837 | FW2 |  |  | Onshore Wind Turbine | 351.8 | OK | Kay | 36.8248 | -97.0298 | 2021 | 2
SWPP | Ft. Pierre | 56148 | 5 |  |  | Petroleum Liquids | 2 | SD | Stanley | 44.3681 | -100.3808 | 2004 | 10
SWPP | Ft. Pierre | 56148 | 6 |  |  | Petroleum Liquids | 2 | SD | Stanley | 44.3681 | -100.3808 | 2004 | 10
SWPP | Ft. Pierre | 56148 | 7 |  |  | Petroleum Liquids | 2 | SD | Stanley | 44.3681 | -100.3808 | 2004 | 10
SWPP | Fulton (AR) | 7825 | 1 |  |  | Natural Gas Fired Combustion Turbine | 154.8 | AR | Hempstead | 33.6094 | -93.7924 | 2001 | 5
SWPP | GE-Lubbock | 62642 | GE-P2 |  |  | Onshore Wind Turbine | 2.5 | TX | Lubbock | 33.5915 | -102.0569 | 2014 | 4
SWPP | GE-Lubbock | 62642 | GE-P3 |  |  | Onshore Wind Turbine | 2.8 | TX | Lubbock | 33.5915 | -102.0569 | 2015 | 2
SWPP | GE-Lubbock | 62642 | GE-P4 |  |  | Onshore Wind Turbine | 3.4 | TX | Lubbock | 33.5915 | -102.0569 | 2021 | 4
SWPP | GREC | 165 | 2 |  |  | Conventional Steam Coal | 594 | OK | Mayes | 36.1903 | -95.2894 | 1985 | 10
SWPP | GREC | 165 | 3CT |  |  | Natural Gas Fired Combined Cycle | 369 | OK | Mayes | 36.1903 | -95.2894 | 2017 | 12
SWPP | GREC | 165 | 3ST |  |  | Natural Gas Fired Combined Cycle | 231.3 | OK | Mayes | 36.1903 | -95.2894 | 2017 | 12
SWPP | GSE NM1 | 58576 | NMP1 |  |  | Solar Photovoltaic | 2.3 | NM | Chaves | 33.3 | -104.4 | 2011 | 5
SWPP | Garden City | 1336 | S2 |  |  | Natural Gas Steam Turbine | 97.9 | KS | Finney | 37.9703 | -100.8956 | 1973 | 4
SWPP | Garden City | 1336 | S3 |  |  | Natural Gas Fired Combustion Turbine | 16 | KS | Finney | 37.9703 | -100.8956 | 1968 | 6
SWPP | Garden City | 1336 | S4 |  |  | Natural Gas Fired Combustion Turbine | 71.2 | KS | Finney | 37.9703 | -100.8956 | 1976 | 5
SWPP | Garden City | 1336 | S5 |  |  | Natural Gas Fired Combustion Turbine | 71.2 | KS | Finney | 37.9703 | -100.8956 | 1979 | 7
SWPP | Gardner Energy Center | 7281 | CT1 |  |  | Natural Gas Fired Combustion Turbine | 19.6 | KS | Johnson | 38.8308 | -94.8903 | 1990 | 6
SWPP | Gardner Energy Center | 7281 | CT2 |  |  | Natural Gas Fired Combustion Turbine | 19.6 | KS | Johnson | 38.8308 | -94.8903 | 1990 | 5
SWPP | Garnett Municipal | 1278 | 1 |  |  | Petroleum Liquids | 1.5 | KS | Anderson | 38.2697 | -95.2447 | 1961 | 1
SWPP | Garnett Municipal | 1278 | 2 |  |  | Petroleum Liquids | 0.4 | KS | Anderson | 38.2697 | -95.2447 | 1930 | 1
SWPP | Garnett Municipal | 1278 | 3 |  |  | Petroleum Liquids | 1.5 | KS | Anderson | 38.2697 | -95.2447 | 1955 | 1
SWPP | Garnett Municipal | 1278 | 4 |  |  | Petroleum Liquids | 0.9 | KS | Anderson | 38.2697 | -95.2447 | 1948 | 1
SWPP | Garnett Municipal | 1278 | 7 |  |  | Petroleum Liquids | 2.5 | KS | Anderson | 38.2697 | -95.2447 | 2000 | 11
SWPP | Garnett Municipal | 1278 | IC5 |  |  | Petroleum Liquids | 2.4 | KS | Anderson | 38.2697 | -95.2447 | 1981 | 1
SWPP | Garnett Municipal | 1278 | IC6 |  |  | Petroleum Liquids | 2.5 | KS | Anderson | 38.2697 | -95.2447 | 1978 | 1
SWPP | Garrison | 2815 | 1 |  |  | Conventional Hydroelectric | 121.6 | ND | Mercer | 47.4945 | -101.4115 | 1956 | 1
SWPP | Garrison | 2815 | 2 |  |  | Conventional Hydroelectric | 121.6 | ND | Mercer | 47.4945 | -101.4115 | 1956 | 3
SWPP | Garrison | 2815 | 3 |  |  | Conventional Hydroelectric | 121.6 | ND | Mercer | 47.4945 | -101.4115 | 1956 | 8
SWPP | Garrison | 2815 | 4 |  |  | Conventional Hydroelectric | 109.3 | ND | Mercer | 47.4945 | -101.4115 | 1960 | 3
SWPP | Garrison | 2815 | 5 |  |  | Conventional Hydroelectric | 109.3 | ND | Mercer | 47.4945 | -101.4115 | 1960 | 5
SWPP | Gavins Point | 6624 | 1 |  |  | Conventional Hydroelectric | 44.1 | NE | Cedar | 42.8488 | -97.4815 | 1956 | 9
SWPP | Gavins Point | 6624 | 2 |  |  | Conventional Hydroelectric | 44.1 | NE | Cedar | 42.8488 | -97.4815 | 1956 | 10
SWPP | Gavins Point | 6624 | 3 |  |  | Conventional Hydroelectric | 44.1 | NE | Cedar | 42.8488 | -97.4815 | 1957 | 1
SWPP | Georgia-Pacific Muskogee | 10362 | GEN1 |  |  | Natural Gas Steam Turbine | 25 | OK | Muskogee | 35.7322 | -95.2939 | 1979 | 6
SWPP | Georgia-Pacific Muskogee | 10362 | GEN2 |  |  | Natural Gas Steam Turbine | 44.5 | OK | Muskogee | 35.7322 | -95.2939 | 1980 | 6
SWPP | Georgia-Pacific Muskogee | 10362 | GEN3 |  |  | Natural Gas Steam Turbine | 44.5 | OK | Muskogee | 35.7322 | -95.2939 | 1982 | 11
SWPP | Gerald Gentleman | 6077 | 1 |  |  | Conventional Steam Coal | 681.3 | NE | Lincoln | 41.0808 | -101.1408 | 1979 | 4
SWPP | Gerald Gentleman | 6077 | 2 |  |  | Conventional Steam Coal | 681.3 | NE | Lincoln | 41.0808 | -101.1408 | 1982 | 1
SWPP | Girard | 1279 | 1 |  |  | Petroleum Liquids | 1.4 | KS | Crawford | 37.5077 | -94.8393 | 1955 | 9
SWPP | Girard | 1279 | 4 |  |  | Petroleum Liquids | 2.2 | KS | Crawford | 37.5077 | -94.8393 | 1962 | 9
SWPP | Girard | 1279 | 6 |  |  | Petroleum Liquids | 3.5 | KS | Crawford | 37.5077 | -94.8393 | 1997 | 5
SWPP | Girard | 1279 | 7 |  |  | Petroleum Liquids | 3.7 | KS | Crawford | 37.5077 | -94.8393 | 1997 | 4
SWPP | Glass Sands Wind Facility | 64750 | 1 |  |  | Onshore Wind Turbine | 117 | OK | Murray | 34.5142 | -96.9159 | 2021 | 11
SWPP | Golden Spread Panhandle Wnd Rch | 57866 | PWR |  |  | Onshore Wind Turbine | 78.2 | TX | Oldham | 35.2436 | -102.21 | 2011 | 9
SWPP | Goodland | 1280 | 10 |  |  | Natural Gas Internal Combustion Engine | 2 | KS | Sherman | 39.3416 | -101.7052 | 1971 | 7
SWPP | Goodland | 1280 | 11 |  |  | Natural Gas Internal Combustion Engine | 4.3 | KS | Sherman | 39.3416 | -101.7052 | 1978 | 9
SWPP | Goodland | 1280 | 12 |  |  | Natural Gas Internal Combustion Engine | 1 | KS | Sherman | 39.3416 | -101.7052 | 1995 | 5
SWPP | Goodland | 1280 | 13 |  |  | Natural Gas Internal Combustion Engine | 1.3 | KS | Sherman | 39.3416 | -101.7052 | 1999 | 5
SWPP | Goodland | 1280 | 3 |  |  | Petroleum Liquids | 0.7 | KS | Sherman | 39.3416 | -101.7052 | 1939 | 3
SWPP | Goodland | 1280 | 6 |  |  | Natural Gas Internal Combustion Engine | 2.2 | KS | Sherman | 39.3416 | -101.7052 | 1962 | 7
SWPP | Goodland | 1280 | 7 |  |  | Natural Gas Internal Combustion Engine | 2.2 | KS | Sherman | 39.3416 | -101.7052 | 1966 | 2
SWPP | Goodland | 1280 | 8 |  |  | Natural Gas Internal Combustion Engine | 5 | KS | Sherman | 39.3416 | -101.7052 | 1975 | 5
SWPP | Goodman Energy Center | 56497 | 1 |  |  | Natural Gas Internal Combustion Engine | 8.4 | KS | Ellis | 38.9303 | -99.3617 | 2008 | 6
SWPP | Goodman Energy Center | 56497 | 10 |  |  | Natural Gas Internal Combustion Engine | 9.3 | KS | Ellis | 38.9303 | -99.3617 | 2016 | 4
SWPP | Goodman Energy Center | 56497 | 11 |  |  | Natural Gas Internal Combustion Engine | 9.3 | KS | Ellis | 38.9303 | -99.3617 | 2016 | 4
SWPP | Goodman Energy Center | 56497 | 12 |  |  | Natural Gas Internal Combustion Engine | 9.3 | KS | Ellis | 38.9303 | -99.3617 | 2016 | 4
SWPP | Goodman Energy Center | 56497 | 2 |  |  | Natural Gas Internal Combustion Engine | 8.4 | KS | Ellis | 38.9303 | -99.3617 | 2008 | 6
SWPP | Goodman Energy Center | 56497 | 3 |  |  | Natural Gas Internal Combustion Engine | 8.4 | KS | Ellis | 38.9303 | -99.3617 | 2008 | 6
SWPP | Goodman Energy Center | 56497 | 4 |  |  | Natural Gas Internal Combustion Engine | 8.4 | KS | Ellis | 38.9303 | -99.3617 | 2008 | 6
SWPP | Goodman Energy Center | 56497 | 5 |  |  | Natural Gas Internal Combustion Engine | 8.4 | KS | Ellis | 38.9303 | -99.3617 | 2008 | 6
SWPP | Goodman Energy Center | 56497 | 6 |  |  | Natural Gas Internal Combustion Engine | 8.4 | KS | Ellis | 38.9303 | -99.3617 | 2008 | 6
SWPP | Goodman Energy Center | 56497 | 7 |  |  | Natural Gas Internal Combustion Engine | 8.4 | KS | Ellis | 38.9303 | -99.3617 | 2008 | 9
SWPP | Goodman Energy Center | 56497 | 8 |  |  | Natural Gas Internal Combustion Engine | 8.4 | KS | Ellis | 38.9303 | -99.3617 | 2008 | 9
SWPP | Goodman Energy Center | 56497 | 9 |  |  | Natural Gas Internal Combustion Engine | 8.4 | KS | Ellis | 38.9303 | -99.3617 | 2008 | 9
SWPP | Goodwell Wind Project LLC | 58998 | GWWP |  |  | Onshore Wind Turbine | 200 | OK | Texas | 36.5414 | -101.5656 | 2015 | 12
SWPP | Gordon Evans Energy Center | 1240 | 5 |  |  | Petroleum Liquids | 2.9 | KS | Sedgwick | 37.7903 | -97.5217 | 1969 | 8
SWPP | Gordon Evans Energy Center | 1240 | GT1 |  |  | Natural Gas Fired Combustion Turbine | 98.3 | KS | Sedgwick | 37.7903 | -97.5217 | 2000 | 6
SWPP | Gordon Evans Energy Center | 1240 | GT2 |  |  | Natural Gas Fired Combustion Turbine | 98.3 | KS | Sedgwick | 37.7903 | -97.5217 | 2000 | 6
SWPP | Gordon Evans Energy Center | 1240 | GT3 |  |  | Natural Gas Fired Combustion Turbine | 178.5 | KS | Sedgwick | 37.7903 | -97.5217 | 2001 | 6
SWPP | Grand Ave Plant | 58205 | 1 |  |  | Natural Gas Steam Turbine | 5 | MO | Jackson | 39.1119 | -94.5811 | 1991 | 7
SWPP | Grande Prairie Wind Farm | 58695 | 1 |  |  | Onshore Wind Turbine | 400 | NE | Holt | 42.6081 | -98.4283 | 2016 | 12
SWPP | Grant Plains Wind, LLC | 60545 | WT |  |  | Onshore Wind Turbine | 147.2 | OK | Grant | 36.9708 | -97.7053 | 2016 | 12
SWPP | Grant Wind, LLC | 60013 | GRANT |  |  | Onshore Wind Turbine | 151.8 | OK | Grant | 36.9271 | -97.6963 | 2016 | 4
SWPP | Gray County Wind Energy | 55734 | V47 |  |  | Onshore Wind Turbine | 112.2 | KS | Gray | 37.6133 | -100.3782 | 2001 | 11
SWPP | Great Bend - Sunflower | 1235 | 3 |  |  | Natural Gas Steam Turbine | 81.6 | KS | Barton | 38.41 | -98.8689 | 1963 | 6
SWPP | Great Plains Windpark LLC | 56905 | 1 |  |  | Onshore Wind Turbine | 114 | TX | Hansford | 36.4964 | -101.3917 | 2009 | 1
SWPP | Great Prairie Wind | 64665 | GR01 |  |  | Onshore Wind Turbine | 1027 | TX | Hansford | 36.3075 | -101.5322 | 2022 | 11
SWPP | Great Western Wind Energy, LLC | 60574 | GEN1 |  |  | Onshore Wind Turbine | 225 | OK | Ellis | 36.1665 | -99.596 | 2016 | 12
SWPP | Green Country Power Station | 55146 | CTG1 |  |  | Natural Gas Fired Combined Cycle | 179.3 | OK | Tulsa | 35.9833 | -95.9346 | 2002 | 2
SWPP | Green Country Power Station | 55146 | CTG2 |  |  | Natural Gas Fired Combined Cycle | 179.3 | OK | Tulsa | 35.9833 | -95.9346 | 2002 | 2
SWPP | Green Country Power Station | 55146 | CTG3 |  |  | Natural Gas Fired Combined Cycle | 179.3 | OK | Tulsa | 35.9833 | -95.9346 | 2002 | 2
SWPP | Green Country Power Station | 55146 | STG1 |  |  | Natural Gas Fired Combined Cycle | 122 | OK | Tulsa | 35.9833 | -95.9346 | 2002 | 2
SWPP | Green Country Power Station | 55146 | STG2 |  |  | Natural Gas Fired Combined Cycle | 122 | OK | Tulsa | 35.9833 | -95.9346 | 2002 | 2
SWPP | Green Country Power Station | 55146 | STG3 |  |  | Natural Gas Fired Combined Cycle | 122 | OK | Tulsa | 35.9833 | -95.9346 | 2002 | 2
SWPP | Greensburg | 57118 | GEN 1 |  |  | Onshore Wind Turbine | 12.5 | KS | Kiowa | 37.5499 | -99.3444 | 2010 | 2
SWPP | Greenwood (MO) | 6074 | 1 |  |  | Natural Gas Fired Combustion Turbine | 71.2 | MO | Jackson | 38.8615 | -94.2982 | 1975 | 5
SWPP | Greenwood (MO) | 6074 | 2 |  |  | Natural Gas Fired Combustion Turbine | 71.2 | MO | Jackson | 38.8615 | -94.2982 | 1975 | 5
SWPP | Greenwood (MO) | 6074 | 3 |  |  | Natural Gas Fired Combustion Turbine | 71.2 | MO | Jackson | 38.8615 | -94.2982 | 1977 | 6
SWPP | Greenwood (MO) | 6074 | 4 |  |  | Natural Gas Fired Combustion Turbine | 71.2 | MO | Jackson | 38.8615 | -94.2982 | 1979 | 6
SWPP | Greenwood (MO) | 6074 | 5 |  |  | Solar Photovoltaic | 3 | MO | Jackson | 38.8615 | -94.2982 | 2016 | 6
SWPP | Groton Generation Station | 56238 | GT01 |  |  | Natural Gas Fired Combustion Turbine | 108.2 | SD | Brown | 45.3735 | -98.0987 | 2006 | 7
SWPP | Groton Generation Station | 56238 | GT02 |  |  | Natural Gas Fired Combustion Turbine | 108.2 | SD | Brown | 45.3735 | -98.0987 | 2008 | 7
SWPP | Hale Community Wind Farm | 59247 | HALE1 |  |  | Onshore Wind Turbine | 478 | TX | Hale | 33.9278 | -101.7422 | 2019 | 6
SWPP | Hallam | 2265 | 1 |  |  | Petroleum Liquids | 56.7 | NE | Lancaster | 40.5587 | -96.7862 | 1973 | 6
SWPP | Hampton Substation Energy Storage | 67948 | MP1 |  |  | Batteries | 1.8 | IA | Franklin | 42.6872 | -93.2321 | 2022 | 11
SWPP | Harrington | 6193 | 1 |  |  | Natural Gas Steam Turbine | 360 | TX | Potter | 35.2982 | -101.7472 | 1976 | 1
SWPP | Harrington | 6193 | 2 |  |  | Natural Gas Steam Turbine | 360 | TX | Potter | 35.2982 | -101.7472 | 1978 | 1
SWPP | Harrington | 6193 | 3 |  |  | Natural Gas Steam Turbine | 360 | TX | Potter | 35.2982 | -101.7472 | 1980 | 1
SWPP | Harrison County Power Project | 55664 | GT-1 |  |  | Natural Gas Fired Combined Cycle | 170 | TX | Harrison | 32.3958 | -94.4367 | 2003 | 6
SWPP | Harrison County Power Project | 55664 | GT-2 |  |  | Natural Gas Fired Combined Cycle | 170 | TX | Harrison | 32.3958 | -94.4367 | 2003 | 6
SWPP | Harrison County Power Project | 55664 | ST-1 |  |  | Natural Gas Fired Combined Cycle | 230 | TX | Harrison | 32.3958 | -94.4367 | 2003 | 6
SWPP | Harry D Mattison Gas Plant | 56328 | 1 |  |  | Natural Gas Fired Combustion Turbine | 86.5 | AR | Washington | 36.1855 | -94.2841 | 2007 | 12
SWPP | Harry D Mattison Gas Plant | 56328 | 2 |  |  | Natural Gas Fired Combustion Turbine | 86.5 | AR | Washington | 36.1855 | -94.2841 | 2007 | 12
SWPP | Harry D Mattison Gas Plant | 56328 | 3 |  |  | Natural Gas Fired Combustion Turbine | 88 | AR | Washington | 36.1855 | -94.2841 | 2007 | 7
SWPP | Harry D Mattison Gas Plant | 56328 | 4 |  |  | Natural Gas Fired Combustion Turbine | 88 | AR | Washington | 36.1855 | -94.2841 | 2007 | 7
SWPP | Hastings Community Solar Farm | 62833 | PV |  |  | Solar Photovoltaic | 1.5 | NE | Adams | 40.602 | -98.437 | 2019 | 9
SWPP | Hawthorn | 2079 | 5 |  |  | Conventional Steam Coal | 569 | MO | Jackson | 39.1306 | -94.4778 | 1969 | 5
SWPP | Hawthorn | 2079 | 6 |  |  | Natural Gas Fired Combined Cycle | 170 | MO | Jackson | 39.1306 | -94.4778 | 1997 | 6
SWPP | Hawthorn | 2079 | 7 |  |  | Natural Gas Fired Combustion Turbine | 82.2 | MO | Jackson | 39.1306 | -94.4778 | 2000 | 5
SWPP | Hawthorn | 2079 | 8 |  |  | Natural Gas Fired Combustion Turbine | 82.2 | MO | Jackson | 39.1306 | -94.4778 | 2000 | 7
SWPP | Hawthorn | 2079 | 9 |  |  | Natural Gas Fired Combined Cycle | 142.8 | MO | Jackson | 39.1306 | -94.4778 | 2000 | 7
SWPP | Hawthorn Solar I | 65296 | HAW10 |  |  | Solar Photovoltaic | 10 | MO | Jackson | 39.1338 | -94.4863 | 2023 | 1
SWPP | Hayhurst New Mexico Solar | 66412 | HHNM |  |  | Solar Photovoltaic | 20 | NM | Eddy | 32.0707 | -104.1616 | 2023 | 8
SWPP | Haystack Wind Project, LLC | 64139 | 4444 |  |  | Onshore Wind Turbine | 298 | NE | Wayne | 42.263 | -97.1957 | 2022 | 3
SWPP | Hebron | 2266 | 1 |  |  | Petroleum Liquids | 56.7 | NE | Thayer | 40.1879 | -97.5779 | 1973 | 6
SWPP | Hecate Energy Upshur Rural LLC | 65946 | SOLAR |  |  | Solar Photovoltaic | 3 | TX | Upshur | 32.8432 | -94.7319 | 2022 | 7
SWPP | Herington | 1283 | 4B |  |  | Petroleum Liquids | 1.6 | KS | Dickinson | 38.6658 | -96.9492 | 2001 | 7
SWPP | Higginsville | 2131 | 1 |  |  | Petroleum Liquids | 0.8 | MO | Lafayette | 39.0733 | -93.7147 | 1945 | 1
SWPP | Higginsville | 2131 | 2 |  |  | Petroleum Liquids | 1.7 | MO | Lafayette | 39.0733 | -93.7147 | 1947 | 1
SWPP | Higginsville | 2131 | 3 |  |  | Petroleum Liquids | 2.4 | MO | Lafayette | 39.0733 | -93.7147 | 1981 | 5
SWPP | Higginsville | 2131 | 4 |  |  | Natural Gas Fired Combustion Turbine | 40 | MO | Lafayette | 39.0733 | -93.7147 | 1996 | 6
SWPP | Higginsville | 2131 | 5 |  |  | Petroleum Liquids | 1.2 | MO | Lafayette | 39.0733 | -93.7147 | 2004 | 10
SWPP | Higginsville | 2131 | 6 |  |  | Petroleum Liquids | 5.5 | MO | Lafayette | 39.0733 | -93.7147 | 2004 | 10
SWPP | Higginsville Solar Farm | 61316 | HSF1 |  |  | Solar Photovoltaic | 2.5 | MO | Lafayette | 39.0021 | -93.7268 | 2017 | 11
SWPP | High Banks Wind | 66156 | WT |  |  | Onshore Wind Turbine | 643.4 | KS | Republic | 39.816 | -97.431 | 2023 | 12
SWPP | Hill City | 1285 | 1 |  |  | Petroleum Liquids | 1.3 | KS | Graham | 39.3582 | -99.8417 | 1962 | 3
SWPP | Hill City | 1285 | 2 |  |  | Petroleum Liquids | 1.3 | KS | Graham | 39.3582 | -99.8417 | 1962 | 3
SWPP | Hill City | 1285 | 3 |  |  | Petroleum Liquids | 0.6 | KS | Graham | 39.3582 | -99.8417 | 1952 | 5
SWPP | Hill City | 1285 | 4 |  |  | Petroleum Liquids | 1.1 | KS | Graham | 39.3582 | -99.8417 | 1967 | 8
SWPP | Hill City | 1285 | 5 |  |  | Petroleum Liquids | 1.3 | KS | Graham | 39.3582 | -99.8417 | 1974 | 10
SWPP | Hill City | 1285 | 6 |  |  | Petroleum Liquids | 1.3 | KS | Graham | 39.3582 | -99.8417 | 1974 | 12
SWPP | Hinton | 61615 | 1 |  |  | Solar Photovoltaic | 3 | OK | Caddo | 35.4947 | -98.3857 | 2017 | 4
SWPP | Hobbs Generating Station | 56458 | CHW-T |  |  | Natural Gas Fired Combustion Turbine | 7.2 | NM | Lea | 32.7283 | -103.3094 | 2008 | 9
SWPP | Hobbs Generating Station | 56458 | GT1 |  |  | Natural Gas Fired Combined Cycle | 196.9 | NM | Lea | 32.7283 | -103.3094 | 2008 | 9
SWPP | Hobbs Generating Station | 56458 | GT2 |  |  | Natural Gas Fired Combined Cycle | 196.9 | NM | Lea | 32.7283 | -103.3094 | 2008 | 9
SWPP | Hobbs Generating Station | 56458 | ST3 |  |  | Natural Gas Fired Combined Cycle | 280.5 | NM | Lea | 32.7283 | -103.3094 | 2008 | 9
SWPP | Hoisington | 1286 | 2A |  |  | Petroleum Liquids | 1 | KS | Barton | 38.513 | -98.7747 | 1996 | 9
SWPP | Hoisington | 1286 | 6 |  |  | Natural Gas Internal Combustion Engine | 2 | KS | Barton | 38.513 | -98.7747 | 1961 | 8
SWPP | Hoisington | 1286 | 7 |  |  | Natural Gas Internal Combustion Engine | 4 | KS | Barton | 38.513 | -98.7747 | 1966 | 8
SWPP | Hoisington | 1286 | 9 |  |  | Petroleum Liquids | 3.9 | KS | Barton | 38.513 | -98.7747 | 2023 | 9
SWPP | Holcomb | 108 | 1 |  |  | Conventional Steam Coal | 348.7 | KS | Finney | 37.9308 | -100.9725 | 1983 | 8
SWPP | Holdrege Solar Center | 59713 | HDSC |  |  | Solar Photovoltaic | 4 | NE | Lancaster | 40.8247 | -96.8203 | 2016 | 6
SWPP | Holton | 1287 | 10 |  |  | Petroleum Liquids | 2 | KS | Jackson | 39.4735 | -95.7315 | 1970 | 8
SWPP | Holton | 1287 | 11 |  |  | Petroleum Liquids | 2.4 | KS | Jackson | 39.4735 | -95.7315 | 1994 | 1
SWPP | Holton | 1287 | 12 |  |  | Natural Gas Internal Combustion Engine | 3.1 | KS | Jackson | 39.4735 | -95.7315 | 2001 | 5
SWPP | Holton | 1287 | 13 |  |  | Natural Gas Internal Combustion Engine | 3.1 | KS | Jackson | 39.4735 | -95.7315 | 2001 | 5
SWPP | Holton | 1287 | 6 |  |  | Petroleum Liquids | 1.8 | KS | Jackson | 39.4735 | -95.7315 | 1958 | 2
SWPP | Holton | 1287 | 7 |  |  | Petroleum Liquids | 2.8 | KS | Jackson | 39.4735 | -95.7315 | 1963 | 5
SWPP | Holton | 1287 | 8 |  |  | Petroleum Liquids | 4.3 | KS | Jackson | 39.4735 | -95.7315 | 1969 | 6
SWPP | Holton | 1287 | 9 |  |  | Petroleum Liquids | 2 | KS | Jackson | 39.4735 | -95.7315 | 1970 | 8
SWPP | Horizon Hill Wind Project | 64339 | HHILL |  |  | Onshore Wind Turbine | 201.5 | OK | Logan | 35.9894 | -97.5895 | 2024 | 2
SWPP | Horseshoe Lake | 2951 | 10 |  |  | Natural Gas Fired Combustion Turbine | 60.5 | OK | Oklahoma | 35.5087 | -97.1797 | 2001 | 6
SWPP | Horseshoe Lake | 2951 | 6 |  |  | Natural Gas Steam Turbine | 163 | OK | Oklahoma | 35.5087 | -97.1797 | 1958 | 4
SWPP | Horseshoe Lake | 2951 | 8 |  |  | Natural Gas Steam Turbine | 443 | OK | Oklahoma | 35.5087 | -97.1797 | 1969 | 6
SWPP | Horseshoe Lake | 2951 | 9 |  |  | Natural Gas Fired Combustion Turbine | 60.5 | OK | Oklahoma | 35.5087 | -97.1797 | 2001 | 6
SWPP | Horseshoe Lake | 2951 | ST7 |  |  | Natural Gas Steam Turbine | 220 | OK | Oklahoma | 35.5087 | -97.1797 | 1963 | 6
SWPP | Hot Springs 2020 | 64263 | 364 |  |  | Solar Photovoltaic | 1 | AR | Garland | 34.421 | -93.1949 | 2021 | 3
SWPP | Hugo | 6772 | 1 |  |  | Conventional Steam Coal | 446 | OK | Choctaw | 34.0158 | -95.3206 | 1982 | 4
SWPP | Hugoton 2 | 7011 | 10 |  |  | Petroleum Liquids | 4.3 | KS | Stevens | 37.1642 | -101.3401 | 1983 | 9
SWPP | Hugoton 2 | 7011 | 11 |  |  | Petroleum Liquids | 2.5 | KS | Stevens | 37.1642 | -101.3401 | 1997 | 6
SWPP | Hugoton 2 | 7011 | 12 |  |  | Petroleum Liquids | 3 | KS | Stevens | 37.1642 | -101.3401 | 1997 | 4
SWPP | Hugoton 2 | 7011 | 13 |  |  | Natural Gas Internal Combustion Engine | 0.8 | KS | Stevens | 37.1642 | -101.3401 | 1998 | 3
SWPP | Hugoton 2 | 7011 | 7 |  |  | Petroleum Liquids | 2.3 | KS | Stevens | 37.1642 | -101.3401 | 1964 | 1
SWPP | Hugoton 2 | 7011 | 8 |  |  | Petroleum Liquids | 2 | KS | Stevens | 37.1642 | -101.3401 | 1971 | 1
SWPP | Hugoton 2 | 7011 | 9A |  |  | Petroleum Liquids | 4.3 | KS | Stevens | 37.1642 | -101.3401 | 1994 | 8
SWPP | Hutchinson Energy Center | 1248 | GT1 |  |  | Natural Gas Fired Combustion Turbine | 71.2 | KS | Reno | 38.0906 | -97.8747 | 1974 | 5
SWPP | Hutchinson Energy Center | 1248 | GT2 |  |  | Natural Gas Fired Combustion Turbine | 71.2 | KS | Reno | 38.0906 | -97.8747 | 1974 | 5
SWPP | Hutchinson Energy Center | 1248 | GT3 |  |  | Natural Gas Fired Combustion Turbine | 71.2 | KS | Reno | 38.0906 | -97.8747 | 1974 | 5
SWPP | Hutchinson Energy Center | 1248 | GT4 |  |  | Petroleum Liquids | 129 | KS | Reno | 38.0906 | -97.8747 | 1975 | 6
SWPP | Hutchinson Energy Center | 1248 | H1DG |  |  | Petroleum Liquids | 2.7 | KS | Reno | 38.0906 | -97.8747 | 1983 | 1
SWPP | Iatan | 6065 | 1 |  |  | Conventional Steam Coal | 754.9 | MO | Platte | 39.4472 | -94.98 | 1980 | 5
SWPP | Iatan | 6065 | 2 |  |  | Conventional Steam Coal | 999 | MO | Platte | 39.4472 | -94.98 | 2010 | 8
SWPP | Independence II Solar Farm | 61588 | 1 |  |  | Solar Photovoltaic | 4.1 | MO | Jackson | 39.04 | -94.27 | 2018 | 6
SWPP | Independence II Solar Farm | 61588 | 2 |  |  | Solar Photovoltaic | 4.4 | MO | Jackson | 39.04 | -94.27 | 2018 | 6
SWPP | Independence Solar Farm | 61092 | IPL1 |  |  | Solar Photovoltaic | 3 | MO | Jackson | 39.1171 | -94.2882 | 2017 | 3
SWPP | International Paper Texarkana Mill | 54097 | GEN1 |  |  | Wood/Wood Waste Biomass | 25 | TX | Cass | 33.2553 | -94.0696 | 1972 | 1
SWPP | International Paper Texarkana Mill | 54097 | GEN2 |  |  | Wood/Wood Waste Biomass | 40 | TX | Cass | 33.2553 | -94.0696 | 1977 | 1
SWPP | International Paper Valliant OK | 50192 | TG1 |  |  | Wood/Wood Waste Biomass | 68 | OK | McCurtain | 33.9961 | -95.1114 | 1971 | 10
SWPP | Iola | 1291 | 1 |  |  | Natural Gas Internal Combustion Engine | 5 | KS | Allen | 37.9231 | -95.4256 | 1998 | 8
SWPP | Iola | 1291 | 10 |  |  | Petroleum Liquids | 2.7 | KS | Allen | 37.9231 | -95.4256 | 1981 | 6
SWPP | Iola | 1291 | 14 |  |  | Petroleum Liquids | 2 | KS | Allen | 37.9231 | -95.4256 | 2020 | 2
SWPP | Iola | 1291 | 15 |  |  | Petroleum Liquids | 2 | KS | Allen | 37.9231 | -95.4256 | 2020 | 2
SWPP | Iola | 1291 | 16 |  |  | Petroleum Liquids | 1.8 | KS | Allen | 37.9231 | -95.4256 | 2021 | 8
SWPP | Iola | 1291 | 2 |  |  | Natural Gas Internal Combustion Engine | 5 | KS | Allen | 37.9231 | -95.4256 | 2000 | 6
SWPP | Iola | 1291 | 6 |  |  | Petroleum Liquids | 2.7 | KS | Allen | 37.9231 | -95.4256 | 1969 | 5
SWPP | Iola | 1291 | 7 |  |  | Petroleum Liquids | 2.7 | KS | Allen | 37.9231 | -95.4256 | 1971 | 5
SWPP | Iola | 1291 | 8 |  |  | Petroleum Liquids | 2.7 | KS | Allen | 37.9231 | -95.4256 | 1976 | 2
SWPP | Iola | 1291 | 9 |  |  | Petroleum Liquids | 2.7 | KS | Allen | 37.9231 | -95.4256 | 1977 | 6
SWPP | Iowa Distributed Wind Generation Project | 7966 | IDWG |  |  | Onshore Wind Turbine | 2.3 | IA | Kossuth | 43.0347 | -94.1406 | 2000 | 6
SWPP | Iowa Lakes Superior Wind Farm | 57252 | SUP1 |  |  | Onshore Wind Turbine | 10.5 | IA | Dickinson | 43.445 | -94.9803 | 2009 | 4
SWPP | Irish Creek Wind | 64138 | ICW1 |  |  | Onshore Wind Turbine | 300.6 | KS | Marshall | 39.6995 | -96.4251 | 2021 | 12
SWPP | Iron Star Wind Project | 64003 | WTG1 |  |  | Onshore Wind Turbine | 297.6 | KS | Ford | 37.6487 | -99.9809 | 2021 | 12
SWPP | Ironwood Wind | 57639 | 1 |  |  | Onshore Wind Turbine | 167.9 | KS | Ford | 37.8183 | -99.7754 | 2012 | 8
SWPP | J Lamar Stall Unit | 56565 | 6A |  |  | Natural Gas Fired Combined Cycle | 184 | LA | Caddo | 32.5195 | -93.7601 | 2010 | 6
SWPP | J Lamar Stall Unit | 56565 | 6B |  |  | Natural Gas Fired Combined Cycle | 184 | LA | Caddo | 32.5195 | -93.7601 | 2010 | 6
SWPP | J Lamar Stall Unit | 56565 | 6STG |  |  | Natural Gas Fired Combined Cycle | 256 | LA | Caddo | 32.5195 | -93.7601 | 2010 | 6
SWPP | J Street | 2250 | 1 |  |  | Natural Gas Fired Combustion Turbine | 27 | NE | Lancaster | 40.8079 | -96.7107 | 1972 | 2
SWPP | Jackson Square | 2134 | 1 |  |  | Petroleum Liquids | 18 | MO | Jackson | 39.0946 | -94.4115 | 1969 | 6
SWPP | Jackson Square | 2134 | 2 |  |  | Petroleum Liquids | 18 | MO | Jackson | 39.0946 | -94.4115 | 1969 | 6
SWPP | James River Power Station | 2161 | GT1 |  |  | Natural Gas Fired Combustion Turbine | 96 | MO | Greene | 37.1086 | -93.2619 | 1989 | 4
SWPP | James River Power Station | 2161 | GT2 |  |  | Natural Gas Fired Combustion Turbine | 101.5 | MO | Greene | 37.1086 | -93.2619 | 1992 | 6
SWPP | Jameson Energy Center | 59045 | JEC1 |  |  | Natural Gas Internal Combustion Engine | 9.2 | KS | Finney | 37.9547 | -100.8306 | 2014 | 6
SWPP | Jameson Energy Center | 59045 | JEC2 |  |  | Natural Gas Internal Combustion Engine | 9.2 | KS | Finney | 37.9547 | -100.8306 | 2014 | 6
SWPP | Jameson Energy Center | 59045 | JEC3 |  |  | Natural Gas Internal Combustion Engine | 9.2 | KS | Finney | 37.9547 | -100.8306 | 2014 | 6
SWPP | Jayhawk Wind Energy Center | 65129 | 65010 |  |  | Onshore Wind Turbine | 197.4 | KS | Crawford | 37.7045 | -95.0298 | 2022 | 1
SWPP | Jeffrey | 2227 | 1 |  |  | Conventional Hydroelectric | 10.8 | NE | Lincoln | 40.9594 | -100.3979 | 1941 | 1
SWPP | Jeffrey | 2227 | 2 |  |  | Conventional Hydroelectric | 10.8 | NE | Lincoln | 40.9594 | -100.3979 | 1941 | 1
SWPP | Jeffrey Energy Center | 6068 | 1 |  |  | Conventional Steam Coal | 720 | KS | Pottawatomie | 39.2865 | -96.1172 | 1978 | 7
SWPP | Jeffrey Energy Center | 6068 | 2 |  |  | Conventional Steam Coal | 720 | KS | Pottawatomie | 39.2865 | -96.1172 | 1980 | 5
SWPP | Jeffrey Energy Center | 6068 | 3 |  |  | Conventional Steam Coal | 720 | KS | Pottawatomie | 39.2865 | -96.1172 | 1983 | 5
SWPP | Jetmore | 1292 | 8 |  |  | Petroleum Liquids | 2.5 | KS | Hodgeman | 38.0803 | -99.8936 | 2015 | 11
SWPP | John Twitty Energy Center | 6195 | GT1 |  |  | Natural Gas Fired Combustion Turbine | 57 | MO | Greene | 37.1517 | -93.388 | 1983 | 6
SWPP | John Twitty Energy Center | 6195 | GT2 |  |  | Natural Gas Fired Combustion Turbine | 52 | MO | Greene | 37.1517 | -93.388 | 1983 | 6
SWPP | John Twitty Energy Center | 6195 | ST1 |  |  | Conventional Steam Coal | 194 | MO | Greene | 37.1517 | -93.388 | 1976 | 6
SWPP | John Twitty Energy Center | 6195 | ST2 |  |  | Conventional Steam Coal | 300 | MO | Greene | 37.1517 | -93.388 | 2011 | 1
SWPP | John W Turk Jr Power Plant | 56564 | 1 |  |  | Conventional Steam Coal | 609 | AR | Hempstead | 33.6497 | -93.8119 | 2012 | 12
SWPP | Johnson | 6579 | CAT8 |  |  | Petroleum Liquids | 3 | KS | Stanton | 37.5669 | -101.7511 | 2017 | 8
SWPP | Johnson | 6579 | CAT9 |  |  | Petroleum Liquids | 3 | KS | Stanton | 37.5669 | -101.7511 | 2017 | 8
SWPP | Johnson 1 | 2228 | 1 |  |  | Conventional Hydroelectric | 10.8 | NE | Gosper | 40.6936 | -99.8178 | 1941 | 4
SWPP | Johnson 1 | 2228 | 2 |  |  | Conventional Hydroelectric | 10.8 | NE | Gosper | 40.6936 | -99.8178 | 1941 | 4
SWPP | Johnson 2 | 2229 | 1 |  |  | Conventional Hydroelectric | 22.5 | NE | Gosper | 40.6839 | -99.7447 | 1941 | 4
SWPP | Johnson Corner Solar 1 | 62993 | KSJC1 |  |  | Solar Photovoltaic | 20 | KS | Stanton | 37.547 | -101.7992 | 2020 | 4
SWPP | Jones | 3482 | 1 |  |  | Natural Gas Steam Turbine | 247.5 | TX | Lubbock | 33.5239 | -101.7392 | 1971 | 1
SWPP | Jones | 3482 | 2 |  |  | Natural Gas Steam Turbine | 247.5 | TX | Lubbock | 33.5239 | -101.7392 | 1974 | 1
SWPP | Jones | 3482 | 3 |  |  | Natural Gas Fired Combustion Turbine | 182.7 | TX | Lubbock | 33.5239 | -101.7392 | 2011 | 6
SWPP | Jones | 3482 | 4 |  |  | Natural Gas Fired Combustion Turbine | 182.7 | TX | Lubbock | 33.5239 | -101.7392 | 2013 | 5
SWPP | Jones Street | 2290 | 1 |  |  | Petroleum Liquids | 65 | NE | Douglas | 41.2515 | -95.9227 | 1973 | 6
SWPP | Jones Street | 2290 | 2 |  |  | Petroleum Liquids | 65 | NE | Douglas | 41.2515 | -95.9227 | 1973 | 6
SWPP | KCP&L SmartGrid Innovation Park | 59772 | 1 |  |  | Batteries | 1 | MO | Jackson | 39.0403 | -94.5712 | 2012 | 6
SWPP | Kansas Ethanol, LLC | 65512 | KSET |  |  | Natural Gas Fired Combustion Turbine | 13.5 | KS | Rice | 38.2862 | -98.1921 | 2020 | 6
SWPP | Kansas River Project | 10279 | 1 |  |  | Conventional Hydroelectric | 0.3 | KS | Douglas | 38.974 | -95.2351 | 1920 | 1
SWPP | Kansas River Project | 10279 | 10 |  |  | Conventional Hydroelectric | 1.3 | KS | Douglas | 38.974 | -95.2351 | 2012 | 12
SWPP | Kansas River Project | 10279 | 11 |  |  | Conventional Hydroelectric | 1 | KS | Douglas | 38.974 | -95.2351 | 2012 | 12
SWPP | Kansas River Project | 10279 | 2 |  |  | Conventional Hydroelectric | 0.3 | KS | Douglas | 38.974 | -95.2351 | 1922 | 7
SWPP | Kansas River Project | 10279 | 3 |  |  | Conventional Hydroelectric | 0.3 | KS | Douglas | 38.974 | -95.2351 | 1922 | 7
SWPP | Kansas River Project | 10279 | 4 |  |  | Conventional Hydroelectric | 0.3 | KS | Douglas | 38.974 | -95.2351 | 1922 | 7
SWPP | Kansas River Project | 10279 | 5 |  |  | Conventional Hydroelectric | 0.4 | KS | Douglas | 38.974 | -95.2351 | 1922 | 7
SWPP | Kansas River Project | 10279 | 6 |  |  | Conventional Hydroelectric | 0.4 | KS | Douglas | 38.974 | -95.2351 | 1925 | 5
SWPP | Kansas River Project | 10279 | 7 |  |  | Conventional Hydroelectric | 0.4 | KS | Douglas | 38.974 | -95.2351 | 1925 | 5
SWPP | Kansas River Project | 10279 | 8 |  |  | Conventional Hydroelectric | 1 | KS | Douglas | 38.974 | -95.2351 | 2012 | 12
SWPP | Kansas River Project | 10279 | 9 |  |  | Conventional Hydroelectric | 1.3 | KS | Douglas | 38.974 | -95.2351 | 2012 | 12
SWPP | Kaw | 1294 | 1 |  |  | Natural Gas Steam Turbine | 50.1 | KS | Wyandotte | 39.0867 | -94.6514 | 1955 | 6
SWPP | Kaw | 1294 | 2 |  |  | Natural Gas Steam Turbine | 50.1 | KS | Wyandotte | 39.0867 | -94.6514 | 1957 | 4
SWPP | Kaw | 1294 | 3 |  |  | Natural Gas Steam Turbine | 65.5 | KS | Wyandotte | 39.0867 | -94.6514 | 1962 | 5
SWPP | Kaw Hydro | 7545 | 1 |  |  | Conventional Hydroelectric | 37 | OK | Kay | 36.6994 | -96.9278 | 1989 | 8
SWPP | Kearney | 2268 | 1 |  |  | Conventional Hydroelectric | 1.5 | NE | Buffalo | 40.7035 | -99.1008 | 1921 | 1
SWPP | Kearney NPPD Solar Project | 61884 | PV1 |  |  | Solar Photovoltaic | 5.8 | NE | Buffalo | 40.7217 | -99.0412 | 2017 | 12
SWPP | Keenan II Renewable Energy Co LLC | 57358 | 1 |  |  | Onshore Wind Turbine | 151.8 | OK | Woodward | 36.2761 | -99.4908 | 2010 | 12
SWPP | Kennett | 2139 | 10 |  |  | Petroleum Liquids | 6.2 | MO | Dunklin | 36.2338 | -90.0521 | 1971 | 8
SWPP | Kennett | 2139 | 11 |  |  | Petroleum Liquids | 6.2 | MO | Dunklin | 36.2338 | -90.0521 | 1975 | 8
SWPP | Kennett | 2139 | 12 |  |  | Natural Gas Internal Combustion Engine | 6.4 | MO | Dunklin | 36.2338 | -90.0521 | 2001 | 8
SWPP | Kennett | 2139 | 13 |  |  | Natural Gas Internal Combustion Engine | 6.4 | MO | Dunklin | 36.2338 | -90.0521 | 2001 | 8
SWPP | Kennett | 2139 | 9 |  |  | Petroleum Liquids | 6.2 | MO | Dunklin | 36.2338 | -90.0521 | 1965 | 8
SWPP | Keystone Dam | 2984 | 1 |  |  | Conventional Hydroelectric | 35 | OK | Tulsa | 36.1508 | -96.2517 | 1968 | 5
SWPP | Keystone Dam | 2984 | 2 |  |  | Conventional Hydroelectric | 35 | OK | Tulsa | 36.1508 | -96.2517 | 1968 | 5
SWPP | Kimball | 2248 | 3 |  |  | Petroleum Liquids | 1.3 | NE | Kimball | 41.2382 | -103.6667 | 1959 | 9
SWPP | Kimball | 2248 | 4 |  |  | Petroleum Liquids | 1.3 | NE | Kimball | 41.2382 | -103.6667 | 1960 | 9
SWPP | Kimball | 2248 | 6 |  |  | Petroleum Liquids | 3.9 | NE | Kimball | 41.2382 | -103.6667 | 1974 | 9
SWPP | King Plains Wind Project | 63104 | WTG |  |  | Onshore Wind Turbine | 248.2 | OK | Garfield | 36.4001 | -97.4775 | 2020 | 11
SWPP | Kingfisher | 2986 | 3 |  |  | Natural Gas Internal Combustion Engine | 2.8 | OK | Kingfisher | 35.8575 | -97.9277 | 1965 | 1
SWPP | Kingfisher | 2986 | 4 |  |  | Natural Gas Internal Combustion Engine | 1.3 | OK | Kingfisher | 35.8575 | -97.9277 | 1959 | 1
SWPP | Kingfisher | 2986 | 5 |  |  | Natural Gas Internal Combustion Engine | 3.1 | OK | Kingfisher | 35.8575 | -97.9277 | 1970 | 1
SWPP | Kingfisher | 2986 | IC1 |  |  | Natural Gas Internal Combustion Engine | 1.1 | OK | Kingfisher | 35.8575 | -97.9277 | 1954 | 1
SWPP | Kingfisher | 2986 | IC2 |  |  | Natural Gas Internal Combustion Engine | 0.8 | OK | Kingfisher | 35.8575 | -97.9277 | 1954 | 1
SWPP | Kingfisher Wind LLC | 58902 | KNG1 |  |  | Onshore Wind Turbine | 298 | OK | Kingfisher | 35.7703 | -97.7997 | 2016 | 3
SWPP | Kingman Municipal Power and Light Plant | 1296 | 2 |  |  | Natural Gas Internal Combustion Engine | 2.2 | KS | Kingman | 37.3831 | -98.0704 | 1962 | 4
SWPP | Kingman Municipal Power and Light Plant | 1296 | 4 |  |  | Natural Gas Internal Combustion Engine | 2.2 | KS | Kingman | 37.3831 | -98.0704 | 1977 | 6
SWPP | Kingman Municipal Power and Light Plant | 1296 | 6 |  |  | Natural Gas Internal Combustion Engine | 3.5 | KS | Kingman | 37.3831 | -98.0704 | 1969 | 9
SWPP | Kingman Municipal Power and Light Plant | 1296 | 7 |  |  | Natural Gas Internal Combustion Engine | 2.4 | KS | Kingman | 37.3831 | -98.0704 | 1979 | 11
SWPP | Kingman Municipal Power and Light Plant | 1296 | 8 |  |  | Natural Gas Internal Combustion Engine | 2.5 | KS | Kingman | 37.3831 | -98.0704 | 1984 | 6
SWPP | Kingman Municipal Power and Light Plant | 1296 | 9 |  |  | Natural Gas Internal Combustion Engine | 6.3 | KS | Kingman | 37.3831 | -98.0704 | 1993 | 12
SWPP | Kingman Wind | 60639 | KMW1 |  |  | Onshore Wind Turbine | 107.4 | KS | Pratt | 37.5867 | -98.5793 | 2016 | 12
SWPP | Kingman Wind | 60639 | KMW2 |  |  | Onshore Wind Turbine | 107.4 | KS | Pratt | 37.5867 | -98.5793 | 2016 | 12
SWPP | Kings Point Wind Energy Center | 62475 | KPW1 |  |  | Onshore Wind Turbine | 149.4 | MO | Lawrence | 37.2699 | -94.0527 | 2021 | 4
SWPP | Kingsley | 785 | 1 |  |  | Conventional Hydroelectric | 50 | NE | Keith | 41.2114 | -101.6681 | 1984 | 11
SWPP | Knox Lee | 3476 | 5 |  |  | Natural Gas Steam Turbine | 351 | TX | Gregg | 32.3766 | -94.6415 | 1974 | 4
SWPP | LCEC Generation LLVC | 57872 | UNIT1 |  |  | Natural Gas Internal Combustion Engine | 9.3 | NM | Lea | 32.9781 | -103.3239 | 2012 | 2
SWPP | LCEC Generation LLVC | 57872 | UNIT2 |  |  | Natural Gas Internal Combustion Engine | 9.3 | NM | Lea | 32.9781 | -103.3239 | 2012 | 2
SWPP | LCEC Generation LLVC | 57872 | UNIT3 |  |  | Natural Gas Internal Combustion Engine | 9.3 | NM | Lea | 32.9781 | -103.3239 | 2012 | 2
SWPP | LCEC Generation LLVC | 57872 | UNIT4 |  |  | Natural Gas Internal Combustion Engine | 9.3 | NM | Lea | 32.9781 | -103.3239 | 2012 | 2
SWPP | LCEC Generation LLVC | 57872 | UNIT5 |  |  | Natural Gas Internal Combustion Engine | 9.3 | NM | Lea | 32.9781 | -103.3239 | 2012 | 2
SWPP | La Crosse | 1297 | 1 |  |  | Petroleum Liquids | 1.1 | KS | Rush | 38.5317 | -99.3083 | 1962 | 11
SWPP | La Crosse | 1297 | 2 |  |  | Petroleum Liquids | 1.1 | KS | Rush | 38.5317 | -99.3083 | 1964 | 12
SWPP | La Crosse | 1297 | 5 |  |  | Petroleum Liquids | 1.5 | KS | Rush | 38.5317 | -99.3083 | 1969 | 1
SWPP | La Crosse | 1297 | 6 |  |  | Petroleum Liquids | 1.8 | KS | Rush | 38.5317 | -99.3083 | 1975 | 12
SWPP | La Crosse | 1297 | 7 |  |  | Petroleum Liquids | 2 | KS | Rush | 38.5317 | -99.3083 | 2024 | 2
SWPP | La Cygne | 1241 | 1 |  |  | Conventional Steam Coal | 873 | KS | Linn | 38.3481 | -94.6456 | 1973 | 6
SWPP | La Cygne | 1241 | 2 |  |  | Conventional Steam Coal | 725.9 | KS | Linn | 38.3481 | -94.6456 | 1977 | 5
SWPP | La Plata | 2140 | 1 |  |  | Petroleum Liquids | 1.8 | MO | Macon | 40.0244 | -92.4896 | 2013 | 3
SWPP | La Plata | 2140 | 2 |  |  | Petroleum Liquids | 1.8 | MO | Macon | 40.0244 | -92.4896 | 2013 | 3
SWPP | Lake Road (MO) | 2098 | 1 |  |  | Natural Gas Steam Turbine | 23 | MO | Buchanan | 39.7246 | -94.8773 | 1950 | 7
SWPP | Lake Road (MO) | 2098 | 2 |  |  | Natural Gas Steam Turbine | 25 | MO | Buchanan | 39.7246 | -94.8773 | 1958 | 8
SWPP | Lake Road (MO) | 2098 | 3 |  |  | Natural Gas Steam Turbine | 12.5 | MO | Buchanan | 39.7246 | -94.8773 | 1962 | 6
SWPP | Lake Road (MO) | 2098 | 4 |  |  | Natural Gas Steam Turbine | 90 | MO | Buchanan | 39.7246 | -94.8773 | 1966 | 8
SWPP | Lake Road (MO) | 2098 | 5 |  |  | Natural Gas Fired Combustion Turbine | 85 | MO | Buchanan | 39.7246 | -94.8773 | 1974 | 3
SWPP | Lake Road (MO) | 2098 | 6 |  |  | Petroleum Liquids | 24 | MO | Buchanan | 39.7246 | -94.8773 | 1989 | 5
SWPP | Lake Road (MO) | 2098 | 7 |  |  | Petroleum Liquids | 18.9 | MO | Buchanan | 39.7246 | -94.8773 | 1990 | 12
SWPP | Lakota Wind Wind Farm | 57251 | LAK1 |  |  | Onshore Wind Turbine | 10.5 | IA | Kossuth | 43.3839 | -94.1475 | 2009 | 3
SWPP | Laredo Ridge Wind LLC | 57262 | 1 |  |  | Onshore Wind Turbine | 79.9 | NE | Boone | 41.8803 | -98.0239 | 2011 | 2
SWPP | Larned | 1299 | CAT |  |  | Petroleum Liquids | 2 | KS | Pawnee | 38.1762 | -99.1 | 2004 | 4
SWPP | Larned | 1299 | CAT1 |  |  | Petroleum Liquids | 2 | KS | Pawnee | 38.1762 | -99.1 | 2004 | 4
SWPP | Larned | 1299 | CAT2 |  |  | Petroleum Liquids | 2 | KS | Pawnee | 38.1762 | -99.1 | 2004 | 4
SWPP | Larned | 1299 | CAT3 |  |  | Petroleum Liquids | 2 | KS | Pawnee | 38.1762 | -99.1 | 2004 | 4
SWPP | Larned | 1299 | CAT4 |  |  | Petroleum Liquids | 2 | KS | Pawnee | 38.1762 | -99.1 | 2004 | 4
SWPP | Larned | 1299 | IC5 |  |  | Petroleum Liquids | 6.4 | KS | Pawnee | 38.1762 | -99.1 | 1976 | 12
SWPP | Laurel | 2249 | 1 |  |  | Natural Gas Internal Combustion Engine | 1.3 | NE | Cedar | 42.4305 | -97.0908 | 1974 | 10
SWPP | Laurel | 2249 | 2 |  |  | Natural Gas Internal Combustion Engine | 0.9 | NE | Cedar | 42.4305 | -97.0908 | 1970 | 1
SWPP | Laurel | 2249 | 7 |  |  | Natural Gas Internal Combustion Engine | 1.3 | NE | Cedar | 42.4305 | -97.0908 | 1992 | 10
SWPP | Laurens | 1157 | 3 |  |  | Petroleum Liquids | 0.8 | IA | Pocahontas | 42.8486 | -94.8506 | 1952 | 7
SWPP | Laurens | 1157 | 4 |  |  | Petroleum Liquids | 0.8 | IA | Pocahontas | 42.8486 | -94.8506 | 1951 | 7
SWPP | Laurens | 1157 | 5 |  |  | Petroleum Liquids | 2.5 | IA | Pocahontas | 42.8486 | -94.8506 | 2013 | 4
SWPP | Laurens | 1157 | 6 |  |  | Petroleum Liquids | 2.5 | IA | Pocahontas | 42.8486 | -94.8506 | 2013 | 4
SWPP | Laurens | 1157 | 7 |  |  | Petroleum Liquids | 2.5 | IA | Pocahontas | 42.8486 | -94.8506 | 2013 | 4
SWPP | Laverne Diesel Generating Plant | 56348 | 1 |  |  | Petroleum Liquids | 2 | OK | Harper | 36.7106 | -99.8906 | 2006 | 1
SWPP | Laverne Diesel Generating Plant | 56348 | 2 |  |  | Petroleum Liquids | 2 | OK | Harper | 36.7106 | -99.8906 | 2006 | 1
SWPP | Lawrence Energy Center | 1250 | 4 |  |  | Conventional Steam Coal | 114 | KS | Douglas | 39.0072 | -95.2692 | 1960 | 3
SWPP | Lawrence Energy Center | 1250 | 5 |  |  | Conventional Steam Coal | 403 | KS | Douglas | 39.0072 | -95.2692 | 1971 | 5
SWPP | Lebanon Solar Farm (MO) | 61135 | LSF1 |  |  | Solar Photovoltaic | 2.5 | MO | Laclede | 37.6678 | -92.6706 | 2017 | 9
SWPP | Leland Olds | 2817 | 1 |  |  | Conventional Steam Coal | 216 | ND | Mercer | 47.2808 | -101.3212 | 1966 | 1
SWPP | Leland Olds | 2817 | 2 |  |  | Conventional Steam Coal | 440 | ND | Mercer | 47.2808 | -101.3212 | 1975 | 12
SWPP | Lieberman | 1417 | 3 |  |  | Natural Gas Steam Turbine | 114 | LA | Caddo | 32.7047 | -93.9597 | 1957 | 6
SWPP | Lieberman | 1417 | 4 |  |  | Natural Gas Steam Turbine | 114 | LA | Caddo | 32.7047 | -93.9597 | 1959 | 5
SWPP | Lincoln | 1300 | 1 |  |  | Petroleum Liquids | 1.3 | KS | Lincoln | 39.0372 | -98.153 | 1964 | 8
SWPP | Lincoln | 1300 | 2 |  |  | Petroleum Liquids | 1.3 | KS | Lincoln | 39.0372 | -98.153 | 1964 | 8
SWPP | Lincoln | 1300 | 4 |  |  | Petroleum Liquids | 0.7 | KS | Lincoln | 39.0372 | -98.153 | 1958 | 1
SWPP | Lincoln | 1300 | 7 |  |  | Petroleum Liquids | 3.5 | KS | Lincoln | 39.0372 | -98.153 | 1974 | 8
SWPP | Lincoln | 1300 | 8 |  |  | Petroleum Liquids | 2 | KS | Lincoln | 39.0372 | -98.153 | 2017 | 8
SWPP | Lindahl Wind Project, LLC | 59684 | LWP01 |  |  | Onshore Wind Turbine | 150 | ND | Williams | 48.533 | -102.933 | 2017 | 3
SWPP | Little Blue Wind Project, LLC | 64336 | WFW |  |  | Onshore Wind Turbine | 250.7 | NE | Webster | 40.2844 | -98.4076 | 2021 | 12
SWPP | Little Dixie | 68378 | 146 |  |  | Natural Gas Internal Combustion Engine | 2.5 | OK | Coal | 34.5939 | -96.2905 | 2019 | 7
SWPP | Little Dixie | 68378 | 147 |  |  | Natural Gas Internal Combustion Engine | 2.5 | OK | Coal | 34.5939 | -96.2905 | 2019 | 7
SWPP | Little Dixie | 68378 | 148 |  |  | Natural Gas Internal Combustion Engine | 2.5 | OK | Coal | 34.5939 | -96.2905 | 2019 | 7
SWPP | Little Dixie | 68378 | 159 |  |  | Natural Gas Internal Combustion Engine | 2.5 | OK | Coal | 34.5939 | -96.2905 | 2019 | 7
SWPP | Little Dixie | 68378 | 160 |  |  | Natural Gas Internal Combustion Engine | 2.5 | OK | Coal | 34.5939 | -96.2905 | 2019 | 7
SWPP | Little Elk Wind Project LLC | 58999 | LEWP |  |  | Onshore Wind Turbine | 74 | OK | Washita | 35.1947 | -98.9072 | 2015 | 12
SWPP | Little Pringle I Wind Farm | 57263 | LP1 |  |  | Onshore Wind Turbine | 10 | TX | Hutchinson | 35.9643 | -101.5402 | 2010 | 10
SWPP | Little Pringle II Wind Farm | 57264 | LP2 |  |  | Onshore Wind Turbine | 10 | TX | Hutchinson | 35.9249 | -101.5414 | 2010 | 10
SWPP | Llano Estacado Wind Ranch | 55579 | EXIS |  |  | Onshore Wind Turbine | 80 | TX | Carson | 35.4677 | -101.2533 | 2001 | 12
SWPP | Lon Wright | 2240 | 5OT |  |  | Natural Gas Fired Combustion Turbine | 40 | NE | Dodge | 41.4281 | -96.4623 | 2003 | 11
SWPP | Lon Wright | 2240 | 6 |  |  | Conventional Steam Coal | 16.5 | NE | Dodge | 41.4281 | -96.4623 | 1957 | 8
SWPP | Lon Wright | 2240 | 7 |  |  | Conventional Steam Coal | 22 | NE | Dodge | 41.4281 | -96.4623 | 1963 | 8
SWPP | Lon Wright | 2240 | 8 |  |  | Conventional Steam Coal | 91.5 | NE | Dodge | 41.4281 | -96.4623 | 1976 | 1
SWPP | Lon Wright | 2240 | SLR1 |  |  | Solar Photovoltaic | 1.3 | NE | Dodge | 41.4281 | -96.4623 | 2018 | 3
SWPP | Lon Wright | 2240 | SLR2 |  |  | Solar Photovoltaic | 1 | NE | Dodge | 41.4281 | -96.4623 | 2018 | 9
SWPP | Lonesome Creek Station | 57943 | 01 |  |  | Natural Gas Fired Combustion Turbine | 60.5 | ND | McKenzie | 47.7967 | -103.5786 | 2013 | 11
SWPP | Lonesome Creek Station | 57943 | 02 |  |  | Natural Gas Fired Combustion Turbine | 60.5 | ND | McKenzie | 47.7967 | -103.5786 | 2015 | 1
SWPP | Lonesome Creek Station | 57943 | 03 |  |  | Natural Gas Fired Combustion Turbine | 60.5 | ND | McKenzie | 47.7967 | -103.5786 | 2015 | 1
SWPP | Lonesome Creek Station | 57943 | 04 |  |  | Natural Gas Fired Combustion Turbine | 60.5 | ND | McKenzie | 47.7967 | -103.5786 | 2017 | 5
SWPP | Lonesome Creek Station | 57943 | 05 |  |  | Natural Gas Fired Combustion Turbine | 60.5 | ND | McKenzie | 47.7967 | -103.5786 | 2017 | 5
SWPP | Lonesome Creek Station | 57943 | 06 |  |  | Natural Gas Fired Combustion Turbine | 60.5 | ND | McKenzie | 47.7967 | -103.5786 | 2021 | 10
SWPP | Lorenzo Wind | 59244 | FIBE1 |  |  | Onshore Wind Turbine | 80 | TX | Crosby | 33.6992 | -101.5247 | 2018 | 12
SWPP | Luverne | 1990 | 4C |  |  | Petroleum Liquids | 3.5 | MN | Rock | 43.6544 | -96.2019 | 1967 | 5
SWPP | Luverne | 1990 | 5A |  |  | Petroleum Liquids | 3.1 | MN | Rock | 43.6544 | -96.2019 | 2022 | 10
SWPP | Luverne | 1990 | 5B |  |  | Petroleum Liquids | 3.1 | MN | Rock | 43.6544 | -96.2019 | 2022 | 10
SWPP | Lyons | 2253 | 2 |  |  | Petroleum Liquids | 0.5 | NE | Burt | 41.9374 | -96.4668 | 1953 | 1
SWPP | Lyons | 2253 | 3 |  |  | Petroleum Liquids | 0.8 | NE | Burt | 41.9374 | -96.4668 | 1960 | 1
SWPP | Lyons | 2253 | 4A |  |  | Petroleum Liquids | 1.2 | NE | Burt | 41.9374 | -96.4668 | 1967 | 1
SWPP | MJMEUC Generating Station #1 | 56478 | 0001 |  |  | Natural Gas Fired Combustion Turbine | 13.3 | MO | Audrain | 39.2511 | -91.6401 | 2007 | 10
SWPP | Macon Solar Power Project | 59729 | MSF1 |  |  | Solar Photovoltaic | 2.8 | MO | Macon | 39.76 | -92.46 | 2015 | 6
SWPP | Maddox | 2446 | 1 |  |  | Natural Gas Steam Turbine | 113.6 | NM | Lea | 32.7142 | -103.3015 | 1967 | 1
SWPP | Maddox | 2446 | 2 |  |  | Natural Gas Fired Combustion Turbine | 86.9 | NM | Lea | 32.7142 | -103.3015 | 1976 | 1
SWPP | Maddox | 2446 | 3 |  |  | Natural Gas Fired Combustion Turbine | 11.5 | NM | Lea | 32.7142 | -103.3015 | 1963 | 1
SWPP | Madison Utilities | 7469 | FM1 |  |  | Petroleum Liquids | 2 | NE | Madison | 41.8298 | -97.4563 | 1959 | 12
SWPP | Madison Utilities | 7469 | FM2 |  |  | Petroleum Liquids | 1.3 | NE | Madison | 41.8298 | -97.4563 | 1959 | 9
SWPP | Madison Utilities | 7469 | FM3 |  |  | Petroleum Liquids | 1.1 | NE | Madison | 41.8298 | -97.4563 | 1953 | 4
SWPP | Madison Utilities | 7469 | FM5 |  |  | Petroleum Liquids | 1.4 | NE | Madison | 41.8298 | -97.4563 | 2006 | 3
SWPP | Majestic 1 Wind Farm | 56648 | 1 |  |  | Onshore Wind Turbine | 79.5 | TX | Carson | 35.3919 | -101.53 | 2009 | 1
SWPP | Majestic II Wind | 58363 | WND1 |  |  | Onshore Wind Turbine | 79.6 | TX | Carson | 35.386 | -101.5786 | 2012 | 8
SWPP | Malden | 2142 | 2A |  |  | Petroleum Liquids | 1.8 | MO | Dunklin | 36.5531 | -89.9682 | 1996 | 2
SWPP | Malden | 2142 | 3A |  |  | Petroleum Liquids | 1.8 | MO | Dunklin | 36.5531 | -89.9682 | 1996 | 2
SWPP | Malden | 2142 | 4A |  |  | Petroleum Liquids | 1.8 | MO | Dunklin | 36.5531 | -89.9682 | 1996 | 2
SWPP | Malden | 2142 | 5 |  |  | Petroleum Liquids | 1.4 | MO | Dunklin | 36.5531 | -89.9682 | 1957 | 8
SWPP | Malden | 2142 | 6 |  |  | Petroleum Liquids | 2 | MO | Dunklin | 36.5531 | -89.9682 | 1963 | 8
SWPP | Malden | 2142 | 7 |  |  | Petroleum Liquids | 2.8 | MO | Dunklin | 36.5531 | -89.9682 | 1973 | 8
SWPP | Malden | 2142 | 8 |  |  | Petroleum Liquids | 4.3 | MO | Dunklin | 36.5531 | -89.9682 | 1973 | 8
SWPP | Mammoth Plains | 59284 | GE1.7 |  |  | Onshore Wind Turbine | 226.1 | OK | Dewey | 35.9789 | -98.7103 | 2014 | 12
SWPP | Mangum | 2991 | 1 |  |  | Natural Gas Internal Combustion Engine | 1.1 | OK | Greer | 34.8836 | -99.5022 | 1946 | 1
SWPP | Mangum | 2991 | 4 |  |  | Natural Gas Internal Combustion Engine | 1.5 | OK | Greer | 34.8836 | -99.5022 | 1956 | 1
SWPP | Mangum | 2991 | 5 |  |  | Natural Gas Internal Combustion Engine | 2 | OK | Greer | 34.8836 | -99.5022 | 1963 | 7
SWPP | Mangum | 2991 | 6 |  |  | Natural Gas Internal Combustion Engine | 2.1 | OK | Greer | 34.8836 | -99.5022 | 1969 | 11
SWPP | Manning | 1160 | 1 |  |  | Petroleum Liquids | 0.2 | IA | Carroll | 41.9067 | -95.0347 | 1928 | 3
SWPP | Manning | 1160 | 2 |  |  | Petroleum Liquids | 0.2 | IA | Carroll | 41.9067 | -95.0347 | 1928 | 3
SWPP | Manning | 1160 | 4 |  |  | Petroleum Liquids | 0.6 | IA | Carroll | 41.9067 | -95.0347 | 1949 | 7
SWPP | Manning | 1160 | M1 |  |  | Petroleum Liquids | 2.3 | IA | Carroll | 41.9067 | -95.0347 | 2012 | 4
SWPP | Manning | 1160 | M2 |  |  | Petroleum Liquids | 2.3 | IA | Carroll | 41.9067 | -95.0347 | 2012 | 4
SWPP | Manning | 1160 | M3 |  |  | Petroleum Liquids | 2.3 | IA | Carroll | 41.9067 | -95.0347 | 2012 | 4
SWPP | Marietta | 61616 | 1 |  |  | Solar Photovoltaic | 3 | OK | Love | 33.9432 | -97.1086 | 2017 | 4
SWPP | Markham | 2980 | 1 |  |  | Conventional Hydroelectric | 32.1 | OK | Mayes | 36.2317 | -95.1822 | 1964 | 5
SWPP | Markham | 2980 | 2 |  |  | Conventional Hydroelectric | 32.1 | OK | Mayes | 36.2317 | -95.1822 | 1964 | 5
SWPP | Markham | 2980 | 3 |  |  | Conventional Hydroelectric | 32.1 | OK | Mayes | 36.2317 | -95.1822 | 1964 | 5
SWPP | Markham | 2980 | 4 |  |  | Conventional Hydroelectric | 32.1 | OK | Mayes | 36.2317 | -95.1822 | 1964 | 5
SWPP | Marshall (MO) | 2144 | 10 |  |  | Natural Gas Internal Combustion Engine | 6.3 | MO | Saline | 39.1228 | -93.2064 | 1990 | 6
SWPP | Marshall (MO) | 2144 | 11 |  |  | Natural Gas Internal Combustion Engine | 6.3 | MO | Saline | 39.1228 | -93.2064 | 1994 | 1
SWPP | Marshall (MO) | 2144 | 7 |  |  | Petroleum Liquids | 1 | MO | Saline | 39.1228 | -93.2064 | 1988 | 6
SWPP | Marshall (MO) | 2144 | 8 |  |  | Petroleum Liquids | 1 | MO | Saline | 39.1228 | -93.2064 | 1988 | 6
SWPP | Marshall (MO) | 2144 | 9 |  |  | Petroleum Liquids | 1 | MO | Saline | 39.1228 | -93.2064 | 1988 | 6
SWPP | Marshall (MO) | 2144 | GT1 |  |  | Natural Gas Fired Combustion Turbine | 15.2 | MO | Saline | 39.1228 | -93.2064 | 1972 | 5
SWPP | Marshall Solar Farm (MO) | 60707 | MMSF1 |  |  | Solar Photovoltaic | 2.8 | MO | Saline | 39.0948 | -93.2104 | 2016 | 12
SWPP | Marshall Wind Farm | 59084 | RPMA |  |  | Onshore Wind Turbine | 73.8 | KS | Marshall | 39.7011 | -96.3608 | 2016 | 5
SWPP | Maverick Wind Project, LLC | 63494 | GEN1 |  |  | Onshore Wind Turbine | 288 | OK | Major | 36.2939 | -98.1647 | 2021 | 9
SWPP | McCartney | 7903 | MGS1 |  |  | Natural Gas Fired Combustion Turbine | 58.9 | MO | Greene | 37.2484 | -93.1708 | 2002 | 7
SWPP | McCartney | 7903 | MSG2 |  |  | Natural Gas Fired Combustion Turbine | 58.9 | MO | Greene | 37.2484 | -93.1708 | 2002 | 7
SWPP | McClain Energy Facility | 55457 | CT1 |  |  | Natural Gas Fired Combined Cycle | 176.6 | OK | McClain | 35.2977 | -97.5898 | 2001 | 6
SWPP | McClain Energy Facility | 55457 | CT2 |  |  | Natural Gas Fired Combined Cycle | 176.6 | OK | McClain | 35.2977 | -97.5898 | 2001 | 6
SWPP | McClain Energy Facility | 55457 | ST1 |  |  | Natural Gas Fired Combined Cycle | 198.1 | OK | McClain | 35.2977 | -97.5898 | 2001 | 6
SWPP | McCook | 2271 | 1 |  |  | Petroleum Liquids | 56.7 | NE | Red Willow | 40.2214 | -100.6508 | 1973 | 6
SWPP | McPherson 2 | 1305 | GT1 |  |  | Natural Gas Fired Combustion Turbine | 72.4 | KS | McPherson | 38.3634 | -97.6833 | 1973 | 6
SWPP | McPherson 2 | 1305 | GT2 |  |  | Petroleum Liquids | 71.2 | KS | McPherson | 38.3634 | -97.6833 | 1976 | 6
SWPP | McPherson 2 | 1305 | GT3 |  |  | Natural Gas Fired Combustion Turbine | 71.2 | KS | McPherson | 38.3634 | -97.6833 | 1979 | 6
SWPP | McPherson 3 | 7515 | NA1 |  |  | Natural Gas Fired Combustion Turbine | 115.6 | KS | McPherson | 38.3893 | -97.6111 | 1998 | 10
SWPP | Meade | 1306 | 2 |  |  | Natural Gas Internal Combustion Engine | 0.9 | KS | Meade | 37.2852 | -100.3324 | 1951 | 1
SWPP | Meade | 1306 | 3 |  |  | Natural Gas Internal Combustion Engine | 1.1 | KS | Meade | 37.2852 | -100.3324 | 1957 | 1
SWPP | Meade | 1306 | 4 |  |  | Natural Gas Internal Combustion Engine | 1.4 | KS | Meade | 37.2852 | -100.3324 | 1961 | 1
SWPP | Meade | 1306 | 5 |  |  | Natural Gas Internal Combustion Engine | 2.1 | KS | Meade | 37.2852 | -100.3324 | 1965 | 1
SWPP | Meade | 1306 | 6 |  |  | Natural Gas Internal Combustion Engine | 2.7 | KS | Meade | 37.2852 | -100.3324 | 1972 | 1
SWPP | Mesalands Comm College Wind Turbine | 57106 | 1 |  |  | Onshore Wind Turbine | 1.5 | NM | Quay | 35.17 | -103.74 | 2008 | 12
SWPP | Middle Daisy | 61681 | 10257 |  |  | Solar Photovoltaic | 5 | NM | Lea | 32.9786 | -103.3713 | 2017 | 11
SWPP | Midwest Energy Community Solar Array | 59632 | 1036 |  |  | Solar Photovoltaic | 1 | KS | Thomas | 39.4069 | -101.0394 | 2015 | 2
SWPP | Milford | 1164 | 1 |  |  | Petroleum Liquids | 0.6 | IA | Dickinson | 43.3261 | -95.1483 | 1954 | 1
SWPP | Milford | 1164 | 4 |  |  | Petroleum Liquids | 0.5 | IA | Dickinson | 43.3261 | -95.1483 | 1949 | 1
SWPP | Milford | 1164 | 5 |  |  | Petroleum Liquids | 1.8 | IA | Dickinson | 43.3261 | -95.1483 | 1997 | 5
SWPP | Milford | 1164 | 6 |  |  | Petroleum Liquids | 1.8 | IA | Dickinson | 43.3261 | -95.1483 | 1997 | 5
SWPP | Milford | 1164 | 7 |  |  | Petroleum Liquids | 1.8 | IA | Dickinson | 43.3261 | -95.1483 | 1997 | 5
SWPP | Milligan 1 Wind Farm | 64377 | SG275 |  |  | Onshore Wind Turbine | 99 | NE | Saline | 40.4786 | -97.2206 | 2020 | 12
SWPP | Milligan 1 Wind Farm | 64377 | SG4.5 |  |  | Onshore Wind Turbine | 135 | NE | Saline | 40.4786 | -97.2206 | 2021 | 3
SWPP | Milligan 1 Wind Farm | 64377 | V110 |  |  | Onshore Wind Turbine | 66 | NE | Saline | 40.4786 | -97.2206 | 2020 | 12
SWPP | Milo Wind Project LLC | 59838 | GEN1 |  |  | Onshore Wind Turbine | 50 | NM | Roosevelt | 33.9018 | -103.3468 | 2016 | 1
SWPP | Minco Wind I, LLC | 57590 | 1 |  |  | Onshore Wind Turbine | 99.2 | OK | Grady | 35.2803 | -97.9756 | 2010 | 12
SWPP | Minco Wind II, LLC | 57956 | 1 |  |  | Onshore Wind Turbine | 100.8 | OK | Grady | 35.3253 | -98.0714 | 2011 | 11
SWPP | Minco Wind III, LLC | 58203 | 1 |  |  | Onshore Wind Turbine | 100.8 | OK | Caddo | 35.3724 | -98.1827 | 2012 | 12
SWPP | Minco Wind IV, LLC | 61836 | MIV |  |  | Onshore Wind Turbine | 130 | OK | Canadian | 35.381 | -98.2696 | 2018 | 12
SWPP | Minneapolis City of | 1307 | 3 |  |  | Natural Gas Internal Combustion Engine | 1.3 | KS | Ottawa | 39.1194 | -97.7086 | 1961 | 12
SWPP | Minneapolis City of | 1307 | 4 |  |  | Natural Gas Internal Combustion Engine | 0.7 | KS | Ottawa | 39.1194 | -97.7086 | 1955 | 4
SWPP | Minneapolis City of | 1307 | 5 |  |  | Natural Gas Internal Combustion Engine | 2.1 | KS | Ottawa | 39.1194 | -97.7086 | 1966 | 9
SWPP | Minneapolis City of | 1307 | 6 |  |  | Natural Gas Internal Combustion Engine | 3 | KS | Ottawa | 39.1194 | -97.7086 | 1972 | 2
SWPP | Minneapolis City of | 1307 | 7 |  |  | Petroleum Liquids | 2 | KS | Ottawa | 39.1194 | -97.7086 | 1989 | 5
SWPP | Minot Wind Project | 55995 | MWP2 |  |  | Onshore Wind Turbine | 4.5 | ND | Ward | 48.0213 | -101.2805 | 2009 | 12
SWPP | Missouri River Wastewater Treatment | 55033 | 6013 |  |  | Other Waste Biomass | 1 | NE | Douglas | 41.2033 | -95.9292 | 2001 | 7
SWPP | Missouri River Wastewater Treatment | 55033 | 6101 |  |  | Other Waste Biomass | 1 | NE | Douglas | 41.2033 | -95.9292 | 1985 | 4
SWPP | Missouri River Wastewater Treatment | 55033 | 6102 |  |  | Other Waste Biomass | 1 | NE | Douglas | 41.2033 | -95.9292 | 1985 | 4
SWPP | Mobile | 6229 | 1 |  |  | Petroleum Liquids | 1 | NE | York | 40.883 | -97.6014 | 1980 | 1
SWPP | Mobile | 6229 | 2 |  |  | Petroleum Liquids | 1.6 | NE | York | 40.883 | -97.6014 | 1996 | 3
SWPP | Mobile | 6229 | 500 |  |  | Petroleum Liquids | 0.5 | NE | York | 40.883 | -97.6014 | 1994 | 10
SWPP | Monroe (NE) | 2273 | 1 |  |  | Conventional Hydroelectric | 2.8 | NE | Platte | 41.4872 | -97.6078 | 1936 | 1
SWPP | Monroe (NE) | 2273 | 2 |  |  | Conventional Hydroelectric | 2.8 | NE | Platte | 41.4872 | -97.6078 | 1936 | 1
SWPP | Monroe (NE) | 2273 | 3 |  |  | Conventional Hydroelectric | 2.8 | NE | Platte | 41.4872 | -97.6078 | 1936 | 1
SWPP | Monroe 009452 SCS Cozad, LLC | 65416 | 20214 |  |  | Solar Photovoltaic | 2 | NE | Dawson | 40.8727 | -99.9786 | 2021 | 7
SWPP | Mooreland | 3008 | 1 |  |  | Natural Gas Steam Turbine | 45 | OK | Woodward | 36.4372 | -99.2254 | 1964 | 3
SWPP | Mooreland | 3008 | 2 |  |  | Natural Gas Steam Turbine | 125 | OK | Woodward | 36.4372 | -99.2254 | 1968 | 7
SWPP | Mooreland | 3008 | 3 |  |  | Natural Gas Steam Turbine | 135 | OK | Woodward | 36.4372 | -99.2254 | 1975 | 7
SWPP | Moorhead Wind Turbine | 7855 | 8 |  |  | Onshore Wind Turbine | 0.7 | MN | Clay | 46.895 | -96.7347 | 1999 | 5
SWPP | Moorhead Wind Turbine | 7855 | 9 |  |  | Onshore Wind Turbine | 0.7 | MN | Clay | 46.895 | -96.7347 | 2001 | 9
SWPP | Mulvane 2 | 7976 | 10 |  |  | Petroleum Liquids | 4.1 | KS | Sedgwick | 37.4908 | -97.2216 | 2003 | 9
SWPP | Mulvane 2 | 7976 | 11 |  |  | Petroleum Liquids | 4.1 | KS | Sedgwick | 37.4908 | -97.2216 | 2003 | 9
SWPP | Mulvane 2 | 7976 | 9 |  |  | Petroleum Liquids | 1 | KS | Sedgwick | 37.4908 | -97.2216 | 2003 | 9
SWPP | Muskogee | 2952 | 4 |  |  | Natural Gas Steam Turbine | 572 | OK | Muskogee | 35.7614 | -95.2873 | 1977 | 12
SWPP | Muskogee | 2952 | 5 |  |  | Natural Gas Steam Turbine | 572 | OK | Muskogee | 35.7614 | -95.2873 | 1978 | 10
SWPP | Muskogee | 2952 | 6 |  |  | Conventional Steam Coal | 572 | OK | Muskogee | 35.7614 | -95.2873 | 1984 | 6
SWPP | Mustang | 2953 | GT1 |  |  | Natural Gas Fired Combustion Turbine | 66 | OK | Canadian | 35.4699 | -97.675 | 2017 | 9
SWPP | Mustang | 2953 | GT2 |  |  | Natural Gas Fired Combustion Turbine | 66 | OK | Canadian | 35.4699 | -97.675 | 2017 | 10
SWPP | Mustang | 2953 | GT3 |  |  | Natural Gas Fired Combustion Turbine | 66 | OK | Canadian | 35.4699 | -97.675 | 2017 | 10
SWPP | Mustang | 2953 | GT4 |  |  | Natural Gas Fired Combustion Turbine | 66 | OK | Canadian | 35.4699 | -97.675 | 2017 | 11
SWPP | Mustang | 2953 | GT5 |  |  | Natural Gas Fired Combustion Turbine | 66 | OK | Canadian | 35.4699 | -97.675 | 2017 | 12
SWPP | Mustang | 2953 | GT6 |  |  | Natural Gas Fired Combustion Turbine | 66 | OK | Canadian | 35.4699 | -97.675 | 2017 | 12
SWPP | Mustang | 2953 | GT7 |  |  | Natural Gas Fired Combustion Turbine | 66 | OK | Canadian | 35.4699 | -97.675 | 2017 | 12
SWPP | Mustang | 2953 | SLR1 |  |  | Solar Photovoltaic | 2.5 | OK | Canadian | 35.4699 | -97.675 | 2015 | 8
SWPP | Mustang Station | 55065 | GEN1 |  |  | Natural Gas Fired Combined Cycle | 174.2 | TX | Yoakum | 32.9728 | -102.7417 | 1999 | 6
SWPP | Mustang Station | 55065 | GEN2 |  |  | Natural Gas Fired Combined Cycle | 174.2 | TX | Yoakum | 32.9728 | -102.7417 | 1999 | 6
SWPP | Mustang Station | 55065 | GEN3 |  |  | Natural Gas Fired Combined Cycle | 172.6 | TX | Yoakum | 32.9728 | -102.7417 | 2000 | 4
SWPP | Mustang Station Unit 4 | 56326 | GEN1 |  |  | Natural Gas Fired Combustion Turbine | 153 | TX | Yoakum | 32.9746 | -102.7436 | 2006 | 4
SWPP | Mustang Station Unit 4 | 56326 | GEN2 |  |  | Natural Gas Fired Combustion Turbine | 153 | TX | Yoakum | 32.9746 | -102.7436 | 2007 | 6
SWPP | Mustang Station Unit 4 | 56326 | GEN3 |  |  | Natural Gas Fired Combustion Turbine | 166.1 | TX | Yoakum | 32.9746 | -102.7436 | 2013 | 8
SWPP | Narrows (AR) | 195 | 1 |  |  | Conventional Hydroelectric | 8.5 | AR | Pike | 34.1484 | -93.7152 | 1950 | 5
SWPP | Narrows (AR) | 195 | 2 |  |  | Conventional Hydroelectric | 8.5 | AR | Pike | 34.1484 | -93.7152 | 1950 | 5
SWPP | Narrows (AR) | 195 | 3 |  |  | Conventional Hydroelectric | 8.5 | AR | Pike | 34.1484 | -93.7152 | 1969 | 9
SWPP | Nearman Creek | 6064 | 1 |  |  | Conventional Steam Coal | 261 | KS | Wyandotte | 39.1681 | -94.6975 | 1981 | 6
SWPP | Nearman Creek | 6064 | CT4 |  |  | Natural Gas Fired Combustion Turbine | 104 | KS | Wyandotte | 39.1681 | -94.6975 | 2006 | 2
SWPP | Nebraska City | 6096 | 1 |  |  | Conventional Steam Coal | 651.6 | NE | Otoe | 40.6214 | -95.7764 | 1979 | 4
SWPP | Nebraska City | 6096 | 2 |  |  | Conventional Steam Coal | 738 | NE | Otoe | 40.6214 | -95.7764 | 2009 | 5
SWPP | Nebraska City # 1 | 2255 | 10 |  |  | Natural Gas Internal Combustion Engine | 6.5 | NE | Otoe | 40.6806 | -95.8475 | 1979 | 4
SWPP | Nebraska City # 1 | 2255 | 2 |  |  | Petroleum Liquids | 1.5 | NE | Otoe | 40.6806 | -95.8475 | 1953 | 5
SWPP | Nebraska City # 1 | 2255 | 3 |  |  | Natural Gas Internal Combustion Engine | 2.5 | NE | Otoe | 40.6806 | -95.8475 | 1955 | 5
SWPP | Nebraska City # 1 | 2255 | 4 |  |  | Natural Gas Internal Combustion Engine | 3.1 | NE | Otoe | 40.6806 | -95.8475 | 1957 | 8
SWPP | Nebraska City # 1 | 2255 | 5 |  |  | Natural Gas Internal Combustion Engine | 2 | NE | Otoe | 40.6806 | -95.8475 | 1964 | 8
SWPP | Nebraska City # 1 | 2255 | 8 |  |  | Natural Gas Internal Combustion Engine | 4.1 | NE | Otoe | 40.6806 | -95.8475 | 1971 | 4
SWPP | Nebraska City # 1 | 2255 | 9 |  |  | Natural Gas Internal Combustion Engine | 6.4 | NE | Otoe | 40.6806 | -95.8475 | 1974 | 6
SWPP | Nebraska City # 2 | 7555 | 11 |  |  | Natural Gas Internal Combustion Engine | 4.5 | NE | Otoe | 40.6661 | -95.8683 | 1998 | 8
SWPP | Nebraska City # 2 | 7555 | 12 |  |  | Natural Gas Internal Combustion Engine | 4.5 | NE | Otoe | 40.6661 | -95.8683 | 1998 | 8
SWPP | Nebraska City # 2 | 7555 | 13 |  |  | Petroleum Liquids | 4.5 | NE | Otoe | 40.6661 | -95.8683 | 1998 | 11
SWPP | Neosho Ridge Wind Energy Center | 62481 | NRW1 |  |  | Onshore Wind Turbine | 301 | KS | Neosho | 37.4854 | -95.3767 | 2021 | 5
SWPP | Nevada | 2090 | 1 |  |  | Petroleum Liquids | 21.6 | MO | Vernon | 37.8503 | -94.3444 | 1974 | 6
SWPP | New Hampton | 1168 | 3 |  |  | Natural Gas Internal Combustion Engine | 3.5 | IA | Chickasaw | 43.0689 | -92.3201 | 1967 | 4
SWPP | New Hampton | 1168 | 4 |  |  | Natural Gas Internal Combustion Engine | 6.2 | IA | Chickasaw | 43.0689 | -92.3201 | 1973 | 2
SWPP | New Hampton | 1168 | 5 |  |  | Natural Gas Internal Combustion Engine | 6.2 | IA | Chickasaw | 43.0689 | -92.3201 | 1973 | 2
SWPP | New Hampton | 1168 | 7 |  |  | Petroleum Liquids | 5.3 | IA | Chickasaw | 43.0689 | -92.3201 | 1999 | 5
SWPP | New Hampton | 1168 | 8 |  |  | Petroleum Liquids | 5.3 | IA | Chickasaw | 43.0689 | -92.3201 | 1999 | 5
SWPP | NextEra-Blackwell Wind, LLC | 58209 | WT |  |  | Onshore Wind Turbine | 59.8 | OK | Kay | 36.8467 | -97.4175 | 2012 | 12
SWPP | Nichols | 3484 | 1 |  |  | Natural Gas Steam Turbine | 113.6 | TX | Potter | 35.2834 | -101.7464 | 1960 | 1
SWPP | Nichols | 3484 | 2 |  |  | Natural Gas Steam Turbine | 113.6 | TX | Potter | 35.2834 | -101.7464 | 1962 | 1
SWPP | Nichols | 3484 | 3 |  |  | Natural Gas Steam Turbine | 247.5 | TX | Potter | 35.2834 | -101.7464 | 1968 | 1
SWPP | Ninnescah Wind Energy, LLC | 60620 | NSW |  |  | Onshore Wind Turbine | 208.3 | KS | Pratt | 37.5867 | -98.5793 | 2016 | 12
SWPP | Nixa Solar, LLC | 60673 | NIXA |  |  | Solar Photovoltaic | 7.9 | MO | Christian | 37.0439 | -93.339 | 2017 | 11
SWPP | Noble Hill Landfill | 56404 | NHLC |  |  | Landfill Gas | 3.2 | MO | Greene | 37.3811 | -93.3514 | 2006 | 5
SWPP | Noland Wastewater Treatment Plant Hybrid | 62682 | FAYE1 |  |  | Solar Photovoltaic | 5 | AR | Washington | 36.0823 | -94.0671 | 2019 | 7
SWPP | Noland Wastewater Treatment Plant Hybrid | 62682 | FAYEB |  |  | Batteries | 6 | AR | Washington | 36.0823 | -94.0671 | 2019 | 7
SWPP | Norman Solar | 64473 | NORMN |  |  | Solar Photovoltaic | 2 | OK | Cleveland | 35.2269 | -97.3604 | 2021 | 1
SWPP | North Bend Wind Project, LLC | 67002 | NBEND |  |  | Onshore Wind Turbine | 200 | SD | Hyde | 44.3773 | -99.6601 | 2023 | 12
SWPP | North Denver | 2244 | 4 |  |  | Natural Gas Steam Turbine | 17 | NE | Adams | 40.5988 | -98.3886 | 1957 | 12
SWPP | North Denver | 2244 | 5 |  |  | Natural Gas Steam Turbine | 22 | NE | Adams | 40.5988 | -98.3886 | 1967 | 10
SWPP | North Fork Ridge Wind Energy Center | 62478 | NFRW1 |  |  | Onshore Wind Turbine | 149.4 | MO | Barton | 37.39 | -94.5103 | 2020 | 12
SWPP | North Fork Solar Project | 66866 | NFORK |  |  | Solar Photovoltaic | 120 | OK | Kiowa | 34.6178 | -98.9826 | 2024 | 5
SWPP | North Omaha | 2291 | 1 |  |  | Natural Gas Steam Turbine | 73.5 | NE | Douglas | 41.3291 | -95.9447 | 1954 | 7
SWPP | North Omaha | 2291 | 2 |  |  | Natural Gas Steam Turbine | 108.8 | NE | Douglas | 41.3291 | -95.9447 | 1957 | 4
SWPP | North Omaha | 2291 | 3 |  |  | Natural Gas Steam Turbine | 108.8 | NE | Douglas | 41.3291 | -95.9447 | 1959 | 4
SWPP | North Omaha | 2291 | 4 |  |  | Conventional Steam Coal | 136 | NE | Douglas | 41.3291 | -95.9447 | 1963 | 3
SWPP | North Omaha | 2291 | 5 |  |  | Conventional Steam Coal | 217.6 | NE | Douglas | 41.3291 | -95.9447 | 1968 | 5
SWPP | North Platte | 2274 | 1 |  |  | Conventional Hydroelectric | 13.1 | NE | Lincoln | 41.0864 | -100.7594 | 1935 | 1
SWPP | North Platte | 2274 | 2 |  |  | Conventional Hydroelectric | 13.1 | NE | Lincoln | 41.0864 | -100.7594 | 1935 | 1
SWPP | Northeast (MO) | 2081 | 11 |  |  | Petroleum Liquids | 55.4 | MO | Jackson | 39.1228 | -94.5606 | 1972 | 5
SWPP | Northeast (MO) | 2081 | 12 |  |  | Petroleum Liquids | 55.4 | MO | Jackson | 39.1228 | -94.5606 | 1972 | 5
SWPP | Northeast (MO) | 2081 | 13 |  |  | Petroleum Liquids | 71.2 | MO | Jackson | 39.1228 | -94.5606 | 1975 | 5
SWPP | Northeast (MO) | 2081 | 14 |  |  | Petroleum Liquids | 71.2 | MO | Jackson | 39.1228 | -94.5606 | 1975 | 5
SWPP | Northeast (MO) | 2081 | 15 |  |  | Petroleum Liquids | 71.2 | MO | Jackson | 39.1228 | -94.5606 | 1976 | 6
SWPP | Northeast (MO) | 2081 | 16 |  |  | Petroleum Liquids | 71.2 | MO | Jackson | 39.1228 | -94.5606 | 1976 | 6
SWPP | Northeast (MO) | 2081 | 17 |  |  | Petroleum Liquids | 71.2 | MO | Jackson | 39.1228 | -94.5606 | 1977 | 5
SWPP | Northeast (MO) | 2081 | 18 |  |  | Petroleum Liquids | 71.2 | MO | Jackson | 39.1228 | -94.5606 | 1977 | 5
SWPP | Northeast (MO) | 2081 | 19 |  |  | Petroleum Liquids | 2 | MO | Jackson | 39.1228 | -94.5606 | 1985 | 6
SWPP | Northeastern | 2963 | 1 |  |  | Natural Gas Fired Combined Cycle | 170 | OK | Rogers | 36.4317 | -95.7008 | 1961 | 4
SWPP | Northeastern | 2963 | 1A |  |  | Natural Gas Fired Combined Cycle | 178.5 | OK | Rogers | 36.4317 | -95.7008 | 2001 | 8
SWPP | Northeastern | 2963 | 1B |  |  | Natural Gas Fired Combined Cycle | 178.5 | OK | Rogers | 36.4317 | -95.7008 | 2001 | 8
SWPP | Northeastern | 2963 | 2 |  |  | Natural Gas Steam Turbine | 473 | OK | Rogers | 36.4317 | -95.7008 | 1970 | 5
SWPP | Northeastern | 2963 | 3 |  |  | Conventional Steam Coal | 473 | OK | Rogers | 36.4317 | -95.7008 | 1979 | 12
SWPP | Northeastern | 2963 | IC1 |  |  | Petroleum Liquids | 4.5 | OK | Rogers | 36.4317 | -95.7008 | 1980 | 12
SWPP | OREG 1 Inc | 56833 | CS10 |  |  | All Other | 7.5 | MT | Roosevelt | 48.2139 | -104.3975 | 2006 | 10
SWPP | OREG 1 Inc | 56833 | CS11 |  |  | All Other | 7.5 | MT | Roosevelt | 48.2139 | -104.3975 | 2006 | 8
SWPP | OREG 1 Inc | 56833 | CS7 |  |  | All Other | 7.5 | MT | Roosevelt | 48.2139 | -104.3975 | 2006 | 7
SWPP | OREG 1 Inc | 56833 | CS9 |  |  | All Other | 7.5 | MT | Roosevelt | 48.2139 | -104.3975 | 2006 | 8
SWPP | OREG 2 Inc | 56880 | CS12 |  |  | All Other | 7.5 | MT | Roosevelt | 48.2142 | -104.3975 | 2009 | 10
SWPP | OREG 2 Inc | 56880 | CS3 |  |  | All Other | 7.5 | MT | Roosevelt | 48.2142 | -104.3975 | 2009 | 12
SWPP | OREG 2 Inc | 56880 | CS5 |  |  | All Other | 7.5 | MT | Roosevelt | 48.2142 | -104.3975 | 2009 | 2
SWPP | OREG 2 Inc | 56880 | CS8 |  |  | All Other | 7.5 | MT | Roosevelt | 48.2142 | -104.3975 | 2008 | 12
SWPP | OU Spirit Wind Farm | 57286 | WT1 |  |  | Onshore Wind Turbine | 101.2 | OK | Woodward | 36.3338 | -99.4801 | 2009 | 12
SWPP | Oahe | 3356 | 1 |  |  | Conventional Hydroelectric | 112.3 | SD | Hughes | 44.4504 | -100.3866 | 1962 | 4
SWPP | Oahe | 3356 | 2 |  |  | Conventional Hydroelectric | 112.3 | SD | Hughes | 44.4504 | -100.3866 | 1962 | 12
SWPP | Oahe | 3356 | 3 |  |  | Conventional Hydroelectric | 112.3 | SD | Hughes | 44.4504 | -100.3866 | 1962 | 7
SWPP | Oahe | 3356 | 4 |  |  | Conventional Hydroelectric | 112.3 | SD | Hughes | 44.4504 | -100.3866 | 1962 | 10
SWPP | Oahe | 3356 | 5 |  |  | Conventional Hydroelectric | 112.3 | SD | Hughes | 44.4504 | -100.3866 | 1963 | 3
SWPP | Oahe | 3356 | 6 |  |  | Conventional Hydroelectric | 112.3 | SD | Hughes | 44.4504 | -100.3866 | 1963 | 5
SWPP | Oahe | 3356 | 7 |  |  | Conventional Hydroelectric | 112.3 | SD | Hughes | 44.4504 | -100.3866 | 1963 | 6
SWPP | Oak Grove Power Producers | 57489 | G1 |  |  | Landfill Gas | 1.6 | KS | Crawford | 37.6297 | -94.6414 | 2010 | 3
SWPP | Oak Grove Power Producers | 57489 | G2 |  |  | Landfill Gas | 2 | KS | Crawford | 37.6297 | -94.6414 | 2013 | 12
SWPP | Oak Leaf - CSG Portfolio (OL 36) | 66736 | P4159 |  |  | Solar Photovoltaic | 1.5 | CO | Arapahoe | 39.6517 | -104.5315 | 2021 | 6
SWPP | Oak Leaf - CSG Portfolio (OL 37) | 66737 | P4161 |  |  | Solar Photovoltaic | 1.5 | CO | Adams | 39.7854 | -104.5913 | 2020 | 12
SWPP | Oak Leaf - CSG Portfolio (OL 38) | 66738 | P4581 |  |  | Solar Photovoltaic | 1.5 | CO | Adams | 39.7854 | -104.5913 | 2021 | 6
SWPP | Oak Leaf - CSG Portfolio (OL 39) | 66739 | P4162 |  |  | Solar Photovoltaic | 1.5 | CO | Arapahoe | 39.6553 | -104.5285 | 2021 | 6
SWPP | Oak Leaf - CSG Portfolio (OL 44) | 66740 | P4347 |  |  | Solar Photovoltaic | 1.5 | CO | Adams | 39.7831 | -104.5838 | 2020 | 12
SWPP | Oak Leaf Solar XVIII LLC | 64831 | DIA7 |  |  | Solar Photovoltaic | 9 | CO | Adams | 39.8926 | -104.6685 | 2021 | 12
SWPP | Oak Tree Energy | 59435 | OTE14 |  |  | Onshore Wind Turbine | 19.5 | SD | Clark | 44.9333 | -97.7414 | 2014 | 12
SWPP | Oberlin (KS) | 1312 | 7 |  |  | Petroleum Liquids | 3 | KS | Decatur | 39.8217 | -100.5289 | 2024 | 6
SWPP | Oberlin (KS) | 1312 | 8 |  |  | Petroleum Liquids | 3 | KS | Decatur | 39.8217 | -100.5289 | 2024 | 6
SWPP | Oklahoma Wind Energy Center | 56094 | GE15 |  |  | Onshore Wind Turbine | 51 | OK | Woodward | 36.604 | -99.34 | 2003 | 10
SWPP | Oklahoma Wind Energy Center | 56094 | GSOO |  |  | Onshore Wind Turbine | 51 | OK | Woodward | 36.604 | -99.34 | 2003 | 10
SWPP | Oliver Wind IV | 67502 | GEN4 |  |  | Onshore Wind Turbine | 198.8 | ND | Oliver | 47.1243 | -101.6124 | 2024 | 12
SWPP | Oneta Energy Center | 55225 | CTG1 |  |  | Natural Gas Fired Combined Cycle | 176 | OK | Wagoner | 36.0119 | -95.6967 | 2002 | 7
SWPP | Oneta Energy Center | 55225 | CTG2 |  |  | Natural Gas Fired Combined Cycle | 176 | OK | Wagoner | 36.0119 | -95.6967 | 2002 | 7
SWPP | Oneta Energy Center | 55225 | CTG3 |  |  | Natural Gas Fired Combined Cycle | 176 | OK | Wagoner | 36.0119 | -95.6967 | 2003 | 6
SWPP | Oneta Energy Center | 55225 | CTG4 |  |  | Natural Gas Fired Combined Cycle | 176 | OK | Wagoner | 36.0119 | -95.6967 | 2003 | 6
SWPP | Oneta Energy Center | 55225 | STG1 |  |  | Natural Gas Fired Combined Cycle | 255 | OK | Wagoner | 36.0119 | -95.6967 | 2002 | 7
SWPP | Oneta Energy Center | 55225 | STG2 |  |  | Natural Gas Fired Combined Cycle | 255 | OK | Wagoner | 36.0119 | -95.6967 | 2003 | 6
SWPP | Ord | 2294 | 1 |  |  | Petroleum Liquids | 5 | NE | Valley | 41.6042 | -98.9261 | 1973 | 1
SWPP | Ord | 2294 | 2 |  |  | Petroleum Liquids | 1.5 | NE | Valley | 41.6042 | -98.9261 | 1966 | 1
SWPP | Ord | 2294 | 3 |  |  | Petroleum Liquids | 2.5 | NE | Valley | 41.6042 | -98.9261 | 1963 | 1
SWPP | Ord | 2294 | 4A |  |  | Petroleum Liquids | 1.5 | NE | Valley | 41.6042 | -98.9261 | 1997 | 4
SWPP | Ord | 2294 | 5A |  |  | Petroleum Liquids | 1.5 | NE | Valley | 41.6042 | -98.9261 | 1997 | 4
SWPP | Origin Wind | 58938 | WT |  |  | Onshore Wind Turbine | 150 | OK | Murray | 34.4461 | -97.2697 | 2014 | 11
SWPP | Osage City | 1313 | 1 |  |  | Natural Gas Internal Combustion Engine | 1.1 | KS | Osage | 38.6332 | -95.8277 | 1955 | 9
SWPP | Osage City | 1313 | 2 |  |  | Natural Gas Internal Combustion Engine | 1.2 | KS | Osage | 38.6332 | -95.8277 | 1960 | 9
SWPP | Osage City | 1313 | 4 |  |  | Natural Gas Internal Combustion Engine | 2 | KS | Osage | 38.6332 | -95.8277 | 1967 | 9
SWPP | Osage City | 1313 | 5 |  |  | Natural Gas Internal Combustion Engine | 2 | KS | Osage | 38.6332 | -95.8277 | 1970 | 9
SWPP | Osage City | 1313 | 7 |  |  | Natural Gas Internal Combustion Engine | 1.7 | KS | Osage | 38.6332 | -95.8277 | 1984 | 6
SWPP | Osage City | 1313 | IC3 |  |  | Natural Gas Internal Combustion Engine | 2 | KS | Osage | 38.6332 | -95.8277 | 2011 | 5
SWPP | Osage City | 1313 | IC6 |  |  | Natural Gas Internal Combustion Engine | 1.1 | KS | Osage | 38.6332 | -95.8277 | 1983 | 7
SWPP | Osage City Solar | 67699 | OSAGE |  |  | Solar Photovoltaic | 1.8 | KS | Osage | 38.6512 | -95.8281 | 2024 | 12
SWPP | Osawatomie | 7928 | 1 |  |  | Natural Gas Fired Combustion Turbine | 102 | KS | Miami | 38.5322 | -94.9026 | 2003 | 6
SWPP | Osawatomie City of | 1314 | 2 |  |  | Petroleum Liquids | 2.3 | KS | Miami | 38.5017 | -94.9601 | 1957 | 2
SWPP | Osawatomie City of | 1314 | 4 |  |  | Petroleum Liquids | 1.2 | KS | Miami | 38.5017 | -94.9601 | 1950 | 10
SWPP | Osawatomie City of | 1314 | 5 |  |  | Petroleum Liquids | 3.1 | KS | Miami | 38.5017 | -94.9601 | 1966 | 5
SWPP | Osawatomie Power Plant North Sub | 60751 | CAT1 |  |  | Petroleum Liquids | 2 | KS | Miami | 38.5013 | -94.9569 | 2018 | 5
SWPP | Osawatomie Power Plant North Sub | 60751 | CAT2 |  |  | Petroleum Liquids | 2 | KS | Miami | 38.5013 | -94.9569 | 2018 | 5
SWPP | Osawatomie Power Plant North Sub | 60751 | CAT3 |  |  | Petroleum Liquids | 2 | KS | Miami | 38.5013 | -94.9569 | 2018 | 5
SWPP | Osawatomie Power Plant South Sub | 60750 | CAT4 |  |  | Petroleum Liquids | 2 | KS | Miami | 38.4956 | -94.9526 | 2017 | 3
SWPP | Osawatomie Power Plant South Sub | 60750 | CAT5 |  |  | Petroleum Liquids | 2 | KS | Miami | 38.4956 | -94.9526 | 2017 | 3
SWPP | Osawatomie Power Plant South Sub | 60750 | CAT6 |  |  | Petroleum Liquids | 2 | KS | Miami | 38.4956 | -94.9526 | 2017 | 3
SWPP | Osawatomie Solar | 67025 | PV |  |  | Solar Photovoltaic | 4.9 | KS | Miami | 38.5215 | -94.9382 | 2024 | 12
SWPP | Osborn Wind Energy | 60672 | GEN1 |  |  | Onshore Wind Turbine | 200.9 | MO | DeKalb | 39.7477 | -94.4735 | 2016 | 12
SWPP | Osborne | 1315 | 1 |  |  | Petroleum Liquids | 2.3 | KS | Osborne | 39.442 | -98.6903 | 1967 | 6
SWPP | Osborne | 1315 | 2 |  |  | Petroleum Liquids | 2 | KS | Osborne | 39.442 | -98.6903 | 1963 | 6
SWPP | Osborne | 1315 | 3 |  |  | Petroleum Liquids | 1.1 | KS | Osborne | 39.442 | -98.6903 | 1957 | 6
SWPP | Osborne | 1315 | 6 |  |  | Natural Gas Internal Combustion Engine | 0.5 | KS | Osborne | 39.442 | -98.6903 | 1992 | 4
SWPP | Osborne | 1315 | 7 |  |  | Natural Gas Internal Combustion Engine | 0.5 | KS | Osborne | 39.442 | -98.6903 | 1992 | 4
SWPP | Osborne | 1315 | 8 |  |  | Natural Gas Internal Combustion Engine | 0.7 | KS | Osborne | 39.442 | -98.6903 | 1994 | 9
SWPP | Osceola Windpower LLC | 56645 | CL25 |  |  | Onshore Wind Turbine | 98.2 | IA | Osceola | 43.4303 | -95.4167 | 2008 | 7
SWPP | Ottawa | 1316 | IC3 |  |  | Natural Gas Internal Combustion Engine | 3.7 | KS | Franklin | 38.6156 | -95.2797 | 1962 | 5
SWPP | Ottawa | 1316 | IC4 |  |  | Natural Gas Internal Combustion Engine | 3.5 | KS | Franklin | 38.6156 | -95.2797 | 1958 | 12
SWPP | Ottawa | 1316 | IC6 |  |  | Natural Gas Internal Combustion Engine | 6 | KS | Franklin | 38.6156 | -95.2797 | 1981 | 5
SWPP | Ottawa | 1316 | IC7 |  |  | Natural Gas Internal Combustion Engine | 6 | KS | Franklin | 38.6156 | -95.2797 | 1981 | 5
SWPP | Oxford (KS) | 7432 | 1A |  |  | Petroleum Liquids | 1.7 | KS | Sumner | 37.2758 | -97.1636 | 1999 | 7
SWPP | Oxford (KS) | 7432 | 2A |  |  | Petroleum Liquids | 1.7 | KS | Sumner | 37.2758 | -97.1636 | 1999 | 7
SWPP | Oxford (KS) | 7432 | 3A |  |  | Petroleum Liquids | 1.7 | KS | Sumner | 37.2758 | -97.1636 | 2007 | 3
SWPP | Oxford (NE) | 2295 | 2 |  |  | Natural Gas Internal Combustion Engine | 0.6 | NE | Furnas | 40.2581 | -99.6108 | 1953 | 8
SWPP | Oxford (NE) | 2295 | 3 |  |  | Natural Gas Internal Combustion Engine | 0.9 | NE | Furnas | 40.2581 | -99.6108 | 1956 | 1
SWPP | Oxford (NE) | 2295 | 4 |  |  | Natural Gas Internal Combustion Engine | 0.6 | NE | Furnas | 40.2581 | -99.6108 | 1956 | 1
SWPP | Oxford (NE) | 2295 | 5 |  |  | Natural Gas Internal Combustion Engine | 1.3 | NE | Furnas | 40.2581 | -99.6108 | 1972 | 10
SWPP | Ozark Beach | 6280 | 5 |  |  | Conventional Hydroelectric | 4 | MO | Taney | 36.659 | -93.1235 | 1931 | 6
SWPP | Ozark Beach | 6280 | 6 |  |  | Conventional Hydroelectric | 4 | MO | Taney | 36.659 | -93.1235 | 1931 | 6
SWPP | Ozark Beach | 6280 | 7 |  |  | Conventional Hydroelectric | 4 | MO | Taney | 36.659 | -93.1235 | 1931 | 6
SWPP | Ozark Beach | 6280 | 8 |  |  | Conventional Hydroelectric | 4 | MO | Taney | 36.659 | -93.1235 | 1931 | 6
SWPP | Ozarks Natural Energy Community Solar | 60924 | GEN1 |  |  | Solar Photovoltaic | 1 | AR | Washington | 36.1643 | -94.0823 | 2016 | 4
SWPP | POET Bioprocessing- Mitchell | 65367 | 1 |  |  | Natural Gas Steam Turbine | 3.9 | SD | Davison | 43.8024 | -98.1018 | 2021 | 10
SWPP | Palmer's Creek Wind Farm, LLC | 62291 | PCWF |  |  | Onshore Wind Turbine | 44.6 | MN | Chippewa | 44.8577 | -95.5689 | 2018 | 12
SWPP | Palo Duro Wind | 59475 | GE1.7 |  |  | Onshore Wind Turbine | 282.3 | TX | Ochiltree | 36.2439 | -101.0014 | 2014 | 12
SWPP | Pantex | 58404 | 1 |  |  | Onshore Wind Turbine | 11.5 | TX | Carson | 35.3228 | -101.5325 | 2014 | 6
SWPP | Papillion Creek Wastewater | 55027 | 951 |  |  | Other Waste Biomass | 0.5 | NE | Sarpy | 41.0772 | -95.87 | 1987 | 5
SWPP | Papillion Creek Wastewater | 55027 | 952 |  |  | Other Waste Biomass | 0.5 | NE | Sarpy | 41.0772 | -95.87 | 1987 | 5
SWPP | Papillion Creek Wastewater | 55027 | 953 |  |  | Other Waste Biomass | 0.5 | NE | Sarpy | 41.0772 | -95.87 | 1987 | 5
SWPP | Pawhuska | 2995 | 1 |  |  | Petroleum Liquids | 1.4 | OK | Osage | 36.6694 | -96.3474 | 1949 | 9
SWPP | Pawhuska | 2995 | 2 |  |  | Petroleum Liquids | 2 | OK | Osage | 36.6694 | -96.3474 | 1954 | 8
SWPP | Pawhuska | 2995 | 3 |  |  | Petroleum Liquids | 3.1 | OK | Osage | 36.6694 | -96.3474 | 1966 | 8
SWPP | Pawhuska | 2995 | 5 |  |  | Petroleum Liquids | 2.5 | OK | Osage | 36.6694 | -96.3474 | 1960 | 9
SWPP | Pender | 2296 | 1 |  |  | Petroleum Liquids | 1.5 | NE | Thurston | 42.1147 | -96.7054 | 1968 | 1
SWPP | Pender | 2296 | 2 |  |  | Petroleum Liquids | 2 | NE | Thurston | 42.1147 | -96.7054 | 1973 | 1
SWPP | Pender | 2296 | 3 |  |  | Petroleum Liquids | 0.5 | NE | Thurston | 42.1147 | -96.7054 | 1953 | 1
SWPP | Pender | 2296 | 4 |  |  | Petroleum Liquids | 0.9 | NE | Thurston | 42.1147 | -96.7054 | 1961 | 1
SWPP | Pensacola | 2981 | 1 |  |  | Conventional Hydroelectric | 21.6 | OK | Mayes | 36.4675 | -95.0414 | 1940 | 8
SWPP | Pensacola | 2981 | 2 |  |  | Conventional Hydroelectric | 21.6 | OK | Mayes | 36.4675 | -95.0414 | 1940 | 8
SWPP | Pensacola | 2981 | 3 |  |  | Conventional Hydroelectric | 21.6 | OK | Mayes | 36.4675 | -95.0414 | 1940 | 8
SWPP | Pensacola | 2981 | 4 |  |  | Conventional Hydroelectric | 21.6 | OK | Mayes | 36.4675 | -95.0414 | 1940 | 8
SWPP | Pensacola | 2981 | 5 |  |  | Conventional Hydroelectric | 21.6 | OK | Mayes | 36.4675 | -95.0414 | 1946 | 8
SWPP | Pensacola | 2981 | 6 |  |  | Conventional Hydroelectric | 21.6 | OK | Mayes | 36.4675 | -95.0414 | 1946 | 8
SWPP | Pensacola | 2981 | A |  |  | Conventional Hydroelectric | 0.5 | OK | Mayes | 36.4675 | -95.0414 | 1940 | 8
SWPP | Perennial Windfarm | 61677 | T-1 |  |  | Onshore Wind Turbine | 2.3 | NE | Fillmore | 40.6319 | -97.6427 | 2018 | 7
SWPP | Perennial Windfarm | 61677 | T-2 |  |  | Onshore Wind Turbine | 2.3 | NE | Fillmore | 40.6319 | -97.6427 | 2018 | 7
SWPP | Perennial Windfarm | 61677 | T-3 |  |  | Onshore Wind Turbine | 2.3 | NE | Fillmore | 40.6319 | -97.6427 | 2018 | 7
SWPP | Persimmon Creek Wind Farm 1, LLC | 61876 | PCWF1 |  |  | Onshore Wind Turbine | 198.6 | OK | Woodward | 36.1743 | -99.3492 | 2018 | 9
SWPP | Pine Ridge | 61617 | 1 |  |  | Solar Photovoltaic | 3 | OK | Caddo | 35.0134 | -98.4447 | 2017 | 3
SWPP | Pioneer Generation Station | 57881 | 01 |  |  | Natural Gas Fired Combustion Turbine | 60.5 | ND | Williams | 48.2325 | -103.9528 | 2013 | 9
SWPP | Pioneer Generation Station | 57881 | 02 |  |  | Natural Gas Fired Combustion Turbine | 60.5 | ND | Williams | 48.2325 | -103.9528 | 2014 | 1
SWPP | Pioneer Generation Station | 57881 | 03 |  |  | Natural Gas Fired Combustion Turbine | 60.5 | ND | Williams | 48.2325 | -103.9528 | 2014 | 2
SWPP | Pioneer Generation Station | 57881 | 11 |  |  | Natural Gas Internal Combustion Engine | 9.3 | ND | Williams | 48.2325 | -103.9528 | 2017 | 1
SWPP | Pioneer Generation Station | 57881 | 12 |  |  | Natural Gas Internal Combustion Engine | 9.3 | ND | Williams | 48.2325 | -103.9528 | 2017 | 1
SWPP | Pioneer Generation Station | 57881 | 13 |  |  | Natural Gas Internal Combustion Engine | 9.3 | ND | Williams | 48.2325 | -103.9528 | 2017 | 1
SWPP | Pioneer Generation Station | 57881 | 14 |  |  | Natural Gas Internal Combustion Engine | 9.3 | ND | Williams | 48.2325 | -103.9528 | 2017 | 1
SWPP | Pioneer Generation Station | 57881 | 15 |  |  | Natural Gas Internal Combustion Engine | 9.3 | ND | Williams | 48.2325 | -103.9528 | 2017 | 1
SWPP | Pioneer Generation Station | 57881 | 16 |  |  | Natural Gas Internal Combustion Engine | 9.3 | ND | Williams | 48.2325 | -103.9528 | 2017 | 1
SWPP | Pioneer Generation Station | 57881 | 17 |  |  | Natural Gas Internal Combustion Engine | 9.3 | ND | Williams | 48.2325 | -103.9528 | 2017 | 1
SWPP | Pioneer Generation Station | 57881 | 18 |  |  | Natural Gas Internal Combustion Engine | 9.3 | ND | Williams | 48.2325 | -103.9528 | 2017 | 1
SWPP | Pioneer Generation Station | 57881 | 19 |  |  | Natural Gas Internal Combustion Engine | 9.3 | ND | Williams | 48.2325 | -103.9528 | 2017 | 1
SWPP | Pioneer Generation Station | 57881 | 20 |  |  | Natural Gas Internal Combustion Engine | 9.3 | ND | Williams | 48.2325 | -103.9528 | 2017 | 1
SWPP | Pioneer Generation Station | 57881 | 21 |  |  | Natural Gas Internal Combustion Engine | 9.3 | ND | Williams | 48.2325 | -103.9528 | 2017 | 1
SWPP | Pioneer Generation Station | 57881 | 22 |  |  | Natural Gas Internal Combustion Engine | 9.3 | ND | Williams | 48.2325 | -103.9528 | 2017 | 1
SWPP | Plant X | 3485 | 4 |  |  | Natural Gas Steam Turbine | 190.4 | TX | Lamb | 34.1661 | -102.4114 | 1964 | 1
SWPP | Platte | 59 | 1 |  |  | Conventional Steam Coal | 109.8 | NE | Hall | 40.8548 | -98.3482 | 1982 | 12
SWPP | Platteview Solar LLC | 65334 | PLTVW |  |  | Solar Photovoltaic | 81 | NE | Saunders | 41.191 | -96.3794 | 2024 | 5
SWPP | Pleasant Hill Wind Energy Project | 59417 | WT1 |  |  | Onshore Wind Turbine | 20 | TX | Crosby | 33.7389 | -101.485 | 2015 | 10
SWPP | Plum Creek Wind Project (NE) | 62711 | PLUM |  |  | Onshore Wind Turbine | 230 | NE | Wayne | 42.1616 | -97.2038 | 2020 | 6
SWPP | Polk County Renewables, LLC | 62333 | T-1 |  |  | Onshore Wind Turbine | 2.5 | NE | Polk | 41.1653 | -97.5702 | 2018 | 12
SWPP | Ponca City | 7546 | 1 |  |  | Natural Gas Fired Combined Cycle | 19.8 | OK | Kay | 36.7198 | -97.0858 | 1966 | 10
SWPP | Ponca City | 7546 | 3 |  |  | Natural Gas Fired Combined Cycle | 54 | OK | Kay | 36.7198 | -97.0858 | 1995 | 6
SWPP | Ponca City | 7546 | 4 |  |  | Natural Gas Fired Combustion Turbine | 60.5 | OK | Kay | 36.7198 | -97.0858 | 2003 | 6
SWPP | Ponderosa Wind Energy Center | 63590 | PONDE |  |  | Onshore Wind Turbine | 200 | OK | Beaver | 36.5555 | -100.6689 | 2020 | 11
SWPP | Ponderosa Wind II | 66155 | GP01 |  |  | Onshore Wind Turbine | 100 | OK | Beaver | 36.5895 | -100.8037 | 2024 | 12
SWPP | Poplar Bluff Generating Station | 7392 | 1 |  |  | Natural Gas Internal Combustion Engine | 7 | MO | Butler | 36.7597 | -90.3903 | 1976 | 5
SWPP | Poplar Bluff Generating Station | 7392 | 2 |  |  | Natural Gas Internal Combustion Engine | 7 | MO | Butler | 36.7597 | -90.3903 | 1976 | 5
SWPP | Poplar Bluff Generating Station | 7392 | 3 |  |  | Petroleum Liquids | 6.7 | MO | Butler | 36.7597 | -90.3903 | 2002 | 6
SWPP | Poplar Bluff Generating Station | 7392 | 4 |  |  | Natural Gas Internal Combustion Engine | 6.7 | MO | Butler | 36.7597 | -90.3903 | 2002 | 7
SWPP | Poplar Bluff Generating Station | 7392 | 5 |  |  | Natural Gas Internal Combustion Engine | 6.7 | MO | Butler | 36.7597 | -90.3903 | 2002 | 6
SWPP | Porterhouse Wind (4) LLC | 56560 | JDW4 |  |  | Onshore Wind Turbine | 79.8 | TX | Hansford | 36.4144 | -101.3864 | 2008 | 1
SWPP | Post Rock Wind Power Project, LLC | 57678 | 1 |  |  | Onshore Wind Turbine | 201 | KS | Ellsworth | 38.8417 | -98.2994 | 2012 | 9
SWPP | Prairie Breeze | 58322 | 1 |  |  | Onshore Wind Turbine | 206.5 | NE | Antelope | 41.9517 | -98.0767 | 2014 | 5
SWPP | Prairie Breeze II | 60262 | GEN1 |  |  | Onshore Wind Turbine | 73.4 | NE | Antelope | 41.9877 | -98.2104 | 2015 | 10
SWPP | Prairie Breeze III | 60314 | GEN1 |  |  | Onshore Wind Turbine | 35.8 | NE | Antelope | 41.9877 | -98.2104 | 2016 | 4
SWPP | Prairie Horizon Agri Energy | 58183 | T5741 |  |  | Natural Gas Steam Turbine | 1.7 | KS | Phillips | 39.7611 | -99.3058 | 2006 | 10
SWPP | Prairie Queen Wind Farm | 62488 | WT |  |  | Onshore Wind Turbine | 199.3 | KS | Allen | 37.9788 | -95.2244 | 2019 | 5
SWPP | Prairie Sky Solar Farm | 61798 | 1 |  |  | Solar Photovoltaic | 1 | KS | Butler | 37.7517 | -97.0745 | 2017 | 2
SWPP | Prairie Winds ND1 | 56607 | ND1 |  |  | Onshore Wind Turbine | 115.5 | ND | Ward | 47.9336 | -101.2692 | 2009 | 12
SWPP | Prairie Winds SD1 | 56608 | SD1 |  |  | Onshore Wind Turbine | 150 | SD | Jerauld | 43.8864 | -98.7875 | 2011 | 2
SWPP | Prairie Winds SD1 | 56608 | SD2 |  |  | Onshore Wind Turbine | 10.5 | SD | Jerauld | 43.8864 | -98.7875 | 2011 | 2
SWPP | Prairie Winds SD1 | 56608 | SD3 |  |  | Onshore Wind Turbine | 1.5 | SD | Jerauld | 43.8864 | -98.7875 | 2011 | 2
SWPP | Pratt | 1317 | 5 |  |  | Natural Gas Steam Turbine | 14 | KS | Pratt | 37.6359 | -98.7433 | 1965 | 1
SWPP | Pratt | 1317 | IC1 |  |  | Petroleum Liquids | 1.5 | KS | Pratt | 37.6359 | -98.7433 | 1958 | 1
SWPP | Pratt 2 | 7447 | IC2 |  |  | Natural Gas Internal Combustion Engine | 8 | KS | Pratt | 37.6356 | -98.745 | 1994 | 6
SWPP | Pratt 2 | 7447 | IC3 |  |  | Natural Gas Internal Combustion Engine | 8 | KS | Pratt | 37.6356 | -98.745 | 2004 | 4
SWPP | Pratt Wind, LLC | 61957 | PW |  |  | Onshore Wind Turbine | 243.5 | KS | Pratt | 37.55 | -98.8 | 2018 | 12
SWPP | Prevailing Wind Park | 62247 | PWPSD |  |  | Onshore Wind Turbine | 220 | SD | Yankton | 43.039 | -97.526 | 2020 | 3
SWPP | Prosperity Solar Farm CSG | 64225 | PROS1 |  |  | Solar Photovoltaic | 2.3 | MO | Jasper | 37.1271 | -94.4337 | 2021 | 3
SWPP | Quay County | 58125 | 1 |  |  | Petroleum Liquids | 27 | NM | Quay | 35.1828 | -103.7311 | 2013 | 10
SWPP | Quindaro | 1295 | GT2 |  |  | Petroleum Liquids | 72.4 | KS | Wyandotte | 39.1492 | -94.6381 | 1974 | 7
SWPP | Quindaro | 1295 | GT3 |  |  | Petroleum Liquids | 71.2 | KS | Wyandotte | 39.1492 | -94.6381 | 1977 | 8
SWPP | Quindaro | 1295 | ST1 |  |  | Natural Gas Steam Turbine | 81.6 | KS | Wyandotte | 39.1492 | -94.6381 | 1965 | 5
SWPP | Quindaro | 1295 | ST2 |  |  | Natural Gas Steam Turbine | 157.5 | KS | Wyandotte | 39.1492 | -94.6381 | 1971 | 12
SWPP | Ralls Wind Farm | 57474 | 1 |  |  | Onshore Wind Turbine | 10 | TX | Crosby | 33.6611 | -101.39 | 2011 | 7
SWPP | Ralph Green | 2092 | 3 |  |  | Natural Gas Fired Combustion Turbine | 88.9 | MO | Cass | 38.7876 | -94.2777 | 1981 | 6
SWPP | Rattlesnake Creek Wind Project | 59292 | RCWP |  |  | Onshore Wind Turbine | 318.1 | NE | Dixon | 42.375 | -96.829 | 2018 | 12
SWPP | Reading Wind Project | 60999 | READW |  |  | Onshore Wind Turbine | 200.1 | KS | Lyon | 38.475 | -95.9655 | 2020 | 5
SWPP | Red Cloud | 2299 | 2 |  |  | Petroleum Liquids | 0.9 | NE | Webster | 40.098 | -98.519 | 1953 | 6
SWPP | Red Cloud | 2299 | 3 |  |  | Petroleum Liquids | 1.3 | NE | Webster | 40.098 | -98.519 | 1960 | 12
SWPP | Red Cloud | 2299 | 4 |  |  | Petroleum Liquids | 1.3 | NE | Webster | 40.098 | -98.519 | 1968 | 8
SWPP | Red Cloud | 2299 | 5 |  |  | Petroleum Liquids | 2.2 | NE | Webster | 40.098 | -98.519 | 1973 | 9
SWPP | Red Dirt Wind Project | 61270 | RDDRT |  |  | Onshore Wind Turbine | 299.3 | OK | Kingfisher | 36.051 | -97.784 | 2017 | 12
SWPP | Red Hills Wind Project LLC | 56804 | RH |  |  | Onshore Wind Turbine | 123 | OK | Roger Mills | 35.535 | -99.3828 | 2008 | 12
SWPP | Redbed Plains Wind Farm | 61221 | WT1 |  |  | Onshore Wind Turbine | 99.1 | OK | Grady | 35.2908 | -97.854 | 2017 | 7
SWPP | Redbud Power Plant | 55463 | CT01 |  |  | Natural Gas Fired Combined Cycle | 198.9 | OK | Oklahoma | 35.6856 | -97.2264 | 2004 | 5
SWPP | Redbud Power Plant | 55463 | CT02 |  |  | Natural Gas Fired Combined Cycle | 198.9 | OK | Oklahoma | 35.6856 | -97.2264 | 2004 | 5
SWPP | Redbud Power Plant | 55463 | CT03 |  |  | Natural Gas Fired Combined Cycle | 198.9 | OK | Oklahoma | 35.6856 | -97.2264 | 2004 | 5
SWPP | Redbud Power Plant | 55463 | CT04 |  |  | Natural Gas Fired Combined Cycle | 198.9 | OK | Oklahoma | 35.6856 | -97.2264 | 2004 | 5
SWPP | Redbud Power Plant | 55463 | ST01 |  |  | Natural Gas Fired Combined Cycle | 159.5 | OK | Oklahoma | 35.6856 | -97.2264 | 2004 | 5
SWPP | Redbud Power Plant | 55463 | ST02 |  |  | Natural Gas Fired Combined Cycle | 159.5 | OK | Oklahoma | 35.6856 | -97.2264 | 2004 | 5
SWPP | Redbud Power Plant | 55463 | ST03 |  |  | Natural Gas Fired Combined Cycle | 159.5 | OK | Oklahoma | 35.6856 | -97.2264 | 2004 | 5
SWPP | Redbud Power Plant | 55463 | ST04 |  |  | Natural Gas Fired Combined Cycle | 159.5 | OK | Oklahoma | 35.6856 | -97.2264 | 2004 | 5
SWPP | Reworld Tulsa | 50660 | GEN1 |  |  | Municipal Solid Waste | 16.8 | OK | Tulsa | 36.1319 | -96.0181 | 1989 | 1
SWPP | Ribeye Wind (11) LLC | 56835 | 1 |  |  | Onshore Wind Turbine | 10 | TX | Moore | 35.8119 | -101.9789 | 2008 | 5
SWPP | River Valley | 10671 | GEN1 |  |  | Conventional Steam Coal | 175 | OK | Le Flore | 35.1931 | -94.6458 | 1990 | 9
SWPP | River Valley | 10671 | GEN2 |  |  | Conventional Steam Coal | 175 | OK | Le Flore | 35.1931 | -94.6458 | 1990 | 11
SWPP | Riverside (OK) | 4940 | 1 |  |  | Natural Gas Steam Turbine | 473 | OK | Tulsa | 35.9978 | -95.9567 | 1974 | 4
SWPP | Riverside (OK) | 4940 | 2 |  |  | Natural Gas Steam Turbine | 473 | OK | Tulsa | 35.9978 | -95.9567 | 1976 | 5
SWPP | Riverside (OK) | 4940 | 3 |  |  | Natural Gas Fired Combustion Turbine | 86.5 | OK | Tulsa | 35.9978 | -95.9567 | 2008 | 3
SWPP | Riverside (OK) | 4940 | 4 |  |  | Natural Gas Fired Combustion Turbine | 86.5 | OK | Tulsa | 35.9978 | -95.9567 | 2008 | 3
SWPP | Riverside (OK) | 4940 | IC1 |  |  | Petroleum Liquids | 2.7 | OK | Tulsa | 35.9978 | -95.9567 | 1976 | 10
SWPP | Riverton | 1239 | 10 |  |  | Natural Gas Fired Combustion Turbine | 16.3 | KS | Cherokee | 37.0726 | -94.6987 | 1988 | 12
SWPP | Riverton | 1239 | 11 |  |  | Natural Gas Fired Combustion Turbine | 16.3 | KS | Cherokee | 37.0726 | -94.6987 | 1988 | 11
SWPP | Riverton | 1239 | 12 |  |  | Natural Gas Fired Combined Cycle | 148.8 | KS | Cherokee | 37.0726 | -94.6987 | 2007 | 5
SWPP | Riverton | 1239 | 12-2 |  |  | Natural Gas Fired Combined Cycle | 118.8 | KS | Cherokee | 37.0726 | -94.6987 | 2016 | 5
SWPP | Rock Creek Wind Project | 60655 | WT1 |  |  | Onshore Wind Turbine | 300 | MO | Atchison | 40.4 | -95.2 | 2017 | 11
SWPP | Rock Falls Wind Farm LLC | 61261 | RF1 |  |  | Onshore Wind Turbine | 154.5 | OK | Kay | 36.9272 | -97.4271 | 2017 | 12
SWPP | Rock Rapids | 1181 | 1 |  |  | Petroleum Liquids | 2.5 | IA | Lyon | 43.4294 | -96.1692 | 1968 | 4
SWPP | Rockhaven Wind Project, LLC | 64172 | RHWWT |  |  | Onshore Wind Turbine | 140 | OK | Murray | 34.4196 | -97.2854 | 2021 | 12
SWPP | Rocky Ridge Wind Project | 58078 | GE 1. |  |  | Onshore Wind Turbine | 148.8 | OK | Kiowa | 35.1356 | -99.0031 | 2012 | 8
SWPP | Rokeby | 6373 | 1 |  |  | Natural Gas Fired Combustion Turbine | 72.4 | NE | Lancaster | 40.7316 | -96.7364 | 1975 | 7
SWPP | Rokeby | 6373 | 2 |  |  | Natural Gas Fired Combustion Turbine | 95.4 | NE | Lancaster | 40.7316 | -96.7364 | 1997 | 5
SWPP | Rokeby | 6373 | 3 |  |  | Natural Gas Fired Combustion Turbine | 95.4 | NE | Lancaster | 40.7316 | -96.7364 | 2001 | 5
SWPP | Rokeby | 6373 | BSU |  |  | Petroleum Liquids | 2.9 | NE | Lancaster | 40.7316 | -96.7364 | 1997 | 4
SWPP | Rolla Solar Farm (MO) | 60705 | RSF1 |  |  | Solar Photovoltaic | 2.8 | MO | Phelps | 37.9853 | -91.7169 | 2016 | 5
SWPP | Rolling Thunder Wind Farm Hybrid | 57045 | 1 |  |  | Onshore Wind Turbine | 25 | SD | Hand | 44.4778 | -99.1339 | 2009 | 11
SWPP | Rolling Thunder Wind Farm Hybrid | 57045 | 2 |  |  | Batteries | 0.8 | SD | Hand | 44.4778 | -99.1339 | 2018 | 11
SWPP | Roosevelt County | 58771 | GEN1 |  |  | Onshore Wind Turbine | 250 | NM | Roosevelt | 33.9261 | -103.5111 | 2015 | 12
SWPP | Roswell Solar, LLC | 60406 | RSPV |  |  | Solar Photovoltaic | 70 | NM | Chaves | 33.4529 | -104.4611 | 2016 | 8
SWPP | Rubart | 58255 | 01 |  |  | Natural Gas Internal Combustion Engine | 10 | KS | Grant | 37.5586 | -101.0994 | 2014 | 9
SWPP | Rubart | 58255 | 02 |  |  | Natural Gas Internal Combustion Engine | 10 | KS | Grant | 37.5586 | -101.0994 | 2014 | 9
SWPP | Rubart | 58255 | 03 |  |  | Natural Gas Internal Combustion Engine | 10 | KS | Grant | 37.5586 | -101.0994 | 2014 | 9
SWPP | Rubart | 58255 | 04 |  |  | Natural Gas Internal Combustion Engine | 10 | KS | Grant | 37.5586 | -101.0994 | 2014 | 9
SWPP | Rubart | 58255 | 05 |  |  | Natural Gas Internal Combustion Engine | 10 | KS | Grant | 37.5586 | -101.0994 | 2014 | 9
SWPP | Rubart | 58255 | 06 |  |  | Natural Gas Internal Combustion Engine | 10 | KS | Grant | 37.5586 | -101.0994 | 2014 | 9
SWPP | Rubart | 58255 | 07 |  |  | Natural Gas Internal Combustion Engine | 10 | KS | Grant | 37.5586 | -101.0994 | 2014 | 9
SWPP | Rubart | 58255 | 08 |  |  | Natural Gas Internal Combustion Engine | 10 | KS | Grant | 37.5586 | -101.0994 | 2014 | 9
SWPP | Rubart | 58255 | 09 |  |  | Natural Gas Internal Combustion Engine | 10 | KS | Grant | 37.5586 | -101.0994 | 2014 | 9
SWPP | Rubart | 58255 | 10 |  |  | Natural Gas Internal Combustion Engine | 10 | KS | Grant | 37.5586 | -101.0994 | 2014 | 9
SWPP | Rubart | 58255 | 11 |  |  | Natural Gas Internal Combustion Engine | 10 | KS | Grant | 37.5586 | -101.0994 | 2014 | 9
SWPP | Rubart | 58255 | 12 |  |  | Natural Gas Internal Combustion Engine | 10 | KS | Grant | 37.5586 | -101.0994 | 2014 | 9
SWPP | Rush Springs Energy Storage (BA) | 63458 | RUSHE |  |  | Batteries | 10 | OK | Grady | 34.6956 | -97.8297 | 2020 | 3
SWPP | Rush Springs Wind | 60592 | WT1 |  |  | Onshore Wind Turbine | 249.9 | OK | Stephens | 34.6829 | -97.8293 | 2016 | 12
SWPP | Russell Downtown | 1319 | 11 |  |  | Natural Gas Internal Combustion Engine | 3.6 | KS | Russell | 38.8933 | -98.8569 | 1994 | 11
SWPP | Russell Downtown | 1319 | 12 |  |  | Natural Gas Internal Combustion Engine | 3.6 | KS | Russell | 38.8933 | -98.8569 | 1994 | 11
SWPP | Russell Downtown | 1319 | 7 |  |  | Natural Gas Internal Combustion Engine | 3.5 | KS | Russell | 38.8933 | -98.8569 | 1971 | 2
SWPP | Russell Downtown | 1319 | 8 |  |  | Petroleum Liquids | 2.5 | KS | Russell | 38.8933 | -98.8569 | 1978 | 8
SWPP | Russell Downtown | 1319 | 9 |  |  | Petroleum Liquids | 2.5 | KS | Russell | 38.8933 | -98.8569 | 1981 | 8
SWPP | Russell Energy Center | 7930 | T-1 |  |  | Natural Gas Fired Combustion Turbine | 7.5 | KS | Russell | 38.8997 | -98.8394 | 2002 | 2
SWPP | Russell Energy Center | 7930 | T-2 |  |  | Natural Gas Fired Combustion Turbine | 7.5 | KS | Russell | 38.8997 | -98.8394 | 2002 | 2
SWPP | SEV NM Phase 2 | 58479 | NMP2 |  |  | Solar Photovoltaic | 2 | NM | Chaves | 33.3511 | -104.5069 | 2013 | 6
SWPP | SPPW1, LLC | 66195 | T-1 |  |  | Onshore Wind Turbine | 2.8 | NE | Franklin | 40.3138 | -98.9603 | 2022 | 7
SWPP | SPPW1, LLC | 66195 | T-2 |  |  | Onshore Wind Turbine | 2.8 | NE | Franklin | 40.3138 | -98.9603 | 2022 | 7
SWPP | SPS1 Dollarhide | 57736 | 1 |  |  | Solar Photovoltaic | 10 | NM | Lea | 32.1274 | -103.1378 | 2011 | 9
SWPP | SPS2 Jal | 57737 | 1 |  |  | Solar Photovoltaic | 10 | NM | Lea | 32.1836 | -103.1831 | 2011 | 9
SWPP | SPS3 Lea | 57738 | 1 |  |  | Solar Photovoltaic | 10 | NM | Lea | 32.4697 | -103.3233 | 2011 | 11
SWPP | SPS4 Monument | 57739 | 1 |  |  | Solar Photovoltaic | 10.1 | NM | Lea | 32.6819 | -103.3036 | 2011 | 12
SWPP | SPS5 Hopi | 57740 | 1 |  |  | Solar Photovoltaic | 10.1 | NM | Eddy | 32.3456 | -104.2347 | 2011 | 12
SWPP | Sabetha Power Plant | 1320 | 11 |  |  | Petroleum Liquids | 3 | KS | Nemaha | 39.9049 | -95.8034 | 1992 | 9
SWPP | Sabetha Power Plant | 1320 | 12 |  |  | Natural Gas Internal Combustion Engine | 4.4 | KS | Nemaha | 39.9049 | -95.8034 | 2001 | 1
SWPP | Sabetha Power Plant | 1320 | 2 |  |  | Petroleum Liquids | 1.5 | KS | Nemaha | 39.9049 | -95.8034 | 1957 | 8
SWPP | Sabetha Power Plant | 1320 | 3 |  |  | Petroleum Liquids | 0.8 | KS | Nemaha | 39.9049 | -95.8034 | 1947 | 8
SWPP | Sabetha Power Plant | 1320 | 4 |  |  | Petroleum Liquids | 1 | KS | Nemaha | 39.9049 | -95.8034 | 1950 | 8
SWPP | Sabetha Power Plant | 1320 | 5 |  |  | Petroleum Liquids | 1.4 | KS | Nemaha | 39.9049 | -95.8034 | 1961 | 8
SWPP | Sabetha Power Plant | 1320 | 6 |  |  | Petroleum Liquids | 1.4 | KS | Nemaha | 39.9049 | -95.8034 | 1967 | 8
SWPP | Sabetha Power Plant | 1320 | 7 |  |  | Petroleum Liquids | 2.2 | KS | Nemaha | 39.9049 | -95.8034 | 1970 | 8
SWPP | Sabetha Power Plant | 1320 | 8 |  |  | Petroleum Liquids | 2.5 | KS | Nemaha | 39.9049 | -95.8034 | 1978 | 8
SWPP | Sabetha Power Plant | 1320 | IC10 |  |  | Petroleum Liquids | 2.5 | KS | Nemaha | 39.9049 | -95.8034 | 1990 | 7
SWPP | Sabetha Power Plant | 1320 | IC9 |  |  | Petroleum Liquids | 1.1 | KS | Nemaha | 39.9049 | -95.8034 | 1985 | 6
SWPP | Sagamore Wind | 63578 | SWF01 |  |  | Onshore Wind Turbine | 522 | NM | Roosevelt | 33.9384 | -103.1846 | 2020 | 12
SWPP | Salina | 2982 | 1 |  |  | Hydroelectric Pumped Storage | 43.2 | OK | Mayes | 36.2647 | -95.1036 | 1968 | 5
SWPP | Salina | 2982 | 2 |  |  | Hydroelectric Pumped Storage | 43.2 | OK | Mayes | 36.2647 | -95.1036 | 1968 | 5
SWPP | Salina | 2982 | 3 |  |  | Hydroelectric Pumped Storage | 43.2 | OK | Mayes | 36.2647 | -95.1036 | 1968 | 5
SWPP | Salina | 2982 | 4 |  |  | Hydroelectric Pumped Storage | 43.2 | OK | Mayes | 36.2647 | -95.1036 | 1971 | 5
SWPP | Salina | 2982 | 5 |  |  | Hydroelectric Pumped Storage | 43.2 | OK | Mayes | 36.2647 | -95.1036 | 1971 | 5
SWPP | Salina | 2982 | 6 |  |  | Hydroelectric Pumped Storage | 43.2 | OK | Mayes | 36.2647 | -95.1036 | 1971 | 5
SWPP | Salisbury City of | 7400 | 1 |  |  | Petroleum Liquids | 1 | MO | Chariton | 39.4236 | -92.8028 | 1983 | 6
SWPP | Salisbury City of | 7400 | 2 |  |  | Petroleum Liquids | 1 | MO | Chariton | 39.4236 | -92.8028 | 1983 | 6
SWPP | Salisbury City of | 7400 | 3 |  |  | Petroleum Liquids | 2.2 | MO | Chariton | 39.4236 | -92.8028 | 1986 | 6
SWPP | Salisbury City of | 7400 | 4 |  |  | Petroleum Liquids | 2.2 | MO | Chariton | 39.4236 | -92.8028 | 1986 | 6
SWPP | Salt Valley Wind Plant | 7965 | G1 |  |  | Onshore Wind Turbine | 0.6 | NE | Lancaster | 40.9044 | -96.6231 | 1998 | 12
SWPP | Salt Valley Wind Plant | 7965 | G2 |  |  | Onshore Wind Turbine | 0.6 | NE | Lancaster | 40.9044 | -96.6231 | 1999 | 10
SWPP | San Juan Mesa Wind Project LLC | 56304 | 1 |  |  | Onshore Wind Turbine | 120 | NM | Roosevelt | 33.9716 | -103.8604 | 2005 | 12
SWPP | Sargent | 2300 | 1 |  |  | Petroleum Liquids | 1.1 | NE | Custer | 41.6416 | -99.3698 | 1968 | 3
SWPP | Sargent | 2300 | 3 |  |  | Petroleum Liquids | 0.9 | NE | Custer | 41.6416 | -99.3698 | 1964 | 2
SWPP | Sargent | 2300 | 4 |  |  | Petroleum Liquids | 0.4 | NE | Custer | 41.6416 | -99.3698 | 1954 | 1
SWPP | Sarpy County | 2292 | 1 |  |  | Natural Gas Fired Combustion Turbine | 55.4 | NE | Sarpy | 41.1706 | -95.9706 | 1972 | 6
SWPP | Sarpy County | 2292 | 2 |  |  | Natural Gas Fired Combustion Turbine | 55.4 | NE | Sarpy | 41.1706 | -95.9706 | 1972 | 6
SWPP | Sarpy County | 2292 | 3 |  |  | Natural Gas Fired Combustion Turbine | 106.3 | NE | Sarpy | 41.1706 | -95.9706 | 1996 | 5
SWPP | Sarpy County | 2292 | 4 |  |  | Natural Gas Fired Combustion Turbine | 58.9 | NE | Sarpy | 41.1706 | -95.9706 | 2000 | 5
SWPP | Sarpy County | 2292 | 5 |  |  | Natural Gas Fired Combustion Turbine | 58.9 | NE | Sarpy | 41.1706 | -95.9706 | 2000 | 5
SWPP | Sarpy County | 2292 | BSD |  |  | Petroleum Liquids | 3.5 | NE | Sarpy | 41.1706 | -95.9706 | 1996 | 5
SWPP | Scenic Hill Solar IV, LLC | 63627 | 252 |  |  | Solar Photovoltaic | 2.2 | AR | Johnson | 35.4706 | -93.4464 | 2019 | 12
SWPP | Scribner Diesel Generation Facility | 64420 | 1 |  |  | Petroleum Liquids | 2 | NE | Dodge | 41.6684 | -96.6691 | 2020 | 9
SWPP | Scribner Diesel Generation Facility | 64420 | 2 |  |  | Petroleum Liquids | 2 | NE | Dodge | 41.6684 | -96.6691 | 2020 | 9
SWPP | Seiling Wind I | 59311 | SEIL1 |  |  | Onshore Wind Turbine | 199 | OK | Dewey | 36.1225 | -98.9922 | 2014 | 12
SWPP | Seiling Wind II | 59312 | SEIL2 |  |  | Onshore Wind Turbine | 98.6 | OK | Dewey | 36.1225 | -98.9922 | 2014 | 12
SWPP | Seminole (OK) | 2956 | 1 |  |  | Natural Gas Steam Turbine | 567 | OK | Seminole | 34.9665 | -96.7258 | 1971 | 3
SWPP | Seminole (OK) | 2956 | 2 |  |  | Natural Gas Steam Turbine | 567 | OK | Seminole | 34.9665 | -96.7258 | 1973 | 2
SWPP | Seminole (OK) | 2956 | 3 |  |  | Natural Gas Steam Turbine | 567 | OK | Seminole | 34.9665 | -96.7258 | 1975 | 6
SWPP | Seven Cowboy Wind Project, LLC | 65971 | WT1 |  |  | Onshore Wind Turbine | 301.7 | OK | Washita | 35.2183 | -99.104 | 2023 | 3
SWPP | Seward Wind Farm | 61056 | T1 |  |  | Onshore Wind Turbine | 1.7 | NE | Seward | 40.895 | -97.1951 | 2017 | 12
SWPP | Sharon Spring | 1324 | 1 |  |  | Natural Gas Internal Combustion Engine | 1 | KS | Wallace | 38.8906 | -101.7515 | 1970 | 11
SWPP | Sharon Spring | 1324 | 2 |  |  | Natural Gas Internal Combustion Engine | 1 | KS | Wallace | 38.8906 | -101.7515 | 1964 | 8
SWPP | Sharon Spring | 1324 | 3 |  |  | Natural Gas Internal Combustion Engine | 0.4 | KS | Wallace | 38.8906 | -101.7515 | 1958 | 7
SWPP | Sharon Spring | 1324 | 4 |  |  | Natural Gas Internal Combustion Engine | 0.6 | KS | Wallace | 38.8906 | -101.7515 | 1951 | 8
SWPP | Sharpe | 7973 | 1 |  |  | Petroleum Liquids | 2 | KS | Coffey | 38.275 | -95.6839 | 2002 | 7
SWPP | Sharpe | 7973 | 10 |  |  | Petroleum Liquids | 2 | KS | Coffey | 38.275 | -95.6839 | 2002 | 7
SWPP | Sharpe | 7973 | 2 |  |  | Petroleum Liquids | 2 | KS | Coffey | 38.275 | -95.6839 | 2002 | 7
SWPP | Sharpe | 7973 | 3 |  |  | Petroleum Liquids | 2 | KS | Coffey | 38.275 | -95.6839 | 2002 | 7
SWPP | Sharpe | 7973 | 4 |  |  | Petroleum Liquids | 2 | KS | Coffey | 38.275 | -95.6839 | 2002 | 7
SWPP | Sharpe | 7973 | 5 |  |  | Petroleum Liquids | 2 | KS | Coffey | 38.275 | -95.6839 | 2002 | 7
SWPP | Sharpe | 7973 | 6 |  |  | Petroleum Liquids | 2 | KS | Coffey | 38.275 | -95.6839 | 2002 | 7
SWPP | Sharpe | 7973 | 7 |  |  | Petroleum Liquids | 2 | KS | Coffey | 38.275 | -95.6839 | 2002 | 7
SWPP | Sharpe | 7973 | 8 |  |  | Petroleum Liquids | 2 | KS | Coffey | 38.275 | -95.6839 | 2002 | 7
SWPP | Sharpe | 7973 | 9 |  |  | Petroleum Liquids | 2 | KS | Coffey | 38.275 | -95.6839 | 2002 | 7
SWPP | Sheldon | 2277 | 1 |  |  | Conventional Steam Coal | 108.8 | NE | Lancaster | 40.5589 | -96.7847 | 1961 | 1
SWPP | Sheldon | 2277 | 2 |  |  | Conventional Steam Coal | 119.9 | NE | Lancaster | 40.5589 | -96.7847 | 1965 | 1
SWPP | Sholes Wind Energy Center | 61889 | WSN1 |  |  | Onshore Wind Turbine | 160 | NE | Wayne | 42.3119 | -97.3647 | 2019 | 11
SWPP | Shooting Star | 58018 | 1 |  |  | Onshore Wind Turbine | 104 | KS | Kiowa | 37.5189 | -99.4464 | 2012 | 9
SWPP | Sidney (NE) | 2302 | 1 |  |  | Natural Gas Internal Combustion Engine | 1.2 | NE | Cheyenne | 41.1456 | -102.9778 | 1949 | 1
SWPP | Sidney (NE) | 2302 | 3 |  |  | Petroleum Liquids | 0.8 | NE | Cheyenne | 41.1456 | -102.9778 | 1931 | 1
SWPP | Sidney (NE) | 2302 | 5 |  |  | Natural Gas Internal Combustion Engine | 3.1 | NE | Cheyenne | 41.1456 | -102.9778 | 1955 | 1
SWPP | Sikeston Power Station | 6768 | 1 |  |  | Conventional Steam Coal | 261 | MO | Scott | 36.8791 | -89.6209 | 1981 | 9
SWPP | Skeleton Creek Energy Center Hybrid | 62494 | SKC |  |  | Onshore Wind Turbine | 250 | OK | Garfield | 36.5214 | -98.0344 | 2020 | 12
SWPP | Slate Creek Wind Project LLC | 59837 | GEN1 |  |  | Onshore Wind Turbine | 150 | KS | Sumner | 37.1146 | -97.2376 | 2015 | 12
SWPP | Sleeping Bear LLC | 56621 | 1 |  |  | Onshore Wind Turbine | 94.5 | OK | Harper | 36.6403 | -99.5006 | 2007 | 10
SWPP | Smoky Hills Wind Project Phase I | 56488 | 1 |  |  | Onshore Wind Turbine | 100.8 | KS | Lincoln | 38.8799 | -98.1602 | 2008 | 12
SWPP | Smoky Hills Wind Project Phase II | 56985 | SMKII |  |  | Onshore Wind Turbine | 148.5 | KS | Lincoln | 38.8927 | -98.1689 | 2009 | 1
SWPP | Snider Industries | 50141 | WGN1 |  |  | Wood/Wood Waste Biomass | 5 | TX | Harrison | 32.5747 | -94.3739 | 1983 | 8
SWPP | SoCore Clovis 1 | 64524 | 79100 |  |  | Solar Photovoltaic | 2 | NM | Curry | 34.423 | -103.2541 | 2021 | 4
SWPP | Soldier Creek Wind | 64309 | SCWKS |  |  | Onshore Wind Turbine | 300 | KS | Nemaha | 39.6572 | -96.0294 | 2020 | 11
SWPP | Solomon Forks Wind Project, LLC | 61984 | WTGS |  |  | Onshore Wind Turbine | 275.6 | KS | Thomas | 39.306 | -101.0744 | 2019 | 7
SWPP | Sooner | 6095 | 1 |  |  | Conventional Steam Coal | 569 | OK | Noble | 36.4531 | -97.0528 | 1979 | 11
SWPP | Sooner | 6095 | 2 |  |  | Conventional Steam Coal | 569 | OK | Noble | 36.4531 | -97.0528 | 1980 | 12
SWPP | South Harper | 56151 | GT1 |  |  | Natural Gas Fired Combustion Turbine | 117 | MO | Cass | 38.6803 | -94.4824 | 2005 | 8
SWPP | South Harper | 56151 | GT2 |  |  | Natural Gas Fired Combustion Turbine | 117 | MO | Cass | 38.6803 | -94.4824 | 2005 | 8
SWPP | South Harper | 56151 | GT3 |  |  | Natural Gas Fired Combustion Turbine | 117 | MO | Cass | 38.6803 | -94.4824 | 2005 | 8
SWPP | South Sioux City Energy Storage | 65098 | SSCES |  |  | Batteries | 1.5 | NE | Dakota | 42.4331 | -96.4072 | 2020 | 12
SWPP | South Sioux City Solar | 60823 | PV1 |  |  | Solar Photovoltaic | 2.3 | NE | Dakota | 42.4585 | -96.4397 | 2016 | 12
SWPP | Southwestern | 2964 | 1 |  |  | Natural Gas Steam Turbine | 84 | OK | Caddo | 35.1009 | -98.3524 | 1952 | 7
SWPP | Southwestern | 2964 | 2 |  |  | Natural Gas Steam Turbine | 84 | OK | Caddo | 35.1009 | -98.3524 | 1954 | 3
SWPP | Southwestern | 2964 | 3 |  |  | Natural Gas Steam Turbine | 315 | OK | Caddo | 35.1009 | -98.3524 | 1967 | 7
SWPP | Southwestern | 2964 | 4 |  |  | Natural Gas Fired Combustion Turbine | 86.5 | OK | Caddo | 35.1009 | -98.3524 | 2008 | 2
SWPP | Southwestern | 2964 | 5 |  |  | Natural Gas Fired Combustion Turbine | 86.5 | OK | Caddo | 35.1009 | -98.3524 | 2008 | 2
SWPP | Southwestern | 2964 | IC1 |  |  | Petroleum Liquids | 2 | OK | Caddo | 35.1009 | -98.3524 | 1966 | 5
SWPP | Spalding | 2303 | 1 |  |  | Conventional Hydroelectric | 0.1 | NE | Greeley | 41.6814 | -98.3676 | 1919 | 7
SWPP | Spalding | 2303 | 2 |  |  | Conventional Hydroelectric | 0.1 | NE | Greeley | 41.6814 | -98.3676 | 1956 | 7
SWPP | Spalding | 2303 | 4 |  |  | Petroleum Liquids | 0.2 | NE | Greeley | 41.6814 | -98.3676 | 1947 | 8
SWPP | Spalding | 2303 | 5 |  |  | Petroleum Liquids | 0.4 | NE | Greeley | 41.6814 | -98.3676 | 1959 | 8
SWPP | Spalding | 2303 | 6 |  |  | Petroleum Liquids | 1.3 | NE | Greeley | 41.6814 | -98.3676 | 1975 | 7
SWPP | Spearville | 56351 | 1 |  |  | Onshore Wind Turbine | 100.5 | KS | Ford | 37.8641 | -99.7528 | 2006 | 9
SWPP | Spearville | 56351 | 2 |  |  | Onshore Wind Turbine | 48 | KS | Ford | 37.8641 | -99.7528 | 2010 | 12
SWPP | Spearville 3 LLC | 57975 | GEN1 |  |  | Onshore Wind Turbine | 108 | KS | Ford | 37.8511 | -99.8381 | 2012 | 10
SWPP | Spinning Spur Wind LLC | 57973 | GEN1 |  |  | Onshore Wind Turbine | 161 | TX | Oldham | 35.2375 | -102.2031 | 2012 | 11
SWPP | Spirit Mound | 6092 | 1 |  |  | Petroleum Liquids | 67.5 | SD | Clay | 42.8977 | -96.9905 | 1978 | 6
SWPP | Spirit Mound | 6092 | 2 |  |  | Petroleum Liquids | 67.5 | SD | Clay | 42.8977 | -96.9905 | 1978 | 6
SWPP | Spring Creek Energy Center | 55651 | CT01 |  |  | Natural Gas Fired Combustion Turbine | 86.5 | OK | Logan | 35.7422 | -97.655 | 2001 | 5
SWPP | Spring Creek Energy Center | 55651 | CT02 |  |  | Natural Gas Fired Combustion Turbine | 86.5 | OK | Logan | 35.7422 | -97.655 | 2001 | 5
SWPP | Spring Creek Energy Center | 55651 | CT03 |  |  | Natural Gas Fired Combustion Turbine | 86.5 | OK | Logan | 35.7422 | -97.655 | 2001 | 5
SWPP | Spring Creek Energy Center | 55651 | CT04 |  |  | Natural Gas Fired Combustion Turbine | 86.5 | OK | Logan | 35.7422 | -97.655 | 2001 | 5
SWPP | Springfield Solar 1 LLC | 59110 | 1 |  |  | Solar Photovoltaic | 4.9 | MO | Greene | 37.2464 | -93.1664 | 2014 | 6
SWPP | Springview | 7771 | 3 |  |  | Onshore Wind Turbine | 1.5 | NE | Keya Paha | 42.8258 | -99.7775 | 2011 | 6
SWPP | Springview | 7771 | 4 |  |  | Onshore Wind Turbine | 1.5 | NE | Keya Paha | 42.8258 | -99.7775 | 2011 | 6
SWPP | St Francis | 1321 | 2 |  |  | Petroleum Liquids | 1.5 | KS | Cheyenne | 39.7709 | -101.8101 | 1964 | 8
SWPP | St Francis | 1321 | 4 |  |  | Petroleum Liquids | 2.7 | KS | Cheyenne | 39.7709 | -101.8101 | 1972 | 10
SWPP | St Francis | 1321 | 5 |  |  | Petroleum Liquids | 0.9 | KS | Cheyenne | 39.7709 | -101.8101 | 1953 | 8
SWPP | St John | 1322 | 2 |  |  | Petroleum Liquids | 1.3 | KS | Stafford | 37.9953 | -98.7602 | 2002 | 6
SWPP | St John | 1322 | 4 |  |  | Petroleum Liquids | 1.7 | KS | Stafford | 37.9953 | -98.7602 | 1965 | 9
SWPP | St John | 1322 | 5 |  |  | Petroleum Liquids | 2 | KS | Stafford | 37.9953 | -98.7602 | 1982 | 12
SWPP | St John | 1322 | 6 |  |  | Petroleum Liquids | 1.8 | KS | Stafford | 37.9953 | -98.7602 | 2023 | 2
SWPP | St Joseph Landfill Generating Station | 58024 | UNIT1 |  |  | Landfill Gas | 1.6 | MO | Buchanan | 39.6744 | -94.7761 | 2011 | 12
SWPP | Stafford | 1325 | 4 |  |  | Petroleum Liquids | 1.4 | KS | Stafford | 37.9561 | -98.5993 | 1973 | 7
SWPP | Stafford | 1325 | 5 |  |  | Petroleum Liquids | 1.1 | KS | Stafford | 37.9561 | -98.5993 | 1983 | 5
SWPP | Stafford | 1325 | 6 |  |  | Petroleum Liquids | 1.2 | KS | Stafford | 37.9561 | -98.5993 | 2015 | 3
SWPP | Stafford | 1325 | 7 |  |  | Petroleum Liquids | 1.2 | KS | Stafford | 37.9561 | -98.5993 | 2015 | 3
SWPP | State Line Combined Cycle | 7296 | 1 |  |  | Natural Gas Fired Combustion Turbine | 123 | MO | Jasper | 37.0659 | -94.614 | 1995 | 5
SWPP | State Line Combined Cycle | 7296 | 2-1 |  |  | Natural Gas Fired Combined Cycle | 181 | MO | Jasper | 37.0659 | -94.614 | 2001 | 6
SWPP | State Line Combined Cycle | 7296 | 2-2 |  |  | Natural Gas Fired Combined Cycle | 180 | MO | Jasper | 37.0659 | -94.614 | 1997 | 6
SWPP | State Line Combined Cycle | 7296 | 2-3 |  |  | Natural Gas Fired Combined Cycle | 206.5 | MO | Jasper | 37.0659 | -94.614 | 2001 | 6
SWPP | Station H | 2135 | 1 |  |  | Natural Gas Fired Combustion Turbine | 19 | MO | Jackson | 39.1067 | -94.3804 | 1972 | 6
SWPP | Station H | 2135 | 2 |  |  | Natural Gas Fired Combustion Turbine | 24 | MO | Jackson | 39.1067 | -94.3804 | 1974 | 6
SWPP | Station I | 2136 | 1 |  |  | Petroleum Liquids | 19 | MO | Jackson | 39.056 | -94.393 | 1972 | 6
SWPP | Station I | 2136 | 2 |  |  | Petroleum Liquids | 19 | MO | Jackson | 39.056 | -94.393 | 1972 | 6
SWPP | Steele Flats Wind Project LLC | 58594 | 1 |  |  | Onshore Wind Turbine | 74.8 | NE | Jefferson | 40.0489 | -96.9522 | 2013 | 10
SWPP | Sterling | 1326 | 1 |  |  | Natural Gas Internal Combustion Engine | 1.5 | KS | Rice | 38.2143 | -98.2071 | 1962 | 8
SWPP | Sterling | 1326 | 2 |  |  | Natural Gas Internal Combustion Engine | 0.5 | KS | Rice | 38.2143 | -98.2071 | 1950 | 8
SWPP | Sterling | 1326 | 3 |  |  | Natural Gas Internal Combustion Engine | 3 | KS | Rice | 38.2143 | -98.2071 | 1972 | 11
SWPP | Sterling | 1326 | 4 |  |  | Natural Gas Internal Combustion Engine | 1.1 | KS | Rice | 38.2143 | -98.2071 | 1955 | 7
SWPP | Sterling | 1326 | 5 |  |  | Natural Gas Internal Combustion Engine | 1.4 | KS | Rice | 38.2143 | -98.2071 | 2002 | 6
SWPP | Sterling | 1326 | 6 |  |  | Natural Gas Internal Combustion Engine | 1.4 | KS | Rice | 38.2143 | -98.2071 | 2002 | 6
SWPP | Sterling | 1326 | 7 |  |  | Natural Gas Internal Combustion Engine | 1.4 | KS | Rice | 38.2143 | -98.2071 | 2002 | 6
SWPP | Sterling I Wind Farm | 60991 | STER1 |  |  | Onshore Wind Turbine | 29.9 | NM | Lea | 33.3596 | -103.2506 | 2017 | 7
SWPP | Stillwater Energy Center | 59647 | 1 |  |  | Natural Gas Internal Combustion Engine | 18.8 | OK | Payne | 36.1619 | -97.0369 | 2016 | 7
SWPP | Stillwater Energy Center | 59647 | 2 |  |  | Natural Gas Internal Combustion Engine | 18.8 | OK | Payne | 36.1619 | -97.0369 | 2016 | 7
SWPP | Stillwater Energy Center | 59647 | 3 |  |  | Natural Gas Internal Combustion Engine | 18.8 | OK | Payne | 36.1619 | -97.0369 | 2016 | 7
SWPP | Stockton | 1327 | 1 |  |  | Natural Gas Internal Combustion Engine | 1.1 | KS | Rooks | 39.4362 | -99.2779 | 1967 | 7
SWPP | Stockton | 1327 | 2 |  |  | Natural Gas Internal Combustion Engine | 1.1 | KS | Rooks | 39.4362 | -99.2779 | 1962 | 5
SWPP | Stockton | 1327 | 3 |  |  | Natural Gas Internal Combustion Engine | 2 | KS | Rooks | 39.4362 | -99.2779 | 1971 | 7
SWPP | Stockton | 1327 | 5 |  |  | Natural Gas Internal Combustion Engine | 1.3 | KS | Rooks | 39.4362 | -99.2779 | 1955 | 7
SWPP | Stockton | 1327 | 6 |  |  | Petroleum Liquids | 3.1 | KS | Rooks | 39.4362 | -99.2779 | 2022 | 6
SWPP | Stuart (NE) |  |  | 2305 | 5 | Petroleum Liquids | [7 empty] | 0.8 | NE | Holt
SWPP | Stuart (NE) | 2305 | 1 |  |  | Natural Gas Internal Combustion Engine | 0.7 | NE | Holt | 42.5994 | -99.1437 | 1952 | 1
SWPP | Stuart (OK) | 68379 | 162 |  |  | Natural Gas Internal Combustion Engine | 2.5 | OK | Pittsburg | 34.8798 | -96.0545 | 2023 | 4
SWPP | Stuart (OK) | 68379 | 163 |  |  | Natural Gas Internal Combustion Engine | 2.5 | OK | Pittsburg | 34.8798 | -96.0545 | 2023 | 4
SWPP | Sundance Wind Project, LLC | 63489 | GEN1 |  |  | Onshore Wind Turbine | 199 | OK | Woods | 36.5597 | -98.7492 | 2021 | 4
SWPP | Sunflower Energy Center, LLC | 65738 | 1111 |  |  | Onshore Wind Turbine | 200.6 | KS | Marion | 38.2316 | -97.0472 | 2023 | 10
SWPP | Sunray Wind I | 57326 | WND1 |  |  | Onshore Wind Turbine | 49.5 | TX | Moore | 35.9454 | -101.9005 | 2009 | 9
SWPP | Sweetland Wind Farm, LLC | 66496 | SLW |  |  | Onshore Wind Turbine | 200 | SD | Hand | 44.3868 | -98.8011 | 2023 | 10
SWPP | Syracuse # 2 | 2256 | 6 |  |  | Natural Gas Internal Combustion Engine | 2 | NE | Otoe | 40.6756 | -96.1778 | 1969 | 4
SWPP | Syracuse # 2 | 2256 | 7 |  |  | Natural Gas Internal Combustion Engine | 2 | NE | Otoe | 40.6756 | -96.1778 | 1970 | 5
SWPP | T-Bone Wind (10) LLC | 56836 | 1 |  |  | Onshore Wind Turbine | 8.8 | TX | Moore | 35.8081 | -101.9986 | 2008 | 5
SWPP | TPW Petersburg | 57755 | PETE |  |  | Onshore Wind Turbine | 40.5 | NE | Boone | 41.8646 | -97.9612 | 2011 | 11
SWPP | Taloga Wind LLC | 57261 | 1 |  |  | Onshore Wind Turbine | 130 | OK | Dewey | 35.8556 | -98.9683 | 2011 | 7
SWPP | Tecumseh | 2308 | 1 |  |  | Petroleum Liquids | 0.7 | NE | Johnson | 40.3664 | -96.19 | 1948 | 1
SWPP | Tecumseh | 2308 | 2 |  |  | Natural Gas Internal Combustion Engine | 1.5 | NE | Johnson | 40.3664 | -96.19 | 1968 | 1
SWPP | Tecumseh | 2308 | 3 |  |  | Petroleum Liquids | 1.1 | NE | Johnson | 40.3664 | -96.19 | 1953 | 1
SWPP | Tecumseh | 2308 | 4 |  |  | Petroleum Liquids | 1.3 | NE | Johnson | 40.3664 | -96.19 | 1960 | 1
SWPP | Tecumseh | 2308 | 5A |  |  | Natural Gas Internal Combustion Engine | 2.4 | NE | Johnson | 40.3664 | -96.19 | 1993 | 3
SWPP | Tenderloin Wind (6) LLC | 56562 | JDW6 |  |  | Onshore Wind Turbine | 10 | TX | Sherman | 36.4669 | -101.8222 | 2007 | 1
SWPP | Terry Bundy Generating Station | 7887 | 1 |  |  | Natural Gas Fired Combined Cycle | 28.2 | NE | Lancaster | 40.9097 | -96.6131 | 2004 | 8
SWPP | Terry Bundy Generating Station | 7887 | 2 |  |  | Natural Gas Fired Combined Cycle | 60.5 | NE | Lancaster | 40.9097 | -96.6131 | 2003 | 10
SWPP | Terry Bundy Generating Station | 7887 | 3 |  |  | Natural Gas Fired Combined Cycle | 60.5 | NE | Lancaster | 40.9097 | -96.6131 | 2004 | 4
SWPP | Terry Bundy Generating Station | 7887 | 4 |  |  | Natural Gas Fired Combustion Turbine | 60.5 | NE | Lancaster | 40.9097 | -96.6131 | 2003 | 8
SWPP | Terry Bundy Generating Station | 7887 | BSU |  |  | Petroleum Liquids | 1.8 | NE | Lancaster | 40.9097 | -96.6131 | 2004 | 7
SWPP | Terry Bundy Generating Station | 7887 | LFG1 |  |  | Landfill Gas | 1.6 | NE | Lancaster | 40.9097 | -96.6131 | 2014 | 1
SWPP | Terry Bundy Generating Station | 7887 | LFG2 |  |  | Landfill Gas | 1.6 | NE | Lancaster | 40.9097 | -96.6131 | 2014 | 1
SWPP | Terry Bundy Generating Station | 7887 | LFG3 |  |  | Landfill Gas | 1.6 | NE | Lancaster | 40.9097 | -96.6131 | 2014 | 1
SWPP | Tesoro Mandan Cogeneration Plant | 52133 | GEN1 |  |  | Other Gases | 2.5 | ND | Morton | 46.8492 | -100.8808 | 1954 | 10
SWPP | Tesoro Mandan Cogeneration Plant | 52133 | GEN2 |  |  | Other Gases | 2.5 | ND | Morton | 46.8492 | -100.8808 | 1954 | 10
SWPP | Tesoro Mandan Cogeneration Plant | 52133 | GEN3 |  |  | Other Gases | 2.5 | ND | Morton | 46.8492 | -100.8808 | 1958 | 5
SWPP | Thomas Fitzhugh | 201 | 1 |  |  | Natural Gas Fired Combined Cycle | 59 | AR | Franklin | 35.4624 | -93.8049 | 1963 | 5
SWPP | Thomas Fitzhugh | 201 | 2 |  |  | Natural Gas Fired Combined Cycle | 126 | AR | Franklin | 35.4624 | -93.8049 | 2002 | 12
SWPP | Thunder Ranch Wind Project | 61269 | WT1 |  |  | Onshore Wind Turbine | 297.8 | OK | Noble | 36.522 | -97.145 | 2017 | 12
SWPP | Thunderbird Generator (Tbird) | 63575 | TBRID |  |  | Petroleum Liquids | 1 | KS | Lyon | 38.4689 | -96.2536 | 2019 | 5
SWPP | Thunderhead Wind Energy LLC | 62956 | GEN1 |  |  | Onshore Wind Turbine | 300 | NE | Antelope | 42.062 | -98.239 | 2022 | 11
SWPP | Tinker | 63628 | 5A |  |  | Natural Gas Fired Combustion Turbine | 41 | OK | Oklahoma | 35.4147 | -97.3734 | 1971 | 6
SWPP | Tinker | 63628 | 5B |  |  | Natural Gas Fired Combustion Turbine | 41 | OK | Oklahoma | 35.4147 | -97.3734 | 1971 | 6
SWPP | Tolk | 6194 | 1 |  |  | Conventional Steam Coal | 567.9 | TX | Lamb | 34.1865 | -102.57 | 1982 | 1
SWPP | Tolk | 6194 | 2 |  |  | Conventional Steam Coal | 567.9 | TX | Lamb | 34.1865 | -102.57 | 1985 | 1
SWPP | Traverse Wind Project, LLC | 63479 | GEN1 |  |  | Onshore Wind Turbine | 999 | OK | Custer | 35.711 | -98.8347 | 2022 | 4
SWPP | Trenton North | 698 | 1 |  |  | Petroleum Liquids | 2.7 | MO | Grundy | 40.0786 | -93.635 | 1974 | 6
SWPP | Trenton North | 698 | 2 |  |  | Petroleum Liquids | 2.7 | MO | Grundy | 40.0786 | -93.635 | 1974 | 6
SWPP | Trenton North | 698 | 3 |  |  | Petroleum Liquids | 2.7 | MO | Grundy | 40.0786 | -93.635 | 1974 | 6
SWPP | Trenton North | 698 | 4 |  |  | Petroleum Liquids | 2.7 | MO | Grundy | 40.0786 | -93.635 | 1974 | 6
SWPP | Trenton North | 698 | 5 |  |  | Petroleum Liquids | 2.7 | MO | Grundy | 40.0786 | -93.635 | 1975 | 6
SWPP | Trenton Solar Farm (MO) | 60704 | TSF1 |  |  | Solar Photovoltaic | 2.8 | MO | Grundy | 40.1155 | -93.6122 | 2015 | 11
SWPP | Trenton South | 7935 | 1 |  |  | Petroleum Liquids | 2 | MO | Grundy | 40.0672 | -93.6044 | 2000 | 7
SWPP | Trenton South | 7935 | 2 |  |  | Petroleum Liquids | 2 | MO | Grundy | 40.0672 | -93.6044 | 2000 | 7
SWPP | Trenton South | 7935 | 3 |  |  | Petroleum Liquids | 2 | MO | Grundy | 40.0672 | -93.6044 | 2000 | 7
SWPP | Trenton South | 7935 | 4 |  |  | Petroleum Liquids | 2 | MO | Grundy | 40.0672 | -93.6044 | 2000 | 7
SWPP | Trenton South | 7935 | 5 |  |  | Petroleum Liquids | 2 | MO | Grundy | 40.0672 | -93.6044 | 2004 | 4
SWPP | Trenton South | 7935 | 6 |  |  | Petroleum Liquids | 2 | MO | Grundy | 40.0672 | -93.6044 | 2004 | 4
SWPP | Trenton South | 7935 | 7 |  |  | Petroleum Liquids | 2 | MO | Grundy | 40.0672 | -93.6044 | 2004 | 4
SWPP | Tri-Tip Wind (9) LLC | 56837 | 1 |  |  | Onshore Wind Turbine | 10 | TX | Moore | 35.9614 | -101.8033 | 2008 | 4
SWPP | Triple H Wind Project | 63103 | WTG |  |  | Onshore Wind Turbine | 250.2 | SD | Hyde | 44.401 | -99.6038 | 2020 | 11
SWPP | Tulsa | 2965 | 2 |  |  | Natural Gas Steam Turbine | 170 | OK | Tulsa | 36.1165 | -95.991 | 1956 | 11
SWPP | Tulsa | 2965 | 4 |  |  | Natural Gas Steam Turbine | 170 | OK | Tulsa | 36.1165 | -95.991 | 1958 | 4
SWPP | Tulsa | 2965 | IC1 |  |  | Petroleum Liquids | 8.2 | OK | Tulsa | 36.1165 | -95.991 | 1967 | 4
SWPP | Tulsa LFG LLC | 57828 | GEN3M |  |  | Landfill Gas | 1.6 | OK | Osage | 36.162 | -96.1865 | 2011 | 5
SWPP | Tulsa LFG LLC | 57828 | GEN4M |  |  | Landfill Gas | 1.6 | OK | Osage | 36.162 | -96.1865 | 2020 | 9
SWPP | Tuttle | 61618 | 1 |  |  | Solar Photovoltaic | 4 | OK | Grady | 35.2666 | -97.8465 | 2017 | 3
SWPP | UA Central Utility Plant | 60536 | TRBN1 |  |  | Natural Gas Fired Combustion Turbine | 5.6 | AR | Washington | 36.0663 | -94.1723 | 2016 | 2
SWPP | UADA | 67526 | 62293 |  |  | Solar Photovoltaic | 2.8 | AR | Howard | 33.9266 | -93.8589 | 2023 | 5
SWPP | UL Advanced Wind Turbine Test Facility | 61589 | MT-1 |  |  | Onshore Wind Turbine | 0.1 | TX | Randall | 34.966 | -101.7841 | 2016 | 1
SWPP | UL Advanced Wind Turbine Test Facility | 61589 | UT-1 |  |  | Onshore Wind Turbine | 3.4 | TX | Randall | 34.966 | -101.7841 | 2018 | 7
SWPP | University of Oklahoma | 50307 | GEN1 |  |  | Natural Gas Steam Turbine | 7.5 | OK | Cleveland | 35.2089 | -97.4424 | 1964 | 9
SWPP | University of Oklahoma | 50307 | GEN2 |  |  | Natural Gas Steam Turbine | 2.5 | OK | Cleveland | 35.2089 | -97.4424 | 1949 | 9
SWPP | University of Oklahoma | 50307 | GEN3 |  |  | Natural Gas Steam Turbine | 2.5 | OK | Cleveland | 35.2089 | -97.4424 | 1949 | 8
SWPP | University of Oklahoma | 50307 | GEN4 |  |  | Natural Gas Steam Turbine | 4.3 | OK | Cleveland | 35.2089 | -97.4424 | 1985 | 1
SWPP | University of Oklahoma | 50307 | GEN5 |  |  | Petroleum Liquids | 1.8 | OK | Cleveland | 35.2089 | -97.4424 | 2001 | 1
SWPP | Upstream Wind Energy LLC | 61784 | UWE |  |  | Onshore Wind Turbine | 202.5 | NE | Antelope | 42.1843 | -97.965 | 2018 | 12
SWPP | Valentine Wind, LLC | 59736 | 7772 |  |  | Onshore Wind Turbine | 1.9 | NE | Cherry | 42.8591 | -100.5924 | 2014 | 9
SWPP | WFEC GenCo LLC | 55655 | GEN1 |  |  | Natural Gas Fired Combustion Turbine | 45 | OK | Caddo | 35.0833 | -98.2264 | 2001 | 5
SWPP | WFEC GenCo LLC | 55655 | GEN2 |  |  | Natural Gas Fired Combustion Turbine | 45 | OK | Caddo | 35.0833 | -98.2264 | 2001 | 5
SWPP | Wahoo | 2310 | 1 |  |  | Natural Gas Internal Combustion Engine | 2.5 | NE | Saunders | 41.2118 | -96.6115 | 1960 | 9
SWPP | Wahoo | 2310 | 2 |  |  | Petroleum Liquids | 0.5 | NE | Saunders | 41.2118 | -96.6115 | 1936 | 8
SWPP | Wahoo | 2310 | 3 |  |  | Natural Gas Internal Combustion Engine | 4.4 | NE | Saunders | 41.2118 | -96.6115 | 1973 | 8
SWPP | Wahoo | 2310 | 4 |  |  | Natural Gas Internal Combustion Engine | 1.2 | NE | Saunders | 41.2118 | -96.6115 | 1947 | 6
SWPP | Wahoo | 2310 | 5 |  |  | Natural Gas Internal Combustion Engine | 2.1 | NE | Saunders | 41.2118 | -96.6115 | 1952 | 9
SWPP | Wahoo | 2310 | 6 |  |  | Natural Gas Internal Combustion Engine | 3.5 | NE | Saunders | 41.2118 | -96.6115 | 1969 | 7
SWPP | Wakefield | 2311 | 2 |  |  | Petroleum Liquids | 0.6 | NE | Dixon | 42.2691 | -96.8621 | 1915 | 1
SWPP | Wakefield | 2311 | 5 |  |  | Petroleum Liquids | 1.3 | NE | Dixon | 42.2691 | -96.8621 | 1966 | 1
SWPP | Wakefield | 2311 | 6 |  |  | Petroleum Liquids | 1.3 | NE | Dixon | 42.2691 | -96.8621 | 1971 | 1
SWPP | Wakefield | 2311 | IC4 |  |  | Petroleum Liquids | 0.9 | NE | Dixon | 42.2691 | -96.8621 | 1961 | 1
SWPP | Walter Scott Jr Energy Center | 1082 | 3 |  |  | Conventional Steam Coal | 725.8 | IA | Pottawattamie | 41.18 | -95.8408 | 1978 | 12
SWPP | Walter Scott Jr Energy Center | 1082 | 4 |  |  | Conventional Steam Coal | 922.5 | IA | Pottawattamie | 41.18 | -95.8408 | 2007 | 6
SWPP | Wamego | 1328 | 1 |  |  | Natural Gas Internal Combustion Engine | 1.3 | KS | Pottawatomie | 39.1992 | -96.3086 | 1963 | 9
SWPP | Wamego | 1328 | 10 |  |  | Natural Gas Internal Combustion Engine | 3.2 | KS | Pottawatomie | 39.1992 | -96.3086 | 2016 | 3
SWPP | Wamego | 1328 | 3 |  |  | Natural Gas Internal Combustion Engine | 1.3 | KS | Pottawatomie | 39.1992 | -96.3086 | 1972 | 6
SWPP | Wamego | 1328 | 4 |  |  | Natural Gas Internal Combustion Engine | 1.1 | KS | Pottawatomie | 39.1992 | -96.3086 | 1956 | 8
SWPP | Wamego | 1328 | 5 |  |  | Natural Gas Internal Combustion Engine | 2 | KS | Pottawatomie | 39.1992 | -96.3086 | 1967 | 1
SWPP | Wamego | 1328 | 6 |  |  | Natural Gas Internal Combustion Engine | 2.4 | KS | Pottawatomie | 39.1992 | -96.3086 | 1979 | 8
SWPP | Wamego | 1328 | 7 |  |  | Natural Gas Internal Combustion Engine | 1.3 | KS | Pottawatomie | 39.1992 | -96.3086 | 1996 | 6
SWPP | Wamego | 1328 | 8 |  |  | Natural Gas Internal Combustion Engine | 1.3 | KS | Pottawatomie | 39.1992 | -96.3086 | 1996 | 6
SWPP | Wamego | 1328 | 9 |  |  | Natural Gas Internal Combustion Engine | 1.3 | KS | Pottawatomie | 39.1992 | -96.3086 | 1996 | 6
SWPP | Washington | 1329 | 1 |  |  | Natural Gas Internal Combustion Engine | 1.2 | KS | Washington | 39.7306 | -96.9795 | 1963 | 8
SWPP | Washington | 1329 | 10 |  |  | Natural Gas Internal Combustion Engine | 2.1 | KS | Washington | 39.7306 | -96.9795 | 2024 | 6
SWPP | Washington | 1329 | 2 |  |  | Natural Gas Internal Combustion Engine | 1 | KS | Washington | 39.7306 | -96.9795 | 1958 | 4
SWPP | Washington | 1329 | 3 |  |  | Natural Gas Internal Combustion Engine | 0.9 | KS | Washington | 39.7306 | -96.9795 | 1978 | 6
SWPP | Washington | 1329 | 6 |  |  | Natural Gas Internal Combustion Engine | 1.5 | KS | Washington | 39.7306 | -96.9795 | 1967 | 4
SWPP | Washington | 1329 | 9 |  |  | Natural Gas Internal Combustion Engine | 2.1 | KS | Washington | 39.7306 | -96.9795 | 2024 | 6
SWPP | Washington | 1329 | IC4 |  |  | Petroleum Liquids | 2.6 | KS | Washington | 39.7306 | -96.9795 | 1986 | 12
SWPP | Wasson CO2 Removal Plant | 52122 | GEN1 |  |  | Natural Gas Fired Combustion Turbine | 23.4 | TX | Yoakum | 33.0099 | -102.7569 | 1988 | 2
SWPP | Waste Management Rolling Meadows LFGTE | 57023 | GEN1 |  |  | Landfill Gas | 0.8 | KS | Shawnee | 39.1746 | -95.7311 | 2010 | 1
SWPP | Waste Management Rolling Meadows LFGTE | 57023 | GEN2 |  |  | Landfill Gas | 0.8 | KS | Shawnee | 39.1746 | -95.7311 | 2010 | 1
SWPP | Waste Management Rolling Meadows LFGTE | 57023 | GEN3 |  |  | Landfill Gas | 0.8 | KS | Shawnee | 39.1746 | -95.7311 | 2010 | 1
SWPP | Waste Management Rolling Meadows LFGTE | 57023 | GEN4 |  |  | Landfill Gas | 0.8 | KS | Shawnee | 39.1746 | -95.7311 | 2010 | 1
SWPP | Waste Management Rolling Meadows LFGTE | 57023 | GEN5 |  |  | Landfill Gas | 0.8 | KS | Shawnee | 39.1746 | -95.7311 | 2010 | 1
SWPP | Waste Management Rolling Meadows LFGTE | 57023 | GEN6 |  |  | Landfill Gas | 0.8 | KS | Shawnee | 39.1746 | -95.7311 | 2010 | 1
SWPP | Waste Management Rolling Meadows LFGTE | 57023 | GEN7 |  |  | Landfill Gas | 0.8 | KS | Shawnee | 39.1746 | -95.7311 | 2010 | 1
SWPP | Waste Water Plant Generator | 56022 | 1 |  |  | Petroleum Liquids | 1.6 | KS | Cowley | 37.2278 | -96.9897 | 1993 | 3
SWPP | Watertown Power Plant | 7247 | 1 |  |  | Petroleum Liquids | 67.5 | SD | Codington | 44.9017 | -97.1083 | 1978 | 1
SWPP | Waverly Wind Farm LLC | 57614 | GEN1 |  |  | Onshore Wind Turbine | 199 | KS | Coffey | 38.2569 | -95.8142 | 2016 | 1
SWPP | Wayne IC | 2312 | 1 |  |  | Petroleum Liquids | 1.3 | NE | Wayne | 42.2278 | -97.0183 | 1951 | 1
SWPP | Wayne IC | 2312 | 2 |  |  | Petroleum Liquids | 1 | NE | Wayne | 42.2278 | -97.0183 | 1947 | 1
SWPP | Wayne IC | 2312 | 3 |  |  | Petroleum Liquids | 1.9 | NE | Wayne | 42.2278 | -97.0183 | 1956 | 1
SWPP | Wayne IC | 2312 | 4 |  |  | Petroleum Liquids | 2 | NE | Wayne | 42.2278 | -97.0183 | 1960 | 1
SWPP | Wayne IC | 2312 | 5 |  |  | Petroleum Liquids | 3.5 | NE | Wayne | 42.2278 | -97.0183 | 1966 | 1
SWPP | Wayne IC | 2312 | 6 |  |  | Petroleum Liquids | 5.1 | NE | Wayne | 42.2278 | -97.0183 | 1968 | 1
SWPP | Wayne IC | 2312 | 7 |  |  | Petroleum Liquids | 3.5 | NE | Wayne | 42.2278 | -97.0183 | 1998 | 2
SWPP | Wayne IC | 2312 | 8 |  |  | Petroleum Liquids | 3.5 | NE | Wayne | 42.2278 | -97.0183 | 1998 | 2
SWPP | Waynesville Solar Farm (MO) | 60706 | WSF1 |  |  | Solar Photovoltaic | 2.8 | MO | Pulaski | 37.8041 | -92.2535 | 2016 | 8
SWPP | Waynoka Gas Processing Plant | 59782 | G1 |  |  | Natural Gas Internal Combustion Engine | 1.3 | OK | Woods | 36.651 | -98.7656 | 2006 | 7
SWPP | Waynoka Gas Processing Plant | 59782 | G2 |  |  | Natural Gas Internal Combustion Engine | 1.3 | OK | Woods | 36.651 | -98.7656 | 2006 | 7
SWPP | Waynoka Gas Processing Plant | 59782 | G3 |  |  | Natural Gas Internal Combustion Engine | 1.3 | OK | Woods | 36.651 | -98.7656 | 2006 | 7
SWPP | Weatherford Wind Energy Center | 56273 | 1 |  |  | Onshore Wind Turbine | 106.5 | OK | Custer | 35.5094 | -98.7346 | 2005 | 4
SWPP | Weatherford Wind Energy Center | 56273 | 2 |  |  | Onshore Wind Turbine | 40.5 | OK | Custer | 35.5094 | -98.7346 | 2005 | 12
SWPP | Weleetka | 2966 | 4 |  |  | Natural Gas Fired Combustion Turbine | 53 | OK | Okfuskee | 35.3233 | -96.1352 | 1975 | 7
SWPP | Weleetka | 2966 | 5 |  |  | Natural Gas Fired Combustion Turbine | 53 | OK | Okfuskee | 35.3233 | -96.1352 | 1976 | 9
SWPP | Weleetka | 2966 | IC1 |  |  | Petroleum Liquids | 4 | OK | Okfuskee | 35.3233 | -96.1352 | 1963 | 10
SWPP | Wellington 1 | 1330 | 4 |  |  | Natural Gas Steam Turbine | 20 | KS | Sumner | 37.2614 | -97.4057 | 1972 | 8
SWPP | Wellington 1 | 1330 | 7 |  |  | Petroleum Liquids | 2 | KS | Sumner | 37.2614 | -97.4057 | 2004 | 2
SWPP | Wellington 1 | 1330 | 8 |  |  | Petroleum Liquids | 2 | KS | Sumner | 37.2614 | -97.4057 | 2004 | 2
SWPP | Wellington 2 | 7339 | 6 |  |  | Natural Gas Fired Combustion Turbine | 20 | KS | Sumner | 37.2678 | -97.3497 | 1989 | 1
SWPP | Welsh | 6139 | 1 |  |  | Conventional Steam Coal | 558 | TX | Titus | 33.0552 | -94.84 | 1977 | 3
SWPP | Welsh | 6139 | 3 |  |  | Conventional Steam Coal | 558 | TX | Titus | 33.0552 | -94.84 | 1982 | 3
SWPP | Wessington Springs | 56650 | 1 |  |  | Onshore Wind Turbine | 51 | SD | Jerauld | 44.0025 | -98.5908 | 2009 | 2
SWPP | West 14th Street | 1332 | GT1 |  |  | Natural Gas Fired Combustion Turbine | 11 | KS | Cowley | 37.2354 | -97.011 | 1962 | 8
SWPP | West Gardner | 7929 | 1 |  |  | Natural Gas Fired Combustion Turbine | 102 | KS | Johnson | 38.7875 | -94.9861 | 2003 | 6
SWPP | West Gardner | 7929 | 2 |  |  | Natural Gas Fired Combustion Turbine | 102 | KS | Johnson | 38.7875 | -94.9861 | 2003 | 6
SWPP | West Gardner | 7929 | 3 |  |  | Natural Gas Fired Combustion Turbine | 102 | KS | Johnson | 38.7875 | -94.9861 | 2003 | 6
SWPP | West Gardner | 7929 | 4 |  |  | Natural Gas Fired Combustion Turbine | 102 | KS | Johnson | 38.7875 | -94.9861 | 2003 | 6
SWPP | West Plains Solar I | 64982 | WPS1 |  |  | Solar Photovoltaic | 8 | MO | Howell | 36.7853 | -91.8674 | 2022 | 3
SWPP | West Point Municipal | 2313 | 2 |  |  | Natural Gas Internal Combustion Engine | 0.9 | NE | Cuming | 41.8449 | -96.7134 | 1947 | 5
SWPP | West Point Municipal | 2313 | 3 |  |  | Natural Gas Internal Combustion Engine | 1.2 | NE | Cuming | 41.8449 | -96.7134 | 1959 | 7
SWPP | West Point Municipal | 2313 | 4 |  |  | Natural Gas Internal Combustion Engine | 2.3 | NE | Cuming | 41.8449 | -96.7134 | 1965 | 8
SWPP | West Receiving | 7853 | 1 |  |  | Petroleum Liquids | 1.8 | IA | Crawford | 42.0217 | -95.3633 | 1998 | 4
SWPP | Westar Cities Solar | 60956 | PV1 |  |  | Solar Photovoltaic | 1 | KS | Reno | 38.0194 | -97.9753 | 2017 | 7
SWPP | Western Meadowlark Solar SCS NE 1, LLC | 64365 | 30003 |  |  | Solar Photovoltaic | 4.4 | NE | Scotts Bluff | 41.889 | -103.649 | 2020 | 2
SWPP | Western Plains Wind | 65484 | WPW1 |  |  | Onshore Wind Turbine | 2.7 | KS | Gove | 39.122 | -100.733 | 2021 | 10
SWPP | Western Plains Wind Farm | 60689 | 1 |  |  | Onshore Wind Turbine | 280.6 | KS | Ford | 37.8548 | -99.6798 | 2017 | 3
SWPP | Western Sugar Coop - Scottsbluff | 57937 | SCB-2 |  |  | Natural Gas Steam Turbine | 7.1 | NE | Scotts Bluff | 41.8589 | -103.6344 | 2023 | 9
SWPP | Westside Wastewater Treatment Plant Hybr | 62683 | FAYW1 |  |  | Solar Photovoltaic | 5 | AR | Washington | 36.0414 | -94.1401 | 2019 | 7
SWPP | Westside Wastewater Treatment Plant Hybr | 62683 | FAYWB |  |  | Batteries | 6 | AR | Washington | 36.0414 | -94.1401 | 2019 | 7
SWPP | Whelan Energy Center | 60 | 1 |  |  | Conventional Steam Coal | 76.3 | NE | Adams | 40.5809 | -98.3124 | 1981 | 7
SWPP | Whelan Energy Center | 60 | 2 |  |  | Conventional Steam Coal | 248 | NE | Adams | 40.5809 | -98.3124 | 2011 | 6
SWPP | White River Lock and Dam 1 | 57160 | LD#1 |  |  | Conventional Hydroelectric | 4.3 | AR | Independence | 35.7574 | -91.6369 | 2007 | 6
SWPP | White River Lock and Dam 2 | 57161 | LD#2 |  |  | Conventional Hydroelectric | 3.5 | AR | Independence | 35.744 | -91.7654 | 2007 | 3
SWPP | White River Lock and Dam 3 | 57162 | LD#3 |  |  | Conventional Hydroelectric | 4.3 | AR | Stone | 35.8436 | -91.8505 | 2006 | 8
SWPP | White Rock East Wind Project | 64341 | WRE |  |  | Onshore Wind Turbine | 201.5 | OK | Caddo | 34.9743 | -98.1852 | 2024 | 1
SWPP | White Rock West Wind Project | 64340 | WRW |  |  | Onshore Wind Turbine | 99.5 | OK | Caddo | 34.9668 | -98.2569 | 2023 | 12
SWPP | Wilber | 2315 | 4 |  |  | Petroleum Liquids | 1.1 | NE | Saline | 40.4797 | -96.9604 | 1960 | 1
SWPP | Wilber | 2315 | 5 |  |  | Petroleum Liquids | 0.9 | NE | Saline | 40.4797 | -96.9604 | 1960 | 1
SWPP | Wilber | 2315 | 6 |  |  | Petroleum Liquids | 1.6 | NE | Saline | 40.4797 | -96.9604 | 1997 | 1
SWPP | Wildcat Ranch Wind Project | 61674 | WT |  |  | Onshore Wind Turbine | 150 | TX | Cochran | 33.5296 | -102.9619 | 2018 | 12
SWPP | Wildcat Wind | 57887 | 1 |  |  | Onshore Wind Turbine | 27.3 | NM | Lea | 32.9528 | -103.2853 | 2012 | 7
SWPP | Wildhorse Mountain Wind Facility | 61866 | 1 |  |  | Onshore Wind Turbine | 100 | OK | Pushmataha | 34.591 | -95.1918 | 2019 | 12
SWPP | Wildorado Wind LLC | 56432 | 1 |  |  | Onshore Wind Turbine | 161 | TX | Oldham | 35.2919 | -102.3031 | 2007 | 4
SWPP | Wilkes | 3478 | 1 |  |  | Natural Gas Steam Turbine | 180 | TX | Marion | 32.8482 | -94.548 | 1964 | 5
SWPP | Wilkes | 3478 | 2 |  |  | Natural Gas Steam Turbine | 351 | TX | Marion | 32.8482 | -94.548 | 1970 | 5
SWPP | Wilkes | 3478 | 3 |  |  | Natural Gas Steam Turbine | 351 | TX | Marion | 32.8482 | -94.548 | 1971 | 12
SWPP | Willow Creek Wind Power LLC | 62431 | 1 |  |  | Onshore Wind Turbine | 105 | SD | Butte | 44.8259 | -103.2074 | 2020 | 9
SWPP | Wisner | 2316 | 3 |  |  | Petroleum Liquids | 0.8 | NE | Cuming | 41.9881 | -96.916 | 1969 | 5
SWPP | Wisner | 2316 | 4 |  |  | Petroleum Liquids | 1.5 | NE | Cuming | 41.9881 | -96.916 | 2010 | 3
SWPP | Wisner | 2316 | 5 |  |  | Petroleum Liquids | 1.5 | NE | Cuming | 41.9881 | -96.916 | 2010 | 3
SWPP | Wolf Creek Generating Station | 210 | 1 |  |  | Nuclear | 1296.3 | KS | Coffey | 38.2393 | -95.6898 | 1985 | 9
SWPP | Wolf Creek Generator | 62590 | WOLF |  |  | Petroleum Liquids | 1 | KS | Coffey | 38.2743 | -95.684 | 2014 | 4
SWPP | Yankton | 8034 | 1 |  |  | Natural Gas Internal Combustion Engine | 2.2 | SD | Yankton | 42.8933 | -97.3533 | 1974 | 8
SWPP | Yankton | 8034 | 2 |  |  | Petroleum Liquids | 2.7 | SD | Yankton | 42.8933 | -97.3533 | 1974 | 8
SWPP | Yankton | 8034 | 3 |  |  | Natural Gas Internal Combustion Engine | 6.5 | SD | Yankton | 42.8933 | -97.3533 | 1975 | 3
SWPP | Yankton | 8034 | 4 |  |  | Petroleum Liquids | 2 | SD | Yankton | 42.8933 | -97.3533 | 1963 | 2
TAL | Arvah B Hopkins | 688 | 2 |  |  | Natural Gas Fired Combined Cycle | 259.2 | FL | Leon | 30.4522 | -84.4 | 1977 | 10
TAL | Arvah B Hopkins | 688 | CT 2A |  |  | Natural Gas Fired Combined Cycle | 198.9 | FL | Leon | 30.4522 | -84.4 | 2008 | 10
TAL | Arvah B Hopkins | 688 | GT3 |  |  | Natural Gas Fired Combustion Turbine | 60.5 | FL | Leon | 30.4522 | -84.4 | 2005 | 9
TAL | Arvah B Hopkins | 688 | GT4 |  |  | Natural Gas Fired Combustion Turbine | 60.5 | FL | Leon | 30.4522 | -84.4 | 2005 | 11
TAL | Arvah B Hopkins | 688 | IC1 |  |  | Natural Gas Internal Combustion Engine | 18.8 | FL | Leon | 30.4522 | -84.4 | 2019 | 1
TAL | Arvah B Hopkins | 688 | IC2 |  |  | Natural Gas Internal Combustion Engine | 18.8 | FL | Leon | 30.4522 | -84.4 | 2019 | 1
TAL | Arvah B Hopkins | 688 | IC3 |  |  | Natural Gas Internal Combustion Engine | 18.8 | FL | Leon | 30.4522 | -84.4 | 2019 | 1
TAL | Arvah B Hopkins | 688 | IC4 |  |  | Natural Gas Internal Combustion Engine | 18.8 | FL | Leon | 30.4522 | -84.4 | 2019 | 1
TAL | Arvah B Hopkins | 688 | IC5 |  |  | Natural Gas Internal Combustion Engine | 18.8 | FL | Leon | 30.4522 | -84.4 | 2020 | 4
TAL | S O Purdom | 689 | 8 |  |  | Natural Gas Fired Combined Cycle | 180 | FL | Wakulla | 30.1623 | -84.2007 | 2000 | 7
TAL | S O Purdom | 689 | 9 |  |  | Natural Gas Fired Combined Cycle | 90.1 | FL | Wakulla | 30.1623 | -84.2007 | 2000 | 7
TEC | Alafia Solar | 61653 | PV1 |  |  | Solar Photovoltaic | 60 | FL | Polk | 27.7232 | -82.0256 | 2023 | 12
TEC | Balm Solar | 61654 | PV1 |  |  | Solar Photovoltaic | 74.4 | FL | Hillsborough | 27.7628 | -82.2346 | 2018 | 9
TEC | Big Bend | 645 | 1 |  |  | Solar Photovoltaic | 19.8 | FL | Hillsborough | 27.7944 | -82.4036 | 2017 | 2
TEC | Big Bend | 645 | BESS1 |  |  | Batteries | 12.6 | FL | Hillsborough | 27.7944 | -82.4036 | 2017 | 2
TEC | Big Bend | 645 | GT4 |  |  | Natural Gas Fired Combustion Turbine | 69.9 | FL | Hillsborough | 27.7944 | -82.4036 | 2009 | 8
TEC | Big Bend | 645 | GT5 |  |  | Natural Gas Fired Combined Cycle | 397.8 | FL | Hillsborough | 27.7944 | -82.4036 | 2021 | 12
TEC | Big Bend | 645 | GT6 |  |  | Natural Gas Fired Combined Cycle | 397.8 | FL | Hillsborough | 27.7944 | -82.4036 | 2021 | 12
TEC | Big Bend | 645 | ST1 |  |  | Natural Gas Fired Combined Cycle | 445.5 | FL | Hillsborough | 27.7944 | -82.4036 | 1970 | 10
TEC | Big Bend | 645 | ST4 |  |  | Conventional Steam Coal | 486 | FL | Hillsborough | 27.7944 | -82.4036 | 1985 | 2
TEC | Big Bend Agrivoltaics | 65771 | 1 |  |  | Solar Photovoltaic | 1 | FL | Hillsborough | 27.7827 | -82.4008 | 2022 | 6
TEC | Big Bend Floating Solar I | 65772 | 1 |  |  | Solar Photovoltaic | 1 | FL | Hillsborough | 27.7882 | -82.3954 | 2022 | 3
TEC | Big Bend II Solar | 64641 | 2 |  |  | Solar Photovoltaic | 45.8 | FL | Hillsborough | 27.782 | -82.3905 | 2022 | 1
TEC | Bonnie Mine Solar | 61655 | PV1 |  |  | Solar Photovoltaic | 37.5 | FL | Polk | 27.8901 | -81.9872 | 2019 | 1
TEC | Bullfrog Creek Solar | 67203 | 1 |  |  | Solar Photovoltaic | 74.5 | FL | Hillsborough | 27.6606 | -82.2956 | 2024 | 12
TEC | Cutrale Citrus Juices USA II | 10188 | GEN6 |  |  | Natural Gas Fired Combustion Turbine | 4.1 | FL | Polk | 28.0548 | -81.7982 | 2015 | 6
TEC | Cutrale Citrus Juices USA II | 10188 | GEN7 |  |  | Natural Gas Fired Combustion Turbine | 4.1 | FL | Polk | 28.0548 | -81.7982 | 2015 | 12
TEC | Dover Solar and Battery Storage | 66129 | 1 |  |  | Solar Photovoltaic | 25 | FL | Hillsborough | 27.9559 | -82.2014 | 2023 | 12
TEC | Dover Solar and Battery Storage | 66129 | BESS1 |  |  | Batteries | 15 | FL | Hillsborough | 27.9559 | -82.2014 | 2024 | 12
TEC | Durrance | 63495 | 1 |  |  | Solar Photovoltaic | 60 | FL | Polk | 27.78 | -81.98 | 2021 | 1
TEC | English Creek Solar | 66921 | 1 |  |  | Solar Photovoltaic | 23 | FL | Hillsborough | 27.9458 | -82.0672 | 2024 | 12
TEC | Grange Hall Solar | 61656 | PV1 |  |  | Solar Photovoltaic | 61.1 | FL | Hillsborough | 27.6813 | -82.1647 | 2019 | 1
TEC | H L Culbreath Bayside Power Station | 7873 | 1A |  |  | Natural Gas Fired Combined Cycle | 189.9 | FL | Hillsborough | 27.9072 | -82.4231 | 2003 | 4
TEC | H L Culbreath Bayside Power Station | 7873 | 1B |  |  | Natural Gas Fired Combined Cycle | 189.9 | FL | Hillsborough | 27.9072 | -82.4231 | 2003 | 4
TEC | H L Culbreath Bayside Power Station | 7873 | 1C |  |  | Natural Gas Fired Combined Cycle | 189.9 | FL | Hillsborough | 27.9072 | -82.4231 | 2003 | 4
TEC | H L Culbreath Bayside Power Station | 7873 | 1ST |  |  | Natural Gas Fired Combined Cycle | 239.3 | FL | Hillsborough | 27.9072 | -82.4231 | 1965 | 11
TEC | H L Culbreath Bayside Power Station | 7873 | 2A |  |  | Natural Gas Fired Combined Cycle | 189.9 | FL | Hillsborough | 27.9072 | -82.4231 | 2004 | 1
TEC | H L Culbreath Bayside Power Station | 7873 | 2B |  |  | Natural Gas Fired Combined Cycle | 189.9 | FL | Hillsborough | 27.9072 | -82.4231 | 2004 | 1
TEC | H L Culbreath Bayside Power Station | 7873 | 2C |  |  | Natural Gas Fired Combined Cycle | 189.9 | FL | Hillsborough | 27.9072 | -82.4231 | 2004 | 1
TEC | H L Culbreath Bayside Power Station | 7873 | 2D |  |  | Natural Gas Fired Combined Cycle | 189.9 | FL | Hillsborough | 27.9072 | -82.4231 | 2004 | 1
TEC | H L Culbreath Bayside Power Station | 7873 | 2ST |  |  | Natural Gas Fired Combined Cycle | 445.5 | FL | Hillsborough | 27.9072 | -82.4231 | 1967 | 10
TEC | H L Culbreath Bayside Power Station | 7873 | 3 |  |  | Natural Gas Fired Combustion Turbine | 69.9 | FL | Hillsborough | 27.9072 | -82.4231 | 2009 | 7
TEC | H L Culbreath Bayside Power Station | 7873 | 4 |  |  | Natural Gas Fired Combustion Turbine | 69.9 | FL | Hillsborough | 27.9072 | -82.4231 | 2009 | 7
TEC | H L Culbreath Bayside Power Station | 7873 | 5 |  |  | Natural Gas Fired Combustion Turbine | 69.9 | FL | Hillsborough | 27.9072 | -82.4231 | 2009 | 4
TEC | H L Culbreath Bayside Power Station | 7873 | 6 |  |  | Natural Gas Fired Combustion Turbine | 69.9 | FL | Hillsborough | 27.9072 | -82.4231 | 2009 | 4
TEC | Hillsborough County Resource Recovery | 50858 | GEN1 |  |  | Municipal Solid Waste | 29 | FL | Hillsborough | 27.9549 | -82.3405 | 1987 | 4
TEC | Hillsborough County Resource Recovery | 50858 | GEN2 |  |  | Municipal Solid Waste | 18 | FL | Hillsborough | 27.9549 | -82.3405 | 2009 | 6
TEC | Jamison Solar (FL) | 64631 | 1 |  |  | Solar Photovoltaic | 74.5 | FL | Polk | 27.8066 | -81.9557 | 2022 | 4
TEC | Juniper Solar (FL) | 65683 | 1 |  |  | Solar Photovoltaic | 70 | FL | Pasco | 28.1816 | -82.1553 | 2023 | 12
TEC | Lake Hancock Solar | 61657 | PV1 |  |  | Solar Photovoltaic | 49.5 | FL | Polk | 27.7191 | -82.0339 | 2019 | 4
TEC | Lake Mabel Solar and Battery Storage | 66128 | 1 |  |  | Solar Photovoltaic | 74.5 | FL | Polk | 27.9788 | -81.6101 | 2023 | 12
TEC | Laurel Oaks Solar | 65684 | 1 |  |  | Solar Photovoltaic | 61.2 | FL | Hillsborough | 27.9269 | -82.0677 | 2022 | 12
TEC | Legoland Solar | 60371 | 1 |  |  | Solar Photovoltaic | 1.4 | FL | Polk | 27.9862 | -81.6902 | 2016 | 12
TEC | Lithia Solar | 61663 | GEN1 |  |  | Solar Photovoltaic | 74.5 | FL | Hillsborough | 27.7533 | -82.1647 | 2019 | 1
TEC | Little Manatee River Solar | 62750 | GEN1 |  |  | Solar Photovoltaic | 74.5 | FL | Hillsborough | 27.6913 | -82.4106 | 2020 | 2
TEC | Magnolia Solar | 64657 | 1 |  |  | Solar Photovoltaic | 74.5 | FL | Polk | 27.9177 | -82.0487 | 2021 | 12
TEC | McKay Bay Facility | 50875 | GEN1 |  |  | Municipal Solid Waste | 22.1 | FL | Hillsborough | 27.9495 | -82.4212 | 1985 | 6
TEC | Mosaic Co Bartow Facility | 50633 | GEN1 |  |  | All Other | 36.9 | FL | Polk | 27.908 | -81.9185 | 1985 | 12
TEC | Mosaic Co Bartow Facility | 50633 | GEN2 |  |  | All Other | 45 | FL | Polk | 27.908 | -81.9185 | 1992 | 8
TEC | Mosaic Co Tampa Facility | 10204 | GEN1 |  |  | All Other | 37.8 | FL | Hillsborough | 27.8605 | -82.3903 | 1988 | 8
TEC | Mosaic Co Tampa Facility | 10204 | GEN3 |  |  | All Other | 34.6 | FL | Hillsborough | 27.8605 | -82.3903 | 1999 | 11
TEC | Mosaic New Wales Operations | 10434 | TG1 |  |  | All Other | 10 | FL | Polk | 27.8336 | -82.0519 | 1981 | 8
TEC | Mosaic New Wales Operations | 10434 | TG2 |  |  | All Other | 58.5 | FL | Polk | 27.8336 | -82.0519 | 1984 | 12
TEC | Mosaic New Wales Operations | 10434 | TG3 |  |  | All Other | 32 | FL | Polk | 27.8336 | -82.0519 | 1982 | 12
TEC | Mosaic New Wales Operations | 10434 | TG4 |  |  | All Other | 35 | FL | Polk | 27.8336 | -82.0519 | 2014 | 5
TEC | Mosaic South Pierce Operations | 10004 | TG1 |  |  | All Other | 7.5 | FL | Polk | 27.7652 | -81.9388 | 1978 | 1
TEC | Mosaic South Pierce Operations | 10004 | TG2 |  |  | All Other | 38 | FL | Polk | 27.7652 | -81.9388 | 1992 | 1
TEC | Mountain View Solar (FL) | 61664 | GEN1 |  |  | Solar Photovoltaic | 54.6 | FL | Pasco | 28.398 | -82.2204 | 2022 | 4
TEC | Osprey Energy Center Power Plant | 55412 | OEC1 |  |  | Natural Gas Fired Combined Cycle | 192.1 | FL | Polk | 28.0525 | -81.8083 | 2004 | 5
TEC | Osprey Energy Center Power Plant | 55412 | OEC2 |  |  | Natural Gas Fired Combined Cycle | 192.1 | FL | Polk | 28.0525 | -81.8083 | 2004 | 5
TEC | Osprey Energy Center Power Plant | 55412 | OECS |  |  | Natural Gas Fired Combined Cycle | 260 | FL | Polk | 28.0525 | -81.8083 | 2004 | 5
TEC | Payne Creek Solar | 61665 | GEN1 |  |  | Solar Photovoltaic | 70.3 | FL | Polk | 27.6646 | -81.9642 | 2018 | 9
TEC | Peace Creek Solar | 61666 | GEN |  |  | Solar Photovoltaic | 55.4 | FL | Polk | 27.9133 | -81.8101 | 2019 | 3
TEC | Polk | 7242 | 1CA |  |  | Natural Gas Fired Combined Cycle | 133.4 | FL | Polk | 27.7286 | -81.9897 | 1996 | 9
TEC | Polk | 7242 | 1CT |  |  | Natural Gas Fired Combined Cycle | 192.9 | FL | Polk | 27.7286 | -81.9897 | 1996 | 9
TEC | Polk | 7242 | 2 |  |  | Natural Gas Fired Combined Cycle | 175.8 | FL | Polk | 27.7286 | -81.9897 | 2000 | 7
TEC | Polk | 7242 | 2CC |  |  | Natural Gas Fired Combined Cycle | 513 | FL | Polk | 27.7286 | -81.9897 | 2017 | 1
TEC | Polk | 7242 | 3 |  |  | Natural Gas Fired Combined Cycle | 175.8 | FL | Polk | 27.7286 | -81.9897 | 2002 | 4
TEC | Polk | 7242 | 4 |  |  | Natural Gas Fired Combined Cycle | 199.3 | FL | Polk | 27.7286 | -81.9897 | 2007 | 3
TEC | Polk | 7242 | 5 |  |  | Natural Gas Fired Combined Cycle | 199.3 | FL | Polk | 27.7286 | -81.9897 | 2007 | 4
TEC | Riverside Solar | 65687 | 1 |  |  | Solar Photovoltaic | 55.2 | FL | Hillsborough | 27.6837 | -82.4724 | 2022 | 12
TEC | TIA Solar | 59769 | 1 |  |  | Solar Photovoltaic | 1.6 | FL | Hillsborough | 27.9658 | -82.5328 | 2015 | 12
TEC | Wimauma Solar and Battery Storage | 61667 | 1 |  |  | Solar Photovoltaic | 74.8 | FL | Hillsborough | 27.7304 | -82.2635 | 2020 | 4
TEPC | Actus Lend Lease DMAFB | 58632 | 1 |  |  | Solar Photovoltaic | 3 | AZ | Pima | 32.1825 | -110.8633 | 2009 | 12
TEPC | Amazon TUS2 | 64384 | ATUS2 |  |  | Solar Photovoltaic | 2.6 | AZ | Pima | 32.1294 | -110.8389 | 2022 | 6
TEPC | Amphitheater High School Solar | 60684 | AHS1 |  |  | Solar Photovoltaic | 1 | AZ | Pima | 32.269 | -110.975 | 2016 | 12
TEPC | Avalon Solar | 59168 | AS |  |  | Solar Photovoltaic | 29 | AZ | Pima | 32.0014 | -110.9606 | 2014 | 12
TEPC | Avalon Solar II | 60062 | ASII |  |  | Solar Photovoltaic | 16 | AZ | Pima | 32.0009 | -110.9584 | 2016 | 3
TEPC | Avra Valley Solar | 57657 | 1 |  |  | Solar Photovoltaic | 25 | AZ | Pima | 32.3717 | -111.2828 | 2013 | 1
TEPC | Black Mountain Generating Station | 56482 | 1 |  |  | Natural Gas Fired Combustion Turbine | 60.5 | AZ | Mohave | 35.0361 | -114.1594 | 2008 | 5
TEPC | Black Mountain Generating Station | 56482 | 2 |  |  | Natural Gas Fired Combustion Turbine | 60.5 | AZ | Mohave | 35.0361 | -114.1594 | 2008 | 5
TEPC | Borderlands Wind, LLC | 64638 | WBB |  |  | Onshore Wind Turbine | 100 | NM | Catron | 34.1598 | -108.8945 | 2021 | 12
TEPC | Broadway 2 - Tucson Phase II | 64580 | GEN |  |  | Solar Photovoltaic | 3 | AZ | Pima | 32.2482 | -111.2611 | 2013 | 12
TEPC | Broadway 3 - Tucson Phase I | 65185 | GEN1 |  |  | Solar Photovoltaic | 1 | AZ | Pima | 32.2482 | -111.2611 | 2011 | 3
TEPC | Canyon Del Oro High School Solar |  |  | 60685 | CDO2 | Solar Photovoltaic | [7 empty] | 1.4 | AZ | Pima
TEPC | Canyon Del Oro High School Solar |  |  | 60685 | CDO3 | Solar Photovoltaic | [7 empty] | 1.4 | AZ | Pima
TEPC | Canyon Del Oro High School Solar | 60685 | CDO1 |  |  | Solar Photovoltaic | 1.4 | AZ | Pima | 32.374 | -110.974 | 2016 | 12
TEPC | Canyon Del Oro High School Solar | 60685 | CDO4 |  |  | Solar Photovoltaic | 0.2 | AZ | Pima | 32.374 | -110.974 | 2016 | 11
TEPC | Cogeneration 1 | 56229 | CT1 |  |  | Natural Gas Fired Combined Cycle | 9 | AZ | Pima | 32.2299 | -110.9528 | 2002 | 11
TEPC | Cogeneration 2 | 59233 | CT2 |  |  | Natural Gas Fired Combined Cycle | 5.5 | AZ | Pima | 32.2408 | -110.9483 | 2002 | 11
TEPC | Cogenra - TEP | 58832 | CTEP |  |  | Solar Photovoltaic | 1 | AZ | Pima | 32.1019 | -110.8133 | 2014 | 7
TEPC | Davis Monthan AFB (AZ) West Airfield | 59779 | 1 |  |  | Solar Photovoltaic | 12.6 | AZ | Pima | 32.1736 | -110.8997 | 2014 | 1
TEPC | Demoss Petrie | 124 | GT2 |  |  | Natural Gas Fired Combustion Turbine | 85 | AZ | Pima | 32.2523 | -110.9921 | 2001 | 6
TEPC | FRB Solar Farm | 57930 | UAST |  |  | Solar Photovoltaic | 1.9 | AZ | Pima | 32.1081 | -110.8247 | 2011 | 4
TEPC | Fort Huachuca Solar PV Project | 58972 | FHUA2 |  |  | Solar Photovoltaic | 4.1 | AZ | Cochise | 31.5553 | -110.35 | 2017 | 1
TEPC | Fort Huachuca Solar PV Project | 58972 | FHUAC |  |  | Solar Photovoltaic | 13.6 | AZ | Cochise | 31.5553 | -110.35 | 2014 | 12
TEPC | Gato Montes Solar, LLC | 58842 | 1 |  |  | Solar Photovoltaic | 5 | AZ | Pima | 32.1028 | -110.8197 | 2012 | 12
TEPC | Gila River Power Block 3 | 59784 | CTG5 |  |  | Natural Gas Fired Combined Cycle | 174 | AZ | Maricopa | 32.975 | -112.6944 | 2003 | 6
TEPC | Gila River Power Block 3 | 59784 | CTG6 |  |  | Natural Gas Fired Combined Cycle | 174 | AZ | Maricopa | 32.975 | -112.6944 | 2003 | 6
TEPC | Gila River Power Block 3 | 59784 | ST11 |  |  | Natural Gas Fired Combined Cycle | 271 | AZ | Maricopa | 32.975 | -112.6944 | 2003 | 6
TEPC | Gray Hawk Solar | 61272 | GHS |  |  | Solar Photovoltaic | 55 | AZ | Mohave | 35.3635 | -113.8978 | 2018 | 6
TEPC | H Wilson Sundt Generating Station | 126 | 4 |  |  | Natural Gas Steam Turbine | 173.3 | AZ | Pima | 32.16 | -110.9047 | 1967 | 7
TEPC | H Wilson Sundt Generating Station | 126 | GT1 |  |  | Natural Gas Fired Combustion Turbine | 27 | AZ | Pima | 32.16 | -110.9047 | 1972 | 12
TEPC | H Wilson Sundt Generating Station | 126 | GT2 |  |  | Natural Gas Fired Combustion Turbine | 27 | AZ | Pima | 32.16 | -110.9047 | 1972 | 12
TEPC | H Wilson Sundt Generating Station | 126 | RIC1 |  |  | Natural Gas Internal Combustion Engine | 18.8 | AZ | Pima | 32.16 | -110.9047 | 2020 | 3
TEPC | H Wilson Sundt Generating Station | 126 | RIC10 |  |  | Natural Gas Internal Combustion Engine | 18.8 | AZ | Pima | 32.16 | -110.9047 | 2019 | 12
TEPC | H Wilson Sundt Generating Station | 126 | RIC2 |  |  | Natural Gas Internal Combustion Engine | 18.8 | AZ | Pima | 32.16 | -110.9047 | 2020 | 3
TEPC | H Wilson Sundt Generating Station | 126 | RIC3 |  |  | Natural Gas Internal Combustion Engine | 18.8 | AZ | Pima | 32.16 | -110.9047 | 2020 | 3
TEPC | H Wilson Sundt Generating Station | 126 | RIC4 |  |  | Natural Gas Internal Combustion Engine | 18.8 | AZ | Pima | 32.16 | -110.9047 | 2020 | 3
TEPC | H Wilson Sundt Generating Station | 126 | RIC5 |  |  | Natural Gas Internal Combustion Engine | 18.8 | AZ | Pima | 32.16 | -110.9047 | 2020 | 3
TEPC | H Wilson Sundt Generating Station | 126 | RIC6 |  |  | Natural Gas Internal Combustion Engine | 18.8 | AZ | Pima | 32.16 | -110.9047 | 2019 | 12
TEPC | H Wilson Sundt Generating Station | 126 | RIC7 |  |  | Natural Gas Internal Combustion Engine | 18.8 | AZ | Pima | 32.16 | -110.9047 | 2019 | 12
TEPC | H Wilson Sundt Generating Station | 126 | RIC8 |  |  | Natural Gas Internal Combustion Engine | 18.8 | AZ | Pima | 32.16 | -110.9047 | 2019 | 12
TEPC | H Wilson Sundt Generating Station | 126 | RIC9 |  |  | Natural Gas Internal Combustion Engine | 18.8 | AZ | Pima | 32.16 | -110.9047 | 2019 | 12
TEPC | H Wilson Sundt Generating Station | 126 | ST3 |  |  | Natural Gas Steam Turbine | 113.6 | AZ | Pima | 32.16 | -110.9047 | 1962 | 6
TEPC | Iron Horse Battery Storage Hybrid | 60996 | BA1 |  |  | Batteries | 10 | AZ | Pima | 32.0985 | -110.8191 | 2017 | 4
TEPC | Iron Horse Battery Storage Hybrid | 60996 | PV1 |  |  | Solar Photovoltaic | 2 | AZ | Pima | 32.0985 | -110.8191 | 2017 | 4
TEPC | Jacobson 5 MW Solar | 60603 | PV1 |  |  | Solar Photovoltaic | 4.4 | AZ | Mohave | 35.3045 | -114.0118 | 2017 | 3
TEPC | La Senita | 57556 | 1 |  |  | Solar Photovoltaic | 1 | AZ | Mohave | 35.2417 | -114.0046 | 2011 | 11
TEPC | North Loop | 6088 | 1 |  |  | Natural Gas Fired Combustion Turbine | 27 | AZ | Pima | 32.401 | -111.1262 | 1972 | 12
TEPC | North Loop | 6088 | 2 |  |  | Natural Gas Fired Combustion Turbine | 27 | AZ | Pima | 32.401 | -111.1262 | 1972 | 12
TEPC | North Loop | 6088 | 3 |  |  | Natural Gas Fired Combustion Turbine | 27 | AZ | Pima | 32.401 | -111.1262 | 1972 | 12
TEPC | North Loop | 6088 | 4 |  |  | Natural Gas Fired Combustion Turbine | 26.8 | AZ | Pima | 32.401 | -111.1262 | 2001 | 7
TEPC | Oso Grande Wind Farm | 63502 | OGW24 |  |  | Onshore Wind Turbine | 33.8 | NM | Lea | 32.9323 | -103.6664 | 2021 | 5
TEPC | Oso Grande Wind Farm | 63502 | OGW45 |  |  | Onshore Wind Turbine | 216 | NM | Lea | 32.9323 | -103.6664 | 2021 | 5
TEPC | Picture Rocks Solar, LLC | 58486 | 1 |  |  | Solar Photovoltaic | 20 | AZ | Pima | 32.3697 | -111.2428 | 2012 | 12
TEPC | Pima Community College | 62075 | PV1 |  |  | Solar Photovoltaic | 1.1 | AZ | Pima | 32.1665 | -110.8167 | 2019 | 8
TEPC | Pima Community College - East Campus | 61104 | PV1 |  |  | Solar Photovoltaic | 1.3 | AZ | Pima | 32.1461 | -110.9906 | 2017 | 8
TEPC | Pima Community College NW | 63531 | 10327 |  |  | Solar Photovoltaic | 1.3 | AZ | Pima | 32.3435 | -111.0279 | 2019 | 4
TEPC | Pima Energy Storage System | 61197 | PIMA |  |  | Batteries | 10 | AZ | Pima | 32.2516 | -110.9913 | 2017 | 1
TEPC | Prairie Fire | 58171 | GEN1 |  |  | Solar Photovoltaic | 4.5 | AZ | Pima | 32.1164 | -110.82 | 2012 | 12
TEPC | Raptor Ridge | 65972 | RRS |  |  | Solar Photovoltaic | 12.5 | AZ | Pima | 32.1469 | -110.8781 | 2022 | 6
TEPC | Red Horse 2 | 58833 | RH2S |  |  | Solar Photovoltaic | 51 | AZ | Cochise | 32.2861 | -110.0881 | 2015 | 8
TEPC | Red Horse 2 | 58833 | RH2W |  |  | Onshore Wind Turbine | 30 | AZ | Cochise | 32.2861 | -110.0881 | 2015 | 8
TEPC | Red Horse III | 60285 | RH3 |  |  | Solar Photovoltaic | 30 | AZ | Cochise | 32.136 | -110.0513 | 2016 | 7
TEPC | Rio Rico Solar | 59044 | RRSF |  |  | Solar Photovoltaic | 6 | AZ | Santa Cruz | 31.5 | -111.0081 | 2014 | 3
TEPC | Roger Road WWTP | 57524 | 1 |  |  | Solar Photovoltaic | 1.1 | AZ | Pima | 32.2894 | -111.0331 | 2010 | 8
TEPC | SR McNeal | 66925 | MCBA |  |  | Batteries | 20 | AZ | Cochise | 31.5551 | -109.7013 | 2023 | 12
TEPC | SR McNeal | 66925 | MCNEA |  |  | Solar Photovoltaic | 20 | AZ | Cochise | 31.5551 | -109.7013 | 2023 | 12
TEPC | Springerville | 8223 | 1 |  |  | Conventional Steam Coal | 424.8 | AZ | Apache | 34.3186 | -109.1639 | 1985 | 6
TEPC | Springerville | 8223 | 2 |  |  | Conventional Steam Coal | 424.8 | AZ | Apache | 34.3186 | -109.1639 | 1990 | 6
TEPC | Springerville | 8223 | 3 |  |  | Conventional Steam Coal | 458.1 | AZ | Apache | 34.3186 | -109.1639 | 2006 | 7
TEPC | Springerville | 8223 | 4 |  |  | Conventional Steam Coal | 458.1 | AZ | Apache | 34.3186 | -109.1639 | 2009 | 12
TEPC | Springerville | 8223 | SGSS |  |  | Solar Photovoltaic | 3.7 | AZ | Apache | 34.3186 | -109.1639 | 2001 | 5
TEPC | Springerville | 8223 | SGSS1 |  |  | Solar Photovoltaic | 1.4 | AZ | Apache | 34.3186 | -109.1639 | 2010 | 12
TEPC | Springerville | 8223 | WMS |  |  | Solar Photovoltaic | 8.3 | AZ | Apache | 34.3186 | -109.1639 | 2014 | 12
TEPC | TJX Tucson | 67821 | PV1 |  |  | Solar Photovoltaic | 1 | AZ | Pima | 32.125 | -110.9139 | 2018 | 2
TEPC | Tech Park Solar | 59455 | TECHP |  |  | Solar Photovoltaic | 5 | AZ | Pima | 32.0979 | -110.8157 | 2012 | 12
TEPC | UASTP I | 57392 | UATP1 |  |  | Solar Photovoltaic | 1.2 | AZ | Pima | 32.097 | -110.8106 | 2010 | 12
TEPC | Valencia | 6515 | GT1 |  |  | Natural Gas Fired Combustion Turbine | 18 | AZ | Santa Cruz | 31.3635 | -110.9313 | 1989 | 8
TEPC | Valencia | 6515 | GT2 |  |  | Natural Gas Fired Combustion Turbine | 18 | AZ | Santa Cruz | 31.3635 | -110.9313 | 1989 | 8
TEPC | Valencia | 6515 | GT3 |  |  | Natural Gas Fired Combustion Turbine | 18 | AZ | Santa Cruz | 31.3635 | -110.9313 | 1989 | 8
TEPC | Valencia | 6515 | GT4 |  |  | Natural Gas Fired Combustion Turbine | 54 | AZ | Santa Cruz | 31.3635 | -110.9313 | 2006 | 6
TEPC | Valencia Solar | 59454 | VALEN |  |  | Solar Photovoltaic | 10 | AZ | Pima | 32.1458 | -110.8669 | 2013 | 6
TEPC | Wilmot Energy Center LLC | 64426 | WIL |  |  | Solar Photovoltaic | 130 | AZ | Pima | 32.0435 | -110.8927 | 2021 | 4
TEPC | Wilmot Energy Center LLC | 64426 | WILBA |  |  | Batteries | 30 | AZ | Pima | 32.0435 | -110.8927 | 2021 | 4
TIDC | Almond Power Plant | 7315 | 1 |  |  | Natural Gas Fired Combustion Turbine | 49.5 | CA | Stanislaus | 37.5744 | -120.985 | 1996 | 4
TIDC | Almond Power Plant | 7315 | 2 |  |  | Natural Gas Fired Combustion Turbine | 58 | CA | Stanislaus | 37.5744 | -120.985 | 2012 | 7
TIDC | Almond Power Plant | 7315 | 3 |  |  | Natural Gas Fired Combustion Turbine | 58 | CA | Stanislaus | 37.5744 | -120.985 | 2012 | 7
TIDC | Almond Power Plant | 7315 | 4 |  |  | Natural Gas Fired Combustion Turbine | 58 | CA | Stanislaus | 37.5744 | -120.985 | 2012 | 7
TIDC | Don Pedro | 439 | 1 |  |  | Conventional Hydroelectric | 45.5 | CA | Tuolumne | 37.696 | -120.4202 | 1971 | 5
TIDC | Don Pedro | 439 | 2 |  |  | Conventional Hydroelectric | 45.5 | CA | Tuolumne | 37.696 | -120.4202 | 1971 | 5
TIDC | Don Pedro | 439 | 3 |  |  | Conventional Hydroelectric | 45.5 | CA | Tuolumne | 37.696 | -120.4202 | 1971 | 5
TIDC | Don Pedro | 439 | 4 |  |  | Conventional Hydroelectric | 34.3 | CA | Tuolumne | 37.696 | -120.4202 | 1989 | 4
TIDC | Enchanted Rock Turlock Irrigation Distri | 66680 | UNIT1 |  |  | Natural Gas Internal Combustion Engine | 11.7 | CA | Stanislaus | 37.4359 | -121.131 | 2024 | 5
TIDC | Enchanted Rock Turlock Irrigation Distri | 66680 | UNIT2 |  |  | Natural Gas Internal Combustion Engine | 11.7 | CA | Stanislaus | 37.4359 | -121.131 | 2024 | 5
TIDC | Enchanted Rock Turlock Irrigation Distri | 66680 | UNIT3 |  |  | Natural Gas Internal Combustion Engine | 11.7 | CA | Stanislaus | 37.4359 | -121.131 | 2024 | 5
TIDC | Enchanted Rock Turlock Irrigation Distri | 66680 | UNIT4 |  |  | Natural Gas Internal Combustion Engine | 11.7 | CA | Stanislaus | 37.4359 | -121.131 | 2024 | 5
TIDC | Hickman | 162 | 1 |  |  | Conventional Hydroelectric | 0.5 | CA | Stanislaus | 37.6215 | -120.7462 | 1979 | 9
TIDC | Hickman | 162 | 2 |  |  | Conventional Hydroelectric | 0.5 | CA | Stanislaus | 37.6215 | -120.7462 | 1979 | 9
TIDC | La Grange | 440 | 1 |  |  | Conventional Hydroelectric | 1.2 | CA | Stanislaus | 37.6697 | -120.4436 | 1924 | 12
TIDC | La Grange | 440 | 2 |  |  | Conventional Hydroelectric | 3.3 | CA | Stanislaus | 37.6697 | -120.4436 | 1924 | 12
TIDC | Turlock Lake | 161 | 1 |  |  | Conventional Hydroelectric | 1.1 | CA | Stanislaus | 37.6115 | -120.5947 | 1980 | 7
TIDC | Turlock Lake | 161 | 2 |  |  | Conventional Hydroelectric | 1.1 | CA | Stanislaus | 37.6115 | -120.5947 | 1980 | 7
TIDC | Turlock Lake | 161 | 3 |  |  | Conventional Hydroelectric | 1.1 | CA | Stanislaus | 37.6115 | -120.5947 | 1980 | 7
TIDC | Upper Dawson | 489 | 1 |  |  | Conventional Hydroelectric | 4.4 | CA | Tuolumne | 37.6508 | -120.4706 | 1983 | 11
TIDC | Walnut | 4256 | 1 |  |  | Natural Gas Fired Combustion Turbine | 24.9 | CA | Stanislaus | 37.4903 | -120.9044 | 1986 | 4
TIDC | Walnut | 4256 | 2 |  |  | Natural Gas Fired Combustion Turbine | 24.9 | CA | Stanislaus | 37.4903 | -120.9044 | 1986 | 4
TIDC | Walnut Energy Center | 56078 | 1 |  |  | Natural Gas Fired Combined Cycle | 94.9 | CA | Stanislaus | 37.4878 | -120.8956 | 2006 | 2
TIDC | Walnut Energy Center | 56078 | 2 |  |  | Natural Gas Fired Combined Cycle | 94.9 | CA | Stanislaus | 37.4878 | -120.8956 | 2006 | 2
TIDC | Walnut Energy Center | 56078 | 3 |  |  | Natural Gas Fired Combined Cycle | 110.8 | CA | Stanislaus | 37.4878 | -120.8956 | 2006 | 2
TIDC | Woodward Power Plant | 50218 | U1 |  |  | Conventional Hydroelectric | 2.8 | CA | Stanislaus | 37.8607 | -120.8792 | 1982 | 4
TPWR | Alder | 3913 | 11 |  |  | Conventional Hydroelectric | 25 | WA | Pierce | 46.8016 | -122.3102 | 1947 | 5
TPWR | Alder | 3913 | 12 |  |  | Conventional Hydroelectric | 25 | WA | Pierce | 46.8016 | -122.3102 | 1945 | 12
TPWR | Cushman 1 | 3914 | 21 |  |  | Conventional Hydroelectric | 21.6 | WA | Mason | 47.4181 | -123.2252 | 1926 | 6
TPWR | Cushman 1 | 3914 | 22 |  |  | Conventional Hydroelectric | 21.6 | WA | Mason | 47.4181 | -123.2252 | 1926 | 7
TPWR | Cushman 2 | 3915 | 31 |  |  | Conventional Hydroelectric | 27 | WA | Mason | 47.3698 | -123.1603 | 1930 | 12
TPWR | Cushman 2 | 3915 | 32 |  |  | Conventional Hydroelectric | 27 | WA | Mason | 47.3698 | -123.1603 | 1931 | 8
TPWR | Cushman 2 | 3915 | 33 |  |  | Conventional Hydroelectric | 27 | WA | Mason | 47.3698 | -123.1603 | 1952 | 12
TPWR | Cushman 2 | 3915 | 34 |  |  | Conventional Hydroelectric | 1.8 | WA | Mason | 47.3698 | -123.1603 | 2013 | 3
TPWR | Cushman 2 | 3915 | 35 |  |  | Conventional Hydroelectric | 1.8 | WA | Mason | 47.3698 | -123.1603 | 2013 | 3
TPWR | LaGrande | 3916 | 1 |  |  | Conventional Hydroelectric | 6 | WA | Pierce | 46.8328 | -122.3196 | 1912 | 11
TPWR | LaGrande | 3916 | 2 |  |  | Conventional Hydroelectric | 6 | WA | Pierce | 46.8328 | -122.3196 | 1912 | 11
TPWR | LaGrande | 3916 | 3 |  |  | Conventional Hydroelectric | 6 | WA | Pierce | 46.8328 | -122.3196 | 1912 | 11
TPWR | LaGrande | 3916 | 4 |  |  | Conventional Hydroelectric | 6 | WA | Pierce | 46.8328 | -122.3196 | 1912 | 11
TPWR | LaGrande | 3916 | 5 |  |  | Conventional Hydroelectric | 40 | WA | Pierce | 46.8328 | -122.3196 | 1945 | 9
TPWR | Mayfield | 3917 | 41 |  |  | Conventional Hydroelectric | 40.5 | WA | Lewis | 46.5035 | -122.5885 | 1983 | 5
TPWR | Mayfield | 3917 | 42 |  |  | Conventional Hydroelectric | 40.5 | WA | Lewis | 46.5035 | -122.5885 | 1963 | 3
TPWR | Mayfield | 3917 | 43 |  |  | Conventional Hydroelectric | 40.5 | WA | Lewis | 46.5035 | -122.5885 | 1963 | 4
TPWR | Mayfield | 3917 | 44 |  |  | Conventional Hydroelectric | 40.5 | WA | Lewis | 46.5035 | -122.5885 | 1963 | 6
TPWR | Mossyrock | 3918 | 51 |  |  | Conventional Hydroelectric | 150 | WA | Lewis | 46.5347 | -122.4247 | 1968 | 11
TPWR | Mossyrock | 3918 | 52 |  |  | Conventional Hydroelectric | 150 | WA | Lewis | 46.5347 | -122.4247 | 1968 | 10
TPWR | Wynoochee | 7127 | 1 |  |  | Conventional Hydroelectric | 12.8 | WA | Grays Harbor | 47.3851 | -123.6052 | 1994 | 1
TVA | Allen | 3393 | CTG1 |  |  | Natural Gas Fired Combined Cycle | 347 | TN | Shelby | 35.0741 | -90.1487 | 2018 | 4
TVA | Allen | 3393 | CTG2 |  |  | Natural Gas Fired Combined Cycle | 347 | TN | Shelby | 35.0741 | -90.1487 | 2018 | 4
TVA | Allen | 3393 | G10 |  |  | Petroleum Liquids | 23.9 | TN | Shelby | 35.0741 | -90.1487 | 1971 | 6
TVA | Allen | 3393 | G11 |  |  | Petroleum Liquids | 23.9 | TN | Shelby | 35.0741 | -90.1487 | 1971 | 6
TVA | Allen | 3393 | G12 |  |  | Petroleum Liquids | 23.9 | TN | Shelby | 35.0741 | -90.1487 | 1971 | 6
TVA | Allen | 3393 | G13 |  |  | Petroleum Liquids | 23.9 | TN | Shelby | 35.0741 | -90.1487 | 1971 | 6
TVA | Allen | 3393 | G14 |  |  | Petroleum Liquids | 23.9 | TN | Shelby | 35.0741 | -90.1487 | 1971 | 6
TVA | Allen | 3393 | G15 |  |  | Petroleum Liquids | 23.9 | TN | Shelby | 35.0741 | -90.1487 | 1971 | 6
TVA | Allen | 3393 | G16 |  |  | Petroleum Liquids | 23.9 | TN | Shelby | 35.0741 | -90.1487 | 1971 | 6
TVA | Allen | 3393 | G17 |  |  | Petroleum Liquids | 59.6 | TN | Shelby | 35.0741 | -90.1487 | 1972 | 9
TVA | Allen | 3393 | G18 |  |  | Petroleum Liquids | 59.6 | TN | Shelby | 35.0741 | -90.1487 | 1972 | 9
TVA | Allen | 3393 | G19 |  |  | Petroleum Liquids | 59.6 | TN | Shelby | 35.0741 | -90.1487 | 1972 | 9
TVA | Allen | 3393 | G20 |  |  | Petroleum Liquids | 59.6 | TN | Shelby | 35.0741 | -90.1487 | 1972 | 9
TVA | Allen | 3393 | GT1 |  |  | Petroleum Liquids | 23.9 | TN | Shelby | 35.0741 | -90.1487 | 1971 | 6
TVA | Allen | 3393 | GT2 |  |  | Petroleum Liquids | 23.9 | TN | Shelby | 35.0741 | -90.1487 | 1971 | 6
TVA | Allen | 3393 | GT3 |  |  | Petroleum Liquids | 23.9 | TN | Shelby | 35.0741 | -90.1487 | 1971 | 6
TVA | Allen | 3393 | GT4 |  |  | Petroleum Liquids | 23.9 | TN | Shelby | 35.0741 | -90.1487 | 1971 | 6
TVA | Allen | 3393 | GT5 |  |  | Petroleum Liquids | 23.9 | TN | Shelby | 35.0741 | -90.1487 | 1971 | 6
TVA | Allen | 3393 | GT6 |  |  | Petroleum Liquids | 23.9 | TN | Shelby | 35.0741 | -90.1487 | 1971 | 6
TVA | Allen | 3393 | GT7 |  |  | Petroleum Liquids | 23.9 | TN | Shelby | 35.0741 | -90.1487 | 1971 | 6
TVA | Allen | 3393 | GT8 |  |  | Petroleum Liquids | 23.9 | TN | Shelby | 35.0741 | -90.1487 | 1971 | 6
TVA | Allen | 3393 | GT9 |  |  | Petroleum Liquids | 23.9 | TN | Shelby | 35.0741 | -90.1487 | 1971 | 6
TVA | Allen | 3393 | STG1 |  |  | Natural Gas Fired Combined Cycle | 476.9 | TN | Shelby | 35.0741 | -90.1487 | 2018 | 4
TVA | Apalachia | 3394 | 1 |  |  | Conventional Hydroelectric | 52.2 | TN | Polk | 35.1677 | -84.2956 | 1943 | 11
TVA | Apalachia | 3394 | 2 |  |  | Conventional Hydroelectric | 41.4 | TN | Polk | 35.1677 | -84.2956 | 1943 | 9
TVA | Barkley | 1371 | 1 |  |  | Conventional Hydroelectric | 32.5 | KY | Lyon | 37.0217 | -88.2211 | 1966 | 1
TVA | Barkley | 1371 | 2 |  |  | Conventional Hydroelectric | 32.5 | KY | Lyon | 37.0217 | -88.2211 | 1966 | 2
TVA | Barkley | 1371 | 3 |  |  | Conventional Hydroelectric | 32.5 | KY | Lyon | 37.0217 | -88.2211 | 1966 | 3
TVA | Barkley | 1371 | 4 |  |  | Conventional Hydroelectric | 32.5 | KY | Lyon | 37.0217 | -88.2211 | 1966 | 3
TVA | Blue Ridge | 757 | 1 |  |  | Conventional Hydroelectric | 22 | GA | Fannin | 34.8839 | -84.2822 | 1931 | 7
TVA | Blue Ridge | 757 | 2 |  |  | Conventional Hydroelectric | 1.5 | GA | Fannin | 34.8839 | -84.2822 | 1994 | 9
TVA | Boone Dam | 3395 | 1 |  |  | Conventional Hydroelectric | 38 | TN | Sullivan | 36.4403 | -82.4381 | 1953 | 9
TVA | Boone Dam | 3395 | 2 |  |  | Conventional Hydroelectric | 38.3 | TN | Sullivan | 36.4403 | -82.4381 | 1953 | 6
TVA | Boone Dam | 3395 | 3 |  |  | Conventional Hydroelectric | 29.6 | TN | Sullivan | 36.4403 | -82.4381 | 1953 | 3
TVA | Browns Ferry | 46 | 1 |  |  | Nuclear | 1281 | AL | Limestone | 34.7042 | -87.1189 | 1974 | 8
TVA | Browns Ferry | 46 | 2 |  |  | Nuclear | 1281 | AL | Limestone | 34.7042 | -87.1189 | 1975 | 3
TVA | Browns Ferry | 46 | 3 |  |  | Nuclear | 1292 | AL | Limestone | 34.7042 | -87.1189 | 1977 | 3
TVA | Brownsville Peaking Power | 55081 | 1 |  |  | Natural Gas Fired Combustion Turbine | 112 | TN | Haywood | 35.5438 | -89.198 | 1999 | 6
TVA | Brownsville Peaking Power | 55081 | 2 |  |  | Natural Gas Fired Combustion Turbine | 112 | TN | Haywood | 35.5438 | -89.198 | 1999 | 6
TVA | Brownsville Peaking Power | 55081 | 3 |  |  | Natural Gas Fired Combustion Turbine | 118 | TN | Haywood | 35.5438 | -89.198 | 1999 | 6
TVA | Brownsville Peaking Power | 55081 | 4 |  |  | Natural Gas Fired Combustion Turbine | 118 | TN | Haywood | 35.5438 | -89.198 | 1999 | 6
TVA | Calderwood | 54900 | 1 |  |  | Conventional Hydroelectric | 52.2 | TN | Blount | 35.4923 | -83.9806 | 1930 | 4
TVA | Calderwood | 54900 | 2 |  |  | Conventional Hydroelectric | 52.2 | TN | Blount | 35.4923 | -83.9806 | 1930 | 4
TVA | Calderwood | 54900 | 3 |  |  | Conventional Hydroelectric | 52.2 | TN | Blount | 35.4923 | -83.9806 | 1938 | 6
TVA | Caledonia | 55197 | CTG1 |  |  | Natural Gas Fired Combined Cycle | 161 | MS | Lowndes | 33.6464 | -88.2717 | 2003 | 6
TVA | Caledonia | 55197 | CTG2 |  |  | Natural Gas Fired Combined Cycle | 161 | MS | Lowndes | 33.6464 | -88.2717 | 2003 | 6
TVA | Caledonia | 55197 | CTG3 |  |  | Natural Gas Fired Combined Cycle | 161 | MS | Lowndes | 33.6464 | -88.2717 | 2003 | 6
TVA | Caledonia | 55197 | STG1 |  |  | Natural Gas Fired Combined Cycle | 106 | MS | Lowndes | 33.6464 | -88.2717 | 2003 | 6
TVA | Caledonia | 55197 | STG2 |  |  | Natural Gas Fired Combined Cycle | 106 | MS | Lowndes | 33.6464 | -88.2717 | 2003 | 6
TVA | Caledonia | 55197 | STG3 |  |  | Natural Gas Fired Combined Cycle | 106 | MS | Lowndes | 33.6464 | -88.2717 | 2003 | 6
TVA | Calvert City | 55308 | GEN1 |  |  | Natural Gas Fired Combustion Turbine | 26.7 | KY | Marshall | 37.0483 | -88.3539 | 2000 | 4
TVA | Center Hill | 6417 | 1 |  |  | Conventional Hydroelectric | 45 | TN | DeKalb | 36.0972 | -85.8274 | 1950 | 11
TVA | Center Hill | 6417 | 2 |  |  | Conventional Hydroelectric | 50 | TN | DeKalb | 36.0972 | -85.8274 | 1951 | 1
TVA | Center Hill | 6417 | 3 |  |  | Conventional Hydroelectric | 45 | TN | DeKalb | 36.0972 | -85.8274 | 1951 | 4
TVA | Chatuge | 2778 | 1 |  |  | Conventional Hydroelectric | 13.2 | NC | Clay | 35.0191 | -83.7914 | 1954 | 12
TVA | Cheatham | 6418 | 1 |  |  | Conventional Hydroelectric | 12 | TN | Dickson | 36.3208 | -87.2219 | 1958 | 5
TVA | Cheatham | 6418 | 2 |  |  | Conventional Hydroelectric | 12 | TN | Dickson | 36.3208 | -87.2219 | 1958 | 9
TVA | Cheatham | 6418 | 3 |  |  | Conventional Hydroelectric | 12 | TN | Dickson | 36.3208 | -87.2219 | 1958 | 11
TVA | Cheoah | 54899 | 1A |  |  | Conventional Hydroelectric | 27.5 | NC | Graham | 35.4478 | -83.9383 | 2012 | 9
TVA | Cheoah | 54899 | 2A |  |  | Conventional Hydroelectric | 27.5 | NC | Graham | 35.4478 | -83.9383 | 2012 | 8
TVA | Cheoah | 54899 | 3A |  |  | Conventional Hydroelectric | 27.5 | NC | Graham | 35.4478 | -83.9383 | 2013 | 7
TVA | Cheoah | 54899 | 4A |  |  | Conventional Hydroelectric | 27.5 | NC | Graham | 35.4478 | -83.9383 | 2012 | 11
TVA | Cheoah | 54899 | 5 |  |  | Conventional Hydroelectric | 30 | NC | Graham | 35.4478 | -83.9383 | 1949 | 9
TVA | Cherokee Dam | 3397 | 1 |  |  | Conventional Hydroelectric | 33.4 | TN | Jefferson | 36.1682 | -83.4977 | 1942 | 4
TVA | Cherokee Dam | 3397 | 2 |  |  | Conventional Hydroelectric | 34.6 | TN | Jefferson | 36.1682 | -83.4977 | 1953 | 1
TVA | Cherokee Dam | 3397 | 3 |  |  | Conventional Hydroelectric | 34.6 | TN | Jefferson | 36.1682 | -83.4977 | 1942 | 6
TVA | Cherokee Dam | 3397 | 4 |  |  | Conventional Hydroelectric | 32.4 | TN | Jefferson | 36.1682 | -83.4977 | 1953 | 10
TVA | Chestnut Ridge Landfill Power Plant |  |  |  |  | Landfill Gas | [7 empty] | 6.4 | TN | Knox
TVA | Chickamauga | 3398 | 1 |  |  | Conventional Hydroelectric | 39.9 | TN | Hamilton | 35.1018 | -85.2295 | 1940 | 7
TVA | Chickamauga | 3398 | 2 |  |  | Conventional Hydroelectric | 39.9 | TN | Hamilton | 35.1018 | -85.2295 | 1940 | 5
TVA | Chickamauga | 3398 | 3 |  |  | Conventional Hydroelectric | 39.9 | TN | Hamilton | 35.1018 | -85.2295 | 1940 | 3
TVA | Chickamauga | 3398 | 4 |  |  | Conventional Hydroelectric | 39.9 | TN | Hamilton | 35.1018 | -85.2295 | 1952 | 3
TVA | Chilhowee | 54901 | 1 |  |  | Conventional Hydroelectric | 16.6 | TN | Blount | 35.5453 | -84.0503 | 1957 | 8
TVA | Chilhowee | 54901 | 2 |  |  | Conventional Hydroelectric | 16.6 | TN | Blount | 35.5453 | -84.0503 | 1957 | 10
TVA | Chilhowee | 54901 | 3 |  |  | Conventional Hydroelectric | 16.6 | TN | Blount | 35.5453 | -84.0503 | 1957 | 9
TVA | Colbert | 47 | GT1 |  |  | Natural Gas Fired Combustion Turbine | 59.5 | AL | Colbert | 34.7439 | -87.8486 | 1972 | 9
TVA | Colbert | 47 | GT10 |  |  | Natural Gas Fired Combustion Turbine | 231.2 | AL | Colbert | 34.7439 | -87.8486 | 2023 | 7
TVA | Colbert | 47 | GT11 |  |  | Natural Gas Fired Combustion Turbine | 231.2 | AL | Colbert | 34.7439 | -87.8486 | 2023 | 7
TVA | Colbert | 47 | GT2 |  |  | Natural Gas Fired Combustion Turbine | 59.5 | AL | Colbert | 34.7439 | -87.8486 | 1972 | 9
TVA | Colbert | 47 | GT3 |  |  | Natural Gas Fired Combustion Turbine | 59.5 | AL | Colbert | 34.7439 | -87.8486 | 1972 | 9
TVA | Colbert | 47 | GT4 |  |  | Natural Gas Fired Combustion Turbine | 59.5 | AL | Colbert | 34.7439 | -87.8486 | 1972 | 9
TVA | Colbert | 47 | GT5 |  |  | Natural Gas Fired Combustion Turbine | 59.5 | AL | Colbert | 34.7439 | -87.8486 | 1972 | 9
TVA | Colbert | 47 | GT6 |  |  | Natural Gas Fired Combustion Turbine | 59.5 | AL | Colbert | 34.7439 | -87.8486 | 1972 | 9
TVA | Colbert | 47 | GT7 |  |  | Natural Gas Fired Combustion Turbine | 59.5 | AL | Colbert | 34.7439 | -87.8486 | 1972 | 9
TVA | Colbert | 47 | GT8 |  |  | Natural Gas Fired Combustion Turbine | 59.5 | AL | Colbert | 34.7439 | -87.8486 | 1972 | 9
TVA | Colbert | 47 | GT9 |  |  | Natural Gas Fired Combustion Turbine | 231.2 | AL | Colbert | 34.7439 | -87.8486 | 2023 | 7
TVA | Columbus MS | 50184 | TG1 |  |  | Wood/Wood Waste Biomass | 64 | MS | Lowndes | 33.3602 | -88.46 | 1990 | 4
TVA | Columbus MS | 50184 | TG2 |  |  | Wood/Wood Waste Biomass | 46 | MS | Lowndes | 33.3602 | -88.46 | 1982 | 6
TVA | Columbus MS | 50184 | TG3 |  |  | Wood/Wood Waste Biomass | 14.6 | MS | Lowndes | 33.3602 | -88.46 | 1982 | 6
TVA | Columbus MS | 50184 | TG4 |  |  | Wood/Wood Waste Biomass | 4 | MS | Lowndes | 33.3602 | -88.46 | 1987 | 8
TVA | Cordell Hull | 3423 | 1 |  |  | Conventional Hydroelectric | 33.3 | TN | Smith | 36.2895 | -85.9442 | 1973 | 8
TVA | Cordell Hull | 3423 | 2 |  |  | Conventional Hydroelectric | 33.3 | TN | Smith | 36.2895 | -85.9442 | 1973 | 10
TVA | Cordell Hull | 3423 | 3 |  |  | Conventional Hydroelectric | 33.3 | TN | Smith | 36.2895 | -85.9442 | 1974 | 2
TVA | Cumberland (TN) | 3399 | 1 |  |  | Conventional Steam Coal | 1300 | TN | Stewart | 36.3903 | -87.6539 | 1973 | 3
TVA | Cumberland (TN) | 3399 | 2 |  |  | Conventional Steam Coal | 1300 | TN | Stewart | 36.3903 | -87.6539 | 1973 | 11
TVA | Cumblerland Land Holdings, LLC | 61924 | CUMB |  |  | Solar Photovoltaic | 14.7 | AL | Limestone | 34.9497 | -86.8681 | 2018 | 12
TVA | Dale Hollow | 3424 | 1 |  |  | Conventional Hydroelectric | 18 | TN | Clay | 36.5378 | -85.4517 | 1948 | 12
TVA | Dale Hollow | 3424 | 2 |  |  | Conventional Hydroelectric | 18 | TN | Clay | 36.5378 | -85.4517 | 1949 | 1
TVA | Dale Hollow | 3424 | 3 |  |  | Conventional Hydroelectric | 18 | TN | Clay | 36.5378 | -85.4517 | 1953 | 11
TVA | Decatur Energy Center | 55292 | CTG1 |  |  | Natural Gas Fired Combined Cycle | 210.8 | AL | Morgan | 34.6292 | -87.0214 | 2002 | 6
TVA | Decatur Energy Center | 55292 | CTG2 |  |  | Natural Gas Fired Combined Cycle | 210.8 | AL | Morgan | 34.6292 | -87.0214 | 2002 | 6
TVA | Decatur Energy Center | 55292 | CTG3 |  |  | Natural Gas Fired Combined Cycle | 210.8 | AL | Morgan | 34.6292 | -87.0214 | 2003 | 6
TVA | Decatur Energy Center | 55292 | STG1 |  |  | Natural Gas Fired Combined Cycle | 270 | AL | Morgan | 34.6292 | -87.0214 | 2002 | 6
TVA | Douglas Dam | 3400 | 1 |  |  | Conventional Hydroelectric | 36.5 | TN | Sevier | 35.9623 | -83.5393 | 1944 | 1
TVA | Douglas Dam | 3400 | 2 |  |  | Conventional Hydroelectric | 41.4 | TN | Sevier | 35.9623 | -83.5393 | 1949 | 5
TVA | Douglas Dam | 3400 | 3 |  |  | Conventional Hydroelectric | 31.5 | TN | Sevier | 35.9623 | -83.5393 | 1943 | 3
TVA | Douglas Dam | 3400 | 4 |  |  | Conventional Hydroelectric | 41.4 | TN | Sevier | 35.9623 | -83.5393 | 1954 | 8
TVA | Elora Solar | 63719 | ELO |  |  | Solar Photovoltaic | 150 | TN | Lincoln | 35.06 | -86.34 | 2022 | 3
TVA | Fontana Dam | 2779 | 1 |  |  | Conventional Hydroelectric | 81 | NC | Swain | 35.4507 | -83.805 | 1945 | 1
TVA | Fontana Dam | 2779 | 2 |  |  | Conventional Hydroelectric | 92.7 | NC | Swain | 35.4507 | -83.805 | 1945 | 3
TVA | Fontana Dam | 2779 | 3 |  |  | Conventional Hydroelectric | 81 | NC | Swain | 35.4507 | -83.805 | 1954 | 2
TVA | Fort Loudoun | 3402 | 1 |  |  | Conventional Hydroelectric | 35.5 | TN | Loudon | 35.7917 | -84.2431 | 1944 | 1
TVA | Fort Loudoun | 3402 | 2 |  |  | Conventional Hydroelectric | 34.2 | TN | Loudon | 35.7917 | -84.2431 | 1943 | 11
TVA | Fort Loudoun | 3402 | 3 |  |  | Conventional Hydroelectric | 43 | TN | Loudon | 35.7917 | -84.2431 | 1948 | 10
TVA | Fort Loudoun | 3402 | 4 |  |  | Conventional Hydroelectric | 40.6 | TN | Loudon | 35.7917 | -84.2431 | 1949 | 1
TVA | Fort Patrick Henry | 3401 | 1 |  |  | Conventional Hydroelectric | 29.7 | TN | Sullivan | 36.4982 | -82.5086 | 1954 | 2
TVA | Fort Patrick Henry | 3401 | 2 |  |  | Conventional Hydroelectric | 29.7 | TN | Sullivan | 36.4982 | -82.5086 | 1953 | 12
TVA | Gallatin (TN) | 3403 | 1 |  |  | Conventional Steam Coal | 300 | TN | Sumner | 36.3156 | -86.4006 | 1956 | 11
TVA | Gallatin (TN) | 3403 | 2 |  |  | Conventional Steam Coal | 300 | TN | Sumner | 36.3156 | -86.4006 | 1957 | 6
TVA | Gallatin (TN) | 3403 | 3 |  |  | Conventional Steam Coal | 327.6 | TN | Sumner | 36.3156 | -86.4006 | 1959 | 5
TVA | Gallatin (TN) | 3403 | 4 |  |  | Conventional Steam Coal | 327.6 | TN | Sumner | 36.3156 | -86.4006 | 1959 | 8
TVA | Gallatin (TN) | 3403 | GT1 |  |  | Natural Gas Fired Combustion Turbine | 81.3 | TN | Sumner | 36.3156 | -86.4006 | 1975 | 7
TVA | Gallatin (TN) | 3403 | GT2 |  |  | Natural Gas Fired Combustion Turbine | 81.3 | TN | Sumner | 36.3156 | -86.4006 | 1975 | 7
TVA | Gallatin (TN) | 3403 | GT3 |  |  | Natural Gas Fired Combustion Turbine | 81.3 | TN | Sumner | 36.3156 | -86.4006 | 1975 | 7
TVA | Gallatin (TN) | 3403 | GT4 |  |  | Natural Gas Fired Combustion Turbine | 81.3 | TN | Sumner | 36.3156 | -86.4006 | 1975 | 7
TVA | Gallatin (TN) | 3403 | GT5 |  |  | Natural Gas Fired Combustion Turbine | 84.5 | TN | Sumner | 36.3156 | -86.4006 | 2000 | 7
TVA | Gallatin (TN) | 3403 | GT6 |  |  | Natural Gas Fired Combustion Turbine | 84.5 | TN | Sumner | 36.3156 | -86.4006 | 2000 | 7
TVA | Gallatin (TN) | 3403 | GT7 |  |  | Natural Gas Fired Combustion Turbine | 84.5 | TN | Sumner | 36.3156 | -86.4006 | 2000 | 7
TVA | Gallatin (TN) | 3403 | GT8 |  |  | Natural Gas Fired Combustion Turbine | 84.5 | TN | Sumner | 36.3156 | -86.4006 | 2000 | 7
TVA | Gleason Generating Facility | 55251 | CTG1 |  |  | Natural Gas Fired Combustion Turbine | 185.4 | TN | Weakley | 36.2454 | -88.612 | 2000 | 6
TVA | Gleason Generating Facility | 55251 | CTG2 |  |  | Natural Gas Fired Combustion Turbine | 191.2 | TN | Weakley | 36.2454 | -88.612 | 2000 | 6
TVA | Gleason Generating Facility | 55251 | CTG3 |  |  | Natural Gas Fired Combustion Turbine | 191.2 | TN | Weakley | 36.2454 | -88.612 | 2000 | 6
TVA | Golden Triangle II | 65291 | MS6_S |  |  | Batteries | 50 | MS | Lowndes | 33.4155 | -88.6223 | 2024 | 5
TVA | Golden Triangle II | 65291 | OEMS6 |  |  | Solar Photovoltaic | 150 | MS | Lowndes | 33.4155 | -88.6223 | 2024 | 5
TVA | Great Falls (TN) | 3404 | 1 |  |  | Conventional Hydroelectric | 15.3 | TN | Warren | 35.8067 | -85.6341 | 1916 | 12
TVA | Great Falls (TN) | 3404 | 2 |  |  | Conventional Hydroelectric | 18.4 | TN | Warren | 35.8067 | -85.6341 | 1924 | 10
TVA | Guntersville | 48 | 1 |  |  | Conventional Hydroelectric | 28.8 | AL | Marshall | 34.4213 | -86.3939 | 1939 | 8
TVA | Guntersville | 48 | 2 |  |  | Conventional Hydroelectric | 28.8 | AL | Marshall | 34.4213 | -86.3939 | 1939 | 10
TVA | Guntersville | 48 | 3 |  |  | Conventional Hydroelectric | 28.8 | AL | Marshall | 34.4213 | -86.3939 | 1939 | 12
TVA | Guntersville | 48 | 4 |  |  | Conventional Hydroelectric | 28.8 | AL | Marshall | 34.4213 | -86.3939 | 1952 | 3
TVA | Hiwassee Dam | 2780 | 1 |  |  | Conventional Hydroelectric | 70.6 | NC | Cherokee | 35.1509 | -84.1775 | 1940 | 5
TVA | Hiwassee Dam | 2780 | 2 |  |  | Hydroelectric Pumped Storage | 95 | NC | Cherokee | 35.1509 | -84.1775 | 1956 | 5
TVA | J P Priest | 3428 | 1 |  |  | Conventional Hydroelectric | 28 | TN | Davidson | 36.1564 | -86.6186 | 1970 | 2
TVA | John Sevier | 3405 | CTG1 |  |  | Natural Gas Fired Combined Cycle | 191.3 | TN | Hawkins | 36.3767 | -82.9639 | 2012 | 4
TVA | John Sevier | 3405 | CTG2 |  |  | Natural Gas Fired Combined Cycle | 191.3 | TN | Hawkins | 36.3767 | -82.9639 | 2012 | 4
TVA | John Sevier | 3405 | CTG3 |  |  | Natural Gas Fired Combined Cycle | 191.3 | TN | Hawkins | 36.3767 | -82.9639 | 2012 | 4
TVA | John Sevier | 3405 | STG1 |  |  | Natural Gas Fired Combined Cycle | 423 | TN | Hawkins | 36.3767 | -82.9639 | 2012 | 4
TVA | Johnsonville | 3406 | G10 |  |  | Natural Gas Fired Combustion Turbine | 68 | TN | Humphreys | 36.0278 | -87.9861 | 1975 | 6
TVA | Johnsonville | 3406 | G11 |  |  | Natural Gas Fired Combustion Turbine | 68 | TN | Humphreys | 36.0278 | -87.9861 | 1975 | 6
TVA | Johnsonville | 3406 | G12 |  |  | Natural Gas Fired Combustion Turbine | 68 | TN | Humphreys | 36.0278 | -87.9861 | 1975 | 6
TVA | Johnsonville | 3406 | G13 |  |  | Natural Gas Fired Combustion Turbine | 68 | TN | Humphreys | 36.0278 | -87.9861 | 1975 | 6
TVA | Johnsonville | 3406 | G14 |  |  | Natural Gas Fired Combustion Turbine | 68 | TN | Humphreys | 36.0278 | -87.9861 | 1975 | 6
TVA | Johnsonville | 3406 | G15 |  |  | Natural Gas Fired Combustion Turbine | 68 | TN | Humphreys | 36.0278 | -87.9861 | 1975 | 6
TVA | Johnsonville | 3406 | G16 |  |  | Natural Gas Fired Combustion Turbine | 68 | TN | Humphreys | 36.0278 | -87.9861 | 1975 | 6
TVA | Johnsonville | 3406 | G17 |  |  | Natural Gas Fired Combustion Turbine | 84.5 | TN | Humphreys | 36.0278 | -87.9861 | 2000 | 7
TVA | Johnsonville | 3406 | G18 |  |  | Natural Gas Fired Combustion Turbine | 84.5 | TN | Humphreys | 36.0278 | -87.9861 | 2000 | 7
TVA | Johnsonville | 3406 | G19 |  |  | Natural Gas Fired Combustion Turbine | 84.5 | TN | Humphreys | 36.0278 | -87.9861 | 2000 | 7
TVA | Johnsonville | 3406 | G20 |  |  | Natural Gas Fired Combustion Turbine | 84.5 | TN | Humphreys | 36.0278 | -87.9861 | 2000 | 7
TVA | Johnsonville | 3406 | GT1 |  |  | Natural Gas Fired Combustion Turbine | 68 | TN | Humphreys | 36.0278 | -87.9861 | 1975 | 6
TVA | Johnsonville | 3406 | GT2 |  |  | Natural Gas Fired Combustion Turbine | 68 | TN | Humphreys | 36.0278 | -87.9861 | 1975 | 6
TVA | Johnsonville | 3406 | GT3 |  |  | Natural Gas Fired Combustion Turbine | 68 | TN | Humphreys | 36.0278 | -87.9861 | 1975 | 6
TVA | Johnsonville | 3406 | GT4 |  |  | Natural Gas Fired Combustion Turbine | 68 | TN | Humphreys | 36.0278 | -87.9861 | 1975 | 6
TVA | Johnsonville | 3406 | GT5 |  |  | Natural Gas Fired Combustion Turbine | 68 | TN | Humphreys | 36.0278 | -87.9861 | 1975 | 6
TVA | Johnsonville | 3406 | GT6 |  |  | Natural Gas Fired Combustion Turbine | 68 | TN | Humphreys | 36.0278 | -87.9861 | 1975 | 6
TVA | Johnsonville | 3406 | GT7 |  |  | Natural Gas Fired Combustion Turbine | 68 | TN | Humphreys | 36.0278 | -87.9861 | 1975 | 6
TVA | Johnsonville | 3406 | GT8 |  |  | Natural Gas Fired Combustion Turbine | 68 | TN | Humphreys | 36.0278 | -87.9861 | 1975 | 6
TVA | Johnsonville | 3406 | GT9 |  |  | Natural Gas Fired Combustion Turbine | 68 | TN | Humphreys | 36.0278 | -87.9861 | 1975 | 6
TVA | Kemper County | 7960 | GT1 |  |  | Natural Gas Fired Combustion Turbine | 93 | MS | Kemper | 32.7976 | -88.606 | 2002 | 7
TVA | Kemper County | 7960 | GT2 |  |  | Natural Gas Fired Combustion Turbine | 93 | MS | Kemper | 32.7976 | -88.606 | 2002 | 7
TVA | Kemper County | 7960 | GT3 |  |  | Natural Gas Fired Combustion Turbine | 93 | MS | Kemper | 32.7976 | -88.606 | 2002 | 7
TVA | Kemper County | 7960 | GT4 |  |  | Natural Gas Fired Combustion Turbine | 93 | MS | Kemper | 32.7976 | -88.606 | 2002 | 7
TVA | Kentucky Dam | 1377 | 1 |  |  | Conventional Hydroelectric | 44.6 | KY | Marshall | 37.0131 | -88.2692 | 1945 | 4
TVA | Kentucky Dam | 1377 | 2 |  |  | Conventional Hydroelectric | 42.4 | KY | Marshall | 37.0131 | -88.2692 | 1944 | 11
TVA | Kentucky Dam | 1377 | 3 |  |  | Conventional Hydroelectric | 42.4 | KY | Marshall | 37.0131 | -88.2692 | 1944 | 9
TVA | Kentucky Dam | 1377 | 4 |  |  | Conventional Hydroelectric | 44.6 | KY | Marshall | 37.0131 | -88.2692 | 1945 | 12
TVA | Kentucky Dam | 1377 | 5 |  |  | Conventional Hydroelectric | 44.6 | KY | Marshall | 37.0131 | -88.2692 | 1948 | 1
TVA | Kingston | 3407 | 1 |  |  | Conventional Steam Coal | 175 | TN | Roane | 35.8992 | -84.5194 | 1954 | 2
TVA | Kingston | 3407 | 2 |  |  | Conventional Steam Coal | 175 | TN | Roane | 35.8992 | -84.5194 | 1954 | 4
TVA | Kingston | 3407 | 3 |  |  | Conventional Steam Coal | 175 | TN | Roane | 35.8992 | -84.5194 | 1954 | 6
TVA | Kingston | 3407 | 4 |  |  | Conventional Steam Coal | 175 | TN | Roane | 35.8992 | -84.5194 | 1954 | 7
TVA | Kingston | 3407 | 5 |  |  | Conventional Steam Coal | 200 | TN | Roane | 35.8992 | -84.5194 | 1955 | 1
TVA | Kingston | 3407 | 6 |  |  | Conventional Steam Coal | 200 | TN | Roane | 35.8992 | -84.5194 | 1955 | 3
TVA | Kingston | 3407 | 7 |  |  | Conventional Steam Coal | 200 | TN | Roane | 35.8992 | -84.5194 | 1955 | 5
TVA | Kingston | 3407 | 8 |  |  | Conventional Steam Coal | 200 | TN | Roane | 35.8992 | -84.5194 | 1955 | 8
TVA | Kingston | 3407 | 9 |  |  | Conventional Steam Coal | 200 | TN | Roane | 35.8992 | -84.5194 | 1955 | 12
TVA | Lagoon Creek | 7845 | CTG1 |  |  | Natural Gas Fired Combined Cycle | 173.4 | TN | Haywood | 35.6578 | -89.3964 | 2010 | 9
TVA | Lagoon Creek | 7845 | CTG2 |  |  | Natural Gas Fired Combined Cycle | 173.4 | TN | Haywood | 35.6578 | -89.3964 | 2010 | 9
TVA | Lagoon Creek | 7845 | GT1 |  |  | Natural Gas Fired Combustion Turbine | 84.5 | TN | Haywood | 35.6578 | -89.3964 | 2001 | 6
TVA | Lagoon Creek | 7845 | GT10 |  |  | Natural Gas Fired Combustion Turbine | 86.2 | TN | Haywood | 35.6578 | -89.3964 | 2002 | 6
TVA | Lagoon Creek | 7845 | GT11 |  |  | Natural Gas Fired Combustion Turbine | 86.2 | TN | Haywood | 35.6578 | -89.3964 | 2002 | 6
TVA | Lagoon Creek | 7845 | GT12 |  |  | Natural Gas Fired Combustion Turbine | 86.2 | TN | Haywood | 35.6578 | -89.3964 | 2002 | 6
TVA | Lagoon Creek | 7845 | GT2 |  |  | Natural Gas Fired Combustion Turbine | 84.5 | TN | Haywood | 35.6578 | -89.3964 | 2001 | 6
TVA | Lagoon Creek | 7845 | GT3 |  |  | Natural Gas Fired Combustion Turbine | 84.5 | TN | Haywood | 35.6578 | -89.3964 | 2001 | 6
TVA | Lagoon Creek | 7845 | GT4 |  |  | Natural Gas Fired Combustion Turbine | 84.5 | TN | Haywood | 35.6578 | -89.3964 | 2001 | 6
TVA | Lagoon Creek | 7845 | GT5 |  |  | Natural Gas Fired Combustion Turbine | 84.5 | TN | Haywood | 35.6578 | -89.3964 | 2001 | 6
TVA | Lagoon Creek | 7845 | GT6 |  |  | Natural Gas Fired Combustion Turbine | 84.5 | TN | Haywood | 35.6578 | -89.3964 | 2001 | 6
TVA | Lagoon Creek | 7845 | GT7 |  |  | Natural Gas Fired Combustion Turbine | 84.5 | TN | Haywood | 35.6578 | -89.3964 | 2001 | 7
TVA | Lagoon Creek | 7845 | GT8 |  |  | Natural Gas Fired Combustion Turbine | 84.5 | TN | Haywood | 35.6578 | -89.3964 | 2001 | 7
TVA | Lagoon Creek | 7845 | GT9 |  |  | Natural Gas Fired Combustion Turbine | 86.2 | TN | Haywood | 35.6578 | -89.3964 | 2002 | 6
TVA | Lagoon Creek | 7845 | STG1 |  |  | Natural Gas Fired Combined Cycle | 257.6 | TN | Haywood | 35.6578 | -89.3964 | 2010 | 9
TVA | Latitude Solar Center | 61412 | LATSC |  |  | Solar Photovoltaic | 15 | TN | Hardeman | 35.3064 | -89.1675 | 2018 | 12
TVA | MTSU Power Co-Gen Plant | 58179 | GT-01 |  |  | Natural Gas Fired Combustion Turbine | 5 | TN | Rutherford | 35.8514 | -86.365 | 1997 | 7
TVA | Magnolia Power Plant | 55451 | CTG1 |  |  | Natural Gas Fired Combined Cycle | 178.5 | MS | Benton | 34.835 | -89.2026 | 2003 | 8
TVA | Magnolia Power Plant | 55451 | CTG2 |  |  | Natural Gas Fired Combined Cycle | 178.5 | MS | Benton | 34.835 | -89.2026 | 2003 | 8
TVA | Magnolia Power Plant | 55451 | CTG3 |  |  | Natural Gas Fired Combined Cycle | 178.5 | MS | Benton | 34.835 | -89.2026 | 2003 | 8
TVA | Magnolia Power Plant | 55451 | STG1 |  |  | Natural Gas Fired Combined Cycle | 156 | MS | Benton | 34.835 | -89.2026 | 2003 | 8
TVA | Magnolia Power Plant | 55451 | STG2 |  |  | Natural Gas Fired Combined Cycle | 156 | MS | Benton | 34.835 | -89.2026 | 2003 | 8
TVA | Magnolia Power Plant | 55451 | STG3 |  |  | Natural Gas Fired Combined Cycle | 156 | MS | Benton | 34.835 | -89.2026 | 2003 | 8
TVA | Marshall Energy Facility | 55232 | CT1 |  |  | Natural Gas Fired Combustion Turbine | 86 | KY | Marshall | 37.0286 | -88.3958 | 2002 | 6
TVA | Marshall Energy Facility | 55232 | CT2 |  |  | Natural Gas Fired Combustion Turbine | 86 | KY | Marshall | 37.0286 | -88.3958 | 2002 | 6
TVA | Marshall Energy Facility | 55232 | CT3 |  |  | Natural Gas Fired Combustion Turbine | 86 | KY | Marshall | 37.0286 | -88.3958 | 2002 | 6
TVA | Marshall Energy Facility | 55232 | CT4 |  |  | Natural Gas Fired Combustion Turbine | 86 | KY | Marshall | 37.0286 | -88.3958 | 2002 | 6
TVA | Marshall Energy Facility | 55232 | CT5 |  |  | Natural Gas Fired Combustion Turbine | 86 | KY | Marshall | 37.0286 | -88.3958 | 2002 | 6
TVA | Marshall Energy Facility | 55232 | CT6 |  |  | Natural Gas Fired Combustion Turbine | 86 | KY | Marshall | 37.0286 | -88.3958 | 2002 | 8
TVA | Marshall Energy Facility | 55232 | CT7 |  |  | Natural Gas Fired Combustion Turbine | 86 | KY | Marshall | 37.0286 | -88.3958 | 2002 | 8
TVA | Marshall Energy Facility | 55232 | CT8 |  |  | Natural Gas Fired Combustion Turbine | 86 | KY | Marshall | 37.0286 | -88.3958 | 2002 | 8
TVA | McMinnville | 55928 | 1 |  |  | Petroleum Liquids | 2 | TN | Warren | 35.705 | -85.7439 | 2001 | 6
TVA | McMinnville | 55928 | 10 |  |  | Petroleum Liquids | 2 | TN | Warren | 35.705 | -85.7439 | 2001 | 6
TVA | McMinnville | 55928 | 11 |  |  | Petroleum Liquids | 2 | TN | Warren | 35.705 | -85.7439 | 2001 | 6
TVA | McMinnville | 55928 | 2 |  |  | Petroleum Liquids | 2 | TN | Warren | 35.705 | -85.7439 | 2001 | 6
TVA | McMinnville | 55928 | 3 |  |  | Petroleum Liquids | 2 | TN | Warren | 35.705 | -85.7439 | 2001 | 6
TVA | McMinnville | 55928 | 4 |  |  | Petroleum Liquids | 2 | TN | Warren | 35.705 | -85.7439 | 2001 | 6
TVA | McMinnville | 55928 | 5 |  |  | Petroleum Liquids | 2 | TN | Warren | 35.705 | -85.7439 | 2001 | 6
TVA | McMinnville | 55928 | 6 |  |  | Petroleum Liquids | 2 | TN | Warren | 35.705 | -85.7439 | 2001 | 6
TVA | McMinnville | 55928 | 7 |  |  | Petroleum Liquids | 2 | TN | Warren | 35.705 | -85.7439 | 2001 | 6
TVA | McMinnville | 55928 | 8 |  |  | Petroleum Liquids | 2 | TN | Warren | 35.705 | -85.7439 | 2001 | 6
TVA | McMinnville | 55928 | 9 |  |  | Petroleum Liquids | 2 | TN | Warren | 35.705 | -85.7439 | 2001 | 6
TVA | Melton Hill | 3408 | 1 |  |  | Conventional Hydroelectric | 36 | TN | Loudon | 35.8853 | -84.3003 | 1964 | 7
TVA | Melton Hill | 3408 | 2 |  |  | Conventional Hydroelectric | 36 | TN | Loudon | 35.8853 | -84.3003 | 1964 | 11
TVA | Millington Solar Farm | 60560 | MILL |  |  | Solar Photovoltaic | 53 | TN | Shelby | 35.3515 | -89.8547 | 2018 | 12
TVA | Mississippi State |  |  |  |  | Mississippi State | [7 empty] | 20 | MS | Oktibbeha
TVA | Morgan Energy Center | 55293 | CTG1 |  |  | Natural Gas Fired Combined Cycle | 210 | AL | Morgan | 34.6397 | -87.0639 | 2004 | 1
TVA | Morgan Energy Center | 55293 | CTG2 |  |  | Natural Gas Fired Combined Cycle | 210 | AL | Morgan | 34.6397 | -87.0639 | 2003 | 6
TVA | Morgan Energy Center | 55293 | CTG3 |  |  | Natural Gas Fired Combined Cycle | 210 | AL | Morgan | 34.6397 | -87.0639 | 2003 | 6
TVA | Morgan Energy Center | 55293 | STG1 |  |  | Natural Gas Fired Combined Cycle | 270 | AL | Morgan | 34.6397 | -87.0639 | 2003 | 6
TVA | Mulberry Farm LLC | 59184 | PV1 |  |  | Solar Photovoltaic | 15.8 | TN | McNairy | 35.1319 | -88.5867 | 2014 | 12
TVA | Muscle Shoals | 62462 | GEN01 |  |  | Solar Photovoltaic | 227 | AL | Colbert | 34.7697 | -87.9045 | 2021 | 9
TVA | Nickajack | 3409 | 1 |  |  | Conventional Hydroelectric | 27.4 | TN | Marion | 35.0017 | -85.6218 | 1968 | 4
TVA | Nickajack | 3409 | 2 |  |  | Conventional Hydroelectric | 27.9 | TN | Marion | 35.0017 | -85.6218 | 1968 | 4
TVA | Nickajack | 3409 | 3 |  |  | Conventional Hydroelectric | 24.3 | TN | Marion | 35.0017 | -85.6218 | 1968 | 2
TVA | Nickajack | 3409 | 4 |  |  | Conventional Hydroelectric | 24.3 | TN | Marion | 35.0017 | -85.6218 | 1968 | 2
TVA | Norris Dam | 3411 | 1 |  |  | Conventional Hydroelectric | 65.7 | TN | Anderson | 36.2242 | -84.0914 | 1936 | 9
TVA | Norris Dam | 3411 | 2 |  |  | Conventional Hydroelectric | 65.7 | TN | Anderson | 36.2242 | -84.0914 | 1936 | 7
TVA | Nottely | 758 | 1 |  |  | Conventional Hydroelectric | 15 | GA | Union | 34.9592 | -84.0876 | 1956 | 1
TVA | Nottely | 758 | 2 |  |  | Conventional Hydroelectric | 0.9 | GA | Union | 34.9592 | -84.0876 | 1993 | 8
TVA | Ocoee 1 | 3412 | 1 |  |  | Conventional Hydroelectric | 3.8 | TN | Polk | 35.0947 | -84.6478 | 1912 | 1
TVA | Ocoee 1 | 3412 | 2 |  |  | Conventional Hydroelectric | 3.8 | TN | Polk | 35.0947 | -84.6478 | 1912 | 1
TVA | Ocoee 1 | 3412 | 3 |  |  | Conventional Hydroelectric | 3.8 | TN | Polk | 35.0947 | -84.6478 | 1912 | 5
TVA | Ocoee 1 | 3412 | 4 |  |  | Conventional Hydroelectric | 3.8 | TN | Polk | 35.0947 | -84.6478 | 1912 | 5
TVA | Ocoee 1 | 3412 | 5 |  |  | Conventional Hydroelectric | 3.8 | TN | Polk | 35.0947 | -84.6478 | 1914 | 12
TVA | Ocoee 2 | 3413 | 1 |  |  | Conventional Hydroelectric | 11.5 | TN | Polk | 35.0823 | -84.4911 | 1913 | 10
TVA | Ocoee 2 | 3413 | 2 |  |  | Conventional Hydroelectric | 11.5 | TN | Polk | 35.0823 | -84.4911 | 1913 | 10
TVA | Ocoee 3 | 3414 | 1 |  |  | Conventional Hydroelectric | 28.8 | TN | Polk | 35.075 | -84.4833 | 1943 | 4
TVA | Old Hickory | 3426 | 1 |  |  | Conventional Hydroelectric | 28.7 | TN | Sumner | 36.2972 | -86.6556 | 1957 | 4
TVA | Old Hickory | 3426 | 2 |  |  | Conventional Hydroelectric | 25 | TN | Sumner | 36.2972 | -86.6556 | 1957 | 7
TVA | Old Hickory | 3426 | 3 |  |  | Conventional Hydroelectric | 25 | TN | Sumner | 36.2972 | -86.6556 | 1957 | 9
TVA | Old Hickory | 3426 | 4 |  |  | Conventional Hydroelectric | 25 | TN | Sumner | 36.2972 | -86.6556 | 1957 | 12
TVA | Ole Miss |  |  |  |  | Petroleum Liquids | [7 empty] | 20 | MS | Lafayette
TVA | Paradise | 1378 | CT5 |  |  | Natural Gas Fired Combustion Turbine | 231.2 | KY | Muhlenberg | 37.2608 | -86.9783 | 2023 | 12
TVA | Paradise | 1378 | CT6 |  |  | Natural Gas Fired Combustion Turbine | 231.2 | KY | Muhlenberg | 37.2608 | -86.9783 | 2023 | 12
TVA | Paradise | 1378 | CT7 |  |  | Natural Gas Fired Combustion Turbine | 231.2 | KY | Muhlenberg | 37.2608 | -86.9783 | 2023 | 12
TVA | Paradise | 1378 | CTG1 |  |  | Natural Gas Fired Combined Cycle | 231 | KY | Muhlenberg | 37.2608 | -86.9783 | 2017 | 4
TVA | Paradise | 1378 | CTG2 |  |  | Natural Gas Fired Combined Cycle | 231 | KY | Muhlenberg | 37.2608 | -86.9783 | 2017 | 4
TVA | Paradise | 1378 | CTG3 |  |  | Natural Gas Fired Combined Cycle | 231 | KY | Muhlenberg | 37.2608 | -86.9783 | 2017 | 4
TVA | Paradise | 1378 | STG1 |  |  | Natural Gas Fired Combined Cycle | 467 | KY | Muhlenberg | 37.2608 | -86.9783 | 2017 | 4
TVA | Pickwick Landing Dam | 3415 | 1 |  |  | Conventional Hydroelectric | 40 | TN | Hardin | 35.0683 | -88.2494 | 1938 | 8
TVA | Pickwick Landing Dam | 3415 | 2 |  |  | Conventional Hydroelectric | 40 | TN | Hardin | 35.0683 | -88.2494 | 1938 | 6
TVA | Pickwick Landing Dam | 3415 | 3 |  |  | Conventional Hydroelectric | 40 | TN | Hardin | 35.0683 | -88.2494 | 1942 | 8
TVA | Pickwick Landing Dam | 3415 | 4 |  |  | Conventional Hydroelectric | 40 | TN | Hardin | 35.0683 | -88.2494 | 1942 | 6
TVA | Pickwick Landing Dam | 3415 | 5 |  |  | Conventional Hydroelectric | 40 | TN | Hardin | 35.0683 | -88.2494 | 1952 | 10
TVA | Pickwick Landing Dam | 3415 | 6 |  |  | Conventional Hydroelectric | 40 | TN | Hardin | 35.0683 | -88.2494 | 1952 | 12
TVA | Powell Valley | 7883 | 1 |  |  | Petroleum Liquids | 2 | TN | Hancock | 36.5748 | -83.0321 | 2000 | 7
TVA | Powell Valley | 7883 | 10 |  |  | Petroleum Liquids | 2 | TN | Hancock | 36.5748 | -83.0321 | 2000 | 7
TVA | Powell Valley | 7883 | 11 |  |  | Petroleum Liquids | 2 | TN | Hancock | 36.5748 | -83.0321 | 2000 | 7
TVA | Powell Valley | 7883 | 2 |  |  | Petroleum Liquids | 2 | TN | Hancock | 36.5748 | -83.0321 | 2000 | 7
TVA | Powell Valley | 7883 | 3 |  |  | Petroleum Liquids | 2 | TN | Hancock | 36.5748 | -83.0321 | 2000 | 7
TVA | Powell Valley | 7883 | 4 |  |  | Petroleum Liquids | 2 | TN | Hancock | 36.5748 | -83.0321 | 2000 | 7
TVA | Powell Valley | 7883 | 5 |  |  | Petroleum Liquids | 2 | TN | Hancock | 36.5748 | -83.0321 | 2000 | 7
TVA | Powell Valley | 7883 | 6 |  |  | Petroleum Liquids | 2 | TN | Hancock | 36.5748 | -83.0321 | 2000 | 7
TVA | Powell Valley | 7883 | 7 |  |  | Petroleum Liquids | 2 | TN | Hancock | 36.5748 | -83.0321 | 2000 | 7
TVA | Powell Valley | 7883 | 8 |  |  | Petroleum Liquids | 2 | TN | Hancock | 36.5748 | -83.0321 | 2000 | 7
TVA | Powell Valley | 7883 | 9 |  |  | Petroleum Liquids | 2 | TN | Hancock | 36.5748 | -83.0321 | 2000 | 7
TVA | Providence Solar | 60337 | PROV |  |  | Solar Photovoltaic | 16 | TN | Madison | 35.5783 | -89.0478 | 2017 | 10
TVA | Quantum Choctaw Power LLC | 55694 | CT1 |  |  | Natural Gas Fired Combined Cycle | 270 | MS | Choctaw | 33.3792 | -89.2089 | 2006 | 6
TVA | Quantum Choctaw Power LLC | 55694 | CT2 |  |  | Natural Gas Fired Combined Cycle | 270 | MS | Choctaw | 33.3792 | -89.2089 | 2006 | 11
TVA | Quantum Choctaw Power LLC | 55694 | ST1 |  |  | Natural Gas Fired Combined Cycle | 310.5 | MS | Choctaw | 33.3792 | -89.2089 | 2006 | 7
TVA | Raccoon Mountain | 6151 | 1 |  |  | Hydroelectric Pumped Storage | 428.4 | TN | Hamilton | 35.0558 | -85.3879 | 1979 | 1
TVA | Raccoon Mountain | 6151 | 2 |  |  | Hydroelectric Pumped Storage | 428.4 | TN | Hamilton | 35.0558 | -85.3879 | 1978 | 12
TVA | Raccoon Mountain | 6151 | 3 |  |  | Hydroelectric Pumped Storage | 428.4 | TN | Hamilton | 35.0558 | -85.3879 | 1979 | 2
TVA | Raccoon Mountain | 6151 | 4 |  |  | Hydroelectric Pumped Storage | 428.4 | TN | Hamilton | 35.0558 | -85.3879 | 1979 | 8
TVA | Red Hills Generating Facility | 55076 | RHGF |  |  | Conventional Steam Coal | 513.7 | MS | Choctaw | 33.3761 | -89.2183 | 2001 | 4
TVA | Ripley |  |  |  |  | Petroleum Liquids | [7 empty] | 20 | TN | Lauderdale
TVA | River Bend Solar, LLC (AL) | 60058 | RVRBN |  |  | Solar Photovoltaic | 75 | AL | Lauderdale | 34.8315 | -87.8422 | 2016 | 9
TVA | SR Bell Buckle | 65630 | SRBEL |  |  | Solar Photovoltaic | 35 | TN | Bedford | 35.57 | -86.46 | 2023 | 11
TVA | SR Canadaville, LLC | 67298 | CANAD |  |  | Solar Photovoltaic | 16 | TN | Fayette | 35.0996 | -89.5987 | 2024 | 3
TVA | SR McKellar | 65629 | SRMCK |  |  | Solar Photovoltaic | 70 | TN | Madison | 35.5742 | -88.9266 | 2023 | 7
TVA | SR Russellville | 66818 | RUSVL |  |  | Solar Photovoltaic | 173 | KY | Logan | 36.7957 | -86.9433 | 2024 | 9
TVA | Sand Valley Power Station | 59710 | GMA |  |  | Landfill Gas | 1.6 | AL | Dekalb | 34.3439 | -85.8661 | 2013 | 11
TVA | Sand Valley Power Station | 59710 | GMB |  |  | Landfill Gas | 1.6 | AL | Dekalb | 34.3439 | -85.8661 | 2013 | 11
TVA | Sand Valley Power Station | 59710 | GMC |  |  | Landfill Gas | 1.6 | AL | Dekalb | 34.3439 | -85.8661 | 2013 | 11
TVA | Santeetlah | 54898 | 1 |  |  | Conventional Hydroelectric | 22.5 | NC | Graham | 35.4475 | -83.8639 | 1928 | 6
TVA | Santeetlah | 54898 | 2 |  |  | Conventional Hydroelectric | 22.5 | NC | Graham | 35.4475 | -83.8639 | 1928 | 6
TVA | Scottsboro |  |  |  |  | Petroleum Liquids | [7 empty] | 10 | AL | Jackson
TVA | Selmer Farm LLC | 59188 | PV1 |  |  | Solar Photovoltaic | 15.8 | TN | McNairy | 35.1497 | -88.5553 | 2014 | 10
TVA | Selmer I | 60555 | SELMI |  |  | Solar Photovoltaic | 16 | TN | McNairy | 35.1406 | -88.5511 | 2016 | 12
TVA | Selmer II | 60556 | SELM2 |  |  | Solar Photovoltaic | 8 | TN | McNairy | 35.1661 | -88.6467 | 2016 | 12
TVA | Sequoyah | 6152 | 1 |  |  | Nuclear | 1220.5 | TN | Hamilton | 35.2267 | -85.0917 | 1981 | 7
TVA | Sequoyah | 6152 | 2 |  |  | Nuclear | 1220.5 | TN | Hamilton | 35.2267 | -85.0917 | 1982 | 6
TVA | Shawnee | 1379 | 1 |  |  | Conventional Steam Coal | 175 | KY | McCracken | 37.1517 | -88.775 | 1953 | 4
TVA | Shawnee | 1379 | 2 |  |  | Conventional Steam Coal | 175 | KY | McCracken | 37.1517 | -88.775 | 1953 | 6
TVA | Shawnee | 1379 | 3 |  |  | Conventional Steam Coal | 175 | KY | McCracken | 37.1517 | -88.775 | 1953 | 10
TVA | Shawnee | 1379 | 4 |  |  | Conventional Steam Coal | 175 | KY | McCracken | 37.1517 | -88.775 | 1954 | 1
TVA | Shawnee | 1379 | 5 |  |  | Conventional Steam Coal | 175 | KY | McCracken | 37.1517 | -88.775 | 1954 | 10
TVA | Shawnee | 1379 | 6 |  |  | Conventional Steam Coal | 175 | KY | McCracken | 37.1517 | -88.775 | 1954 | 11
TVA | Shawnee | 1379 | 7 |  |  | Conventional Steam Coal | 175 | KY | McCracken | 37.1517 | -88.775 | 1954 | 12
TVA | Shawnee | 1379 | 8 |  |  | Conventional Steam Coal | 175 | KY | McCracken | 37.1517 | -88.775 | 1955 | 3
TVA | Shawnee | 1379 | 9 |  |  | Conventional Steam Coal | 175 | KY | McCracken | 37.1517 | -88.775 | 1955 | 7
TVA | South Holston | 3416 | 1 |  |  | Conventional Hydroelectric | 38.5 | TN | Sullivan | 36.5232 | -82.0902 | 1951 | 2
TVA | TVA Southaven Combined Cycle | 55269 | CTG1 |  |  | Natural Gas Fired Combined Cycle | 179.3 | MS | Desoto | 34.9939 | -90.0378 | 2003 | 5
TVA | TVA Southaven Combined Cycle | 55269 | CTG2 |  |  | Natural Gas Fired Combined Cycle | 179.3 | MS | Desoto | 34.9939 | -90.0378 | 2003 | 5
TVA | TVA Southaven Combined Cycle | 55269 | CTG3 |  |  | Natural Gas Fired Combined Cycle | 179.3 | MS | Desoto | 34.9939 | -90.0378 | 2003 | 5
TVA | TVA Southaven Combined Cycle | 55269 | STG1 |  |  | Natural Gas Fired Combined Cycle | 122 | MS | Desoto | 34.9939 | -90.0378 | 2003 | 5
TVA | TVA Southaven Combined Cycle | 55269 | STG2 |  |  | Natural Gas Fired Combined Cycle | 122 | MS | Desoto | 34.9939 | -90.0378 | 2003 | 5
TVA | TVA Southaven Combined Cycle | 55269 | STG3 |  |  | Natural Gas Fired Combined Cycle | 122 | MS | Desoto | 34.9939 | -90.0378 | 2003 | 5
TVA | Tims Ford | 3417 | 1 |  |  | Conventional Hydroelectric | 45 | TN | Franklin | 35.1967 | -86.2783 | 1972 | 3
TVA | Tims Ford | 3417 | 2 |  |  | Conventional Hydroelectric | 0.7 | TN | Franklin | 35.1967 | -86.2783 | 1987 | 3
TVA | UT Martin |  |  |  |  | Petroleum Liquids | [7 empty] | 8 | TN | Weakley
TVA | Watauga | 3418 | 1 |  |  | Conventional Hydroelectric | 28.8 | TN | Carter | 36.3413 | -82.1264 | 1949 | 9
TVA | Watauga | 3418 | 2 |  |  | Conventional Hydroelectric | 28.8 | TN | Carter | 36.3413 | -82.1264 | 1949 | 8
TVA | Watts Bar Hydro | 3420 | HY1 |  |  | Conventional Hydroelectric | 41 | TN | Rhea | 35.6197 | -84.7855 | 1942 | 7
TVA | Watts Bar Hydro | 3420 | HY2 |  |  | Conventional Hydroelectric | 33.4 | TN | Rhea | 35.6197 | -84.7855 | 1942 | 4
TVA | Watts Bar Hydro | 3420 | HY3 |  |  | Conventional Hydroelectric | 33.4 | TN | Rhea | 35.6197 | -84.7855 | 1942 | 3
TVA | Watts Bar Hydro | 3420 | HY4 |  |  | Conventional Hydroelectric | 33.4 | TN | Rhea | 35.6197 | -84.7855 | 1944 | 4
TVA | Watts Bar Hydro | 3420 | HY5 |  |  | Conventional Hydroelectric | 33.4 | TN | Rhea | 35.6197 | -84.7855 | 1944 | 3
TVA | Watts Bar Nuclear Plant | 7722 | 1 |  |  | Nuclear | 1269.9 | TN | Rhea | 35.6021 | -84.7895 | 1996 | 5
TVA | Watts Bar Nuclear Plant | 7722 | 2 |  |  | Nuclear | 1269.9 | TN | Rhea | 35.6021 | -84.7895 | 2016 | 6
TVA | Wheeler Dam | 49 | 1 |  |  | Conventional Hydroelectric | 35.1 | AL | Lawrence | 34.8069 | -87.3819 | 1936 | 11
TVA | Wheeler Dam | 49 | 10 |  |  | Conventional Hydroelectric | 36 | AL | Lawrence | 34.8069 | -87.3819 | 1963 | 6
TVA | Wheeler Dam | 49 | 11 |  |  | Conventional Hydroelectric | 43.6 | AL | Lawrence | 34.8069 | -87.3819 | 1963 | 12
TVA | Wheeler Dam | 49 | 2 |  |  | Conventional Hydroelectric | 35.1 | AL | Lawrence | 34.8069 | -87.3819 | 1937 | 4
TVA | Wheeler Dam | 49 | 3 |  |  | Conventional Hydroelectric | 35.1 | AL | Lawrence | 34.8069 | -87.3819 | 1941 | 1
TVA | Wheeler Dam | 49 | 4 |  |  | Conventional Hydroelectric | 35.1 | AL | Lawrence | 34.8069 | -87.3819 | 1941 | 3
TVA | Wheeler Dam | 49 | 5 |  |  | Conventional Hydroelectric | 35.1 | AL | Lawrence | 34.8069 | -87.3819 | 1948 | 10
TVA | Wheeler Dam | 49 | 6 |  |  | Conventional Hydroelectric | 35.1 | AL | Lawrence | 34.8069 | -87.3819 | 1949 | 2
TVA | Wheeler Dam | 49 | 7 |  |  | Conventional Hydroelectric | 35.1 | AL | Lawrence | 34.8069 | -87.3819 | 1949 | 12
TVA | Wheeler Dam | 49 | 8 |  |  | Conventional Hydroelectric | 35.1 | AL | Lawrence | 34.8069 | -87.3819 | 1950 | 3
TVA | Wheeler Dam | 49 | 9 |  |  | Conventional Hydroelectric | 43.6 | AL | Lawrence | 34.8069 | -87.3819 | 1962 | 12
TVA | Wilbur | 3421 | 1 |  |  | Conventional Hydroelectric | 1.2 | TN | Carter | 36.3417 | -82.1264 | 1912 | 12
TVA | Wilbur | 3421 | 2 |  |  | Conventional Hydroelectric | 1.2 | TN | Carter | 36.3417 | -82.1264 | 1912 | 12
TVA | Wilbur | 3421 | 3 |  |  | Conventional Hydroelectric | 1.2 | TN | Carter | 36.3417 | -82.1264 | 1926 | 1
TVA | Wilbur | 3421 | 4 |  |  | Conventional Hydroelectric | 7 | TN | Carter | 36.3417 | -82.1264 | 1950 | 7
TVA | Wildberry | 62775 | WILDB |  |  | Solar Photovoltaic | 15 | TN | Fayette | 35.0582 | -89.3686 | 2018 | 7
TVA | Wilson Dam | 6440 | 1 |  |  | Conventional Hydroelectric | 23 | AL | Lauderdale | 34.7978 | -87.6254 | 1925 | 9
TVA | Wilson Dam | 6440 | 10 |  |  | Conventional Hydroelectric | 29.2 | AL | Lauderdale | 34.7978 | -87.6254 | 1942 | 5
TVA | Wilson Dam | 6440 | 11 |  |  | Conventional Hydroelectric | 29.2 | AL | Lauderdale | 34.7978 | -87.6254 | 1942 | 7
TVA | Wilson Dam | 6440 | 12 |  |  | Conventional Hydroelectric | 29.2 | AL | Lauderdale | 34.7978 | -87.6254 | 1942 | 8
TVA | Wilson Dam | 6440 | 13 |  |  | Conventional Hydroelectric | 29.2 | AL | Lauderdale | 34.7978 | -87.6254 | 1943 | 4
TVA | Wilson Dam | 6440 | 14 |  |  | Conventional Hydroelectric | 25.2 | AL | Lauderdale | 34.7978 | -87.6254 | 1943 | 11
TVA | Wilson Dam | 6440 | 15 |  |  | Conventional Hydroelectric | 29.2 | AL | Lauderdale | 34.7978 | -87.6254 | 1949 | 12
TVA | Wilson Dam | 6440 | 16 |  |  | Conventional Hydroelectric | 29.2 | AL | Lauderdale | 34.7978 | -87.6254 | 1950 | 1
TVA | Wilson Dam | 6440 | 17 |  |  | Conventional Hydroelectric | 29.2 | AL | Lauderdale | 34.7978 | -87.6254 | 1950 | 2
TVA | Wilson Dam | 6440 | 18 |  |  | Conventional Hydroelectric | 25.2 | AL | Lauderdale | 34.7978 | -87.6254 | 1950 | 3
TVA | Wilson Dam | 6440 | 19 |  |  | Conventional Hydroelectric | 54 | AL | Lauderdale | 34.7978 | -87.6254 | 1961 | 12
TVA | Wilson Dam | 6440 | 2 |  |  | Conventional Hydroelectric | 23 | AL | Lauderdale | 34.7978 | -87.6254 | 1925 | 9
TVA | Wilson Dam | 6440 | 20 |  |  | Conventional Hydroelectric | 54 | AL | Lauderdale | 34.7978 | -87.6254 | 1962 | 1
TVA | Wilson Dam | 6440 | 21 |  |  | Conventional Hydroelectric | 54 | AL | Lauderdale | 34.7978 | -87.6254 | 1962 | 4
TVA | Wilson Dam | 6440 | 3 |  |  | Conventional Hydroelectric | 23 | AL | Lauderdale | 34.7978 | -87.6254 | 1925 | 9
TVA | Wilson Dam | 6440 | 4 |  |  | Conventional Hydroelectric | 23 | AL | Lauderdale | 34.7978 | -87.6254 | 1925 | 9
TVA | Wilson Dam | 6440 | 5 |  |  | Conventional Hydroelectric | 36 | AL | Lauderdale | 34.7978 | -87.6254 | 1925 | 9
TVA | Wilson Dam | 6440 | 6 |  |  | Conventional Hydroelectric | 30.9 | AL | Lauderdale | 34.7978 | -87.6254 | 1925 | 9
TVA | Wilson Dam | 6440 | 7 |  |  | Conventional Hydroelectric | 30.9 | AL | Lauderdale | 34.7978 | -87.6254 | 1925 | 9
TVA | Wilson Dam | 6440 | 8 |  |  | Conventional Hydroelectric | 30.9 | AL | Lauderdale | 34.7978 | -87.6254 | 1925 | 9
TVA | Wilson Dam | 6440 | 9 |  |  | Conventional Hydroelectric | 29.2 | AL | Lauderdale | 34.7978 | -87.6254 | 1942 | 3
TVA | Wolf Creek | 1380 | 1 |  |  | Conventional Hydroelectric | 45 | KY | Russell | 36.8691 | -85.147 | 1952 | 8
TVA | Wolf Creek | 1380 | 2 |  |  | Conventional Hydroelectric | 45 | KY | Russell | 36.8691 | -85.147 | 1952 | 7
TVA | Wolf Creek | 1380 | 3 |  |  | Conventional Hydroelectric | 45 | KY | Russell | 36.8691 | -85.147 | 1952 | 3
TVA | Wolf Creek | 1380 | 4 |  |  | Conventional Hydroelectric | 45 | KY | Russell | 36.8691 | -85.147 | 1951 | 12
TVA | Wolf Creek | 1380 | 5 |  |  | Conventional Hydroelectric | 45 | KY | Russell | 36.8691 | -85.147 | 1951 | 10
TVA | Wolf Creek | 1380 | 6 |  |  | Conventional Hydroelectric | 45 | KY | Russell | 36.8691 | -85.147 | 1951 | 10
WACM | AFA Solar Farm | 57554 | AFA1 |  |  | Solar Photovoltaic | 5.5 | CO | El Paso | 38.9579 | -104.8066 | 2011 | 3
WACM | Alcova | 6409 | 1 |  |  | Conventional Hydroelectric | 20.7 | WY | Natrona | 42.5484 | -106.7175 | 1955 | 7
WACM | Alcova | 6409 | 2 |  |  | Conventional Hydroelectric | 20.7 | WY | Natrona | 42.5484 | -106.7175 | 1955 | 7
WACM | Ames Hydro | 6207 | 1 |  |  | Conventional Hydroelectric | 3.6 | CO | San Miguel | 37.866 | -107.8831 | 1906 | 6
WACM | Arvada | 8028 | 1 |  |  | Natural Gas Fired Combustion Turbine | 7.5 | WY | Sheridan | 44.69 | -106.1092 | 2002 | 9
WACM | Arvada | 8028 | 2 |  |  | Natural Gas Fired Combustion Turbine | 7.5 | WY | Sheridan | 44.69 | -106.1092 | 2002 | 9
WACM | Arvada CTG3 |  |  | 8029 | 3 | Natural Gas Fired Combustion Turbine | [7 empty] | 5.5 | WY | Sheridan
WACM | Ash Mesa Solar |  |  |  |  | Solar Photovoltaic | [7 empty] | 7.5 | CO | Montrose
WACM | Aztec Solar |  |  |  |  | Solar Photovoltaic | [7 empty] | 1 | NM | San Juan
WACM | Bar D | 61886 | GEN1 |  |  | Solar Photovoltaic | 4 | CO | Rio Blanco | 39.9237 | -108.4627 | 2018 | 12
WACM | Barber Creek | 8030 | 1 |  |  | Natural Gas Fired Combustion Turbine | 7.5 | WY | Campbell | 43.7219 | -105.7689 | 2002 | 9
WACM | Barber Creek | 8030 | 2 |  |  | Natural Gas Fired Combustion Turbine | 7.5 | WY | Campbell | 43.7219 | -105.7689 | 2002 | 9
WACM | Barber Creek | 8030 | 3 |  |  | Natural Gas Fired Combustion Turbine | 7.5 | WY | Campbell | 43.7219 | -105.7689 | 2002 | 9
WACM | Beaver Creek Gas Plant | 55278 | 1 |  |  | Natural Gas Fired Combustion Turbine | 2.5 | WY | Fremont | 42.8475 | -108.3136 | 1983 | 12
WACM | Beaver Creek Gas Plant | 55278 | 2 |  |  | Natural Gas Fired Combustion Turbine | 2.5 | WY | Fremont | 42.8475 | -108.3136 | 1992 | 11
WACM | Beaver Creek Gas Plant | 55278 | STG-1 |  |  | All Other | 0.9 | WY | Fremont | 42.8475 | -108.3136 | 2018 | 10
WACM | Beaver Creek Gas Plant | 55278 | STG-2 |  |  | All Other | 0.9 | WY | Fremont | 42.8475 | -108.3136 | 2018 | 10
WACM | Ben French | 3325 | 1 |  |  | Petroleum Liquids | 2 | SD | Pennington | 44.0872 | -103.261 | 1965 | 7
WACM | Ben French | 3325 | 2 |  |  | Petroleum Liquids | 2 | SD | Pennington | 44.0872 | -103.261 | 1965 | 7
WACM | Ben French | 3325 | 3 |  |  | Petroleum Liquids | 2 | SD | Pennington | 44.0872 | -103.261 | 1965 | 7
WACM | Ben French | 3325 | 4 |  |  | Petroleum Liquids | 2 | SD | Pennington | 44.0872 | -103.261 | 1965 | 7
WACM | Ben French | 3325 | 5 |  |  | Petroleum Liquids | 2 | SD | Pennington | 44.0872 | -103.261 | 1965 | 7
WACM | Ben French | 3325 | GT1 |  |  | Natural Gas Fired Combustion Turbine | 25 | SD | Pennington | 44.0872 | -103.261 | 1977 | 7
WACM | Ben French | 3325 | GT2 |  |  | Natural Gas Fired Combustion Turbine | 25 | SD | Pennington | 44.0872 | -103.261 | 1977 | 8
WACM | Ben French | 3325 | GT3 |  |  | Natural Gas Fired Combustion Turbine | 25 | SD | Pennington | 44.0872 | -103.261 | 1978 | 6
WACM | Ben French | 3325 | GT4 |  |  | Natural Gas Fired Combustion Turbine | 25 | SD | Pennington | 44.0872 | -103.261 | 1979 | 6
WACM | Big Sand Draw Plant | 60130 | 1 |  |  | Natural Gas Internal Combustion Engine | 1.6 | WY | Fremont | 42.7527 | -108.1697 | 2015 | 3
WACM | Big Sand Draw Plant | 60130 | 2 |  |  | Natural Gas Internal Combustion Engine | 1.6 | WY | Fremont | 42.7527 | -108.1697 | 2015 | 3
WACM | Big Sand Draw Plant | 60130 | 4 |  |  | Natural Gas Internal Combustion Engine | 1.6 | WY | Fremont | 42.7527 | -108.1697 | 2015 | 3
WACM | Big Sand Draw Plant | 60130 | 5 |  |  | Natural Gas Internal Combustion Engine | 1.6 | WY | Fremont | 42.7527 | -108.1697 | 2015 | 3
WACM | Big Sand Draw Plant | 60130 | 6 |  |  | Natural Gas Internal Combustion Engine | 1.6 | WY | Fremont | 42.7527 | -108.1697 | 2015 | 3
WACM | Big Thompson | 515 | 1 |  |  | Conventional Hydroelectric | 4.5 | CO | Larimer | 40.421 | -105.2238 | 1959 | 4
WACM | Blue Mesa | 512 | 1 |  |  | Conventional Hydroelectric | 43.2 | CO | Gunnison | 38.4532 | -107.3375 | 1967 | 9
WACM | Blue Mesa | 512 | 2 |  |  | Conventional Hydroelectric | 43.2 | CO | Gunnison | 38.4532 | -107.3375 | 1967 | 11
WACM | Bluffview | 55977 | CTG1 |  |  | Natural Gas Fired Combined Cycle | 40 | NM | San Juan | 36.7166 | -108.2153 | 2005 | 5
WACM | Bluffview | 55977 | STG1 |  |  | Natural Gas Fired Combined Cycle | 27 | NM | San Juan | 36.7166 | -108.2153 | 2005 | 5
WACM | Boysen | 505 | 1 |  |  | Conventional Hydroelectric | 7.5 | WY | Fremont | 43.4179 | -108.1775 | 1952 | 8
WACM | Boysen | 505 | 2 |  |  | Conventional Hydroelectric | 7.5 | WY | Fremont | 43.4179 | -108.1775 | 1952 | 9
WACM | Brighton PV Solar Plant | 59144 | 15755 |  |  | Solar Photovoltaic | 1.8 | CO | Adams | 39.9825 | -104.9408 | 2012 | 12
WACM | Bromley Battery |  |  |  |  | Solar Thermal with Energy Storage | [7 empty] | 12 | CO | Brighton
WACM | Buffalo Bill | 7317 | 1 |  |  | Conventional Hydroelectric | 6 | WY | Park | 44.5082 | -109.1707 | 1992 | 9
WACM | Buffalo Bill | 7317 | 2 |  |  | Conventional Hydroelectric | 6 | WY | Park | 44.5082 | -109.1707 | 1992 | 9
WACM | Buffalo Bill | 7317 | 3 |  |  | Conventional Hydroelectric | 6 | WY | Park | 44.5082 | -109.1707 | 1992 | 9
WACM | Burlington (CO) | 6619 | 1 |  |  | Petroleum Liquids | 64.7 | CO | Kit Carson | 39.3561 | -102.2431 | 1977 | 6
WACM | Burlington (CO) | 6619 | 2 |  |  | Petroleum Liquids | 64.7 | CO | Kit Carson | 39.3561 | -102.2431 | 1977 | 7
WACM | Carbon Valley Solar |  |  |  |  | Solar Photovoltaic | [7 empty] | 4 | CO | Longmont
WACM | Carousel Wind Farm LLC | 59975 | CW1 |  |  | Onshore Wind Turbine | 150 | CO | Kit Carson | 39.334 | -102.173 | 2015 | 11
WACM | Carter Hydro | 58622 | 1 |  |  | Conventional Hydroelectric | 1.3 | CO | Larimer | 40.3242 | -105.2089 | 2012 | 6
WACM | Carter Hydro | 58622 | 2 |  |  | Conventional Hydroelectric | 1.3 | CO | Larimer | 40.3242 | -105.2089 | 2012 | 6
WACM | Cascade Hydro |  |  | 99999 |  | Conventional Hydroelectric | [7 empty] | 0.83 | CO | El Paso
WACM | Cheyenne Prairie Generating Station | 57703 | 01A |  |  | Natural Gas Fired Combined Cycle | 40 | WY | Laramie | 41.1236 | -104.72 | 2014 | 10
WACM | Cheyenne Prairie Generating Station | 57703 | 01B |  |  | Natural Gas Fired Combined Cycle | 40 | WY | Laramie | 41.1236 | -104.72 | 2014 | 10
WACM | Cheyenne Prairie Generating Station | 57703 | 01C |  |  | Natural Gas Fired Combined Cycle | 20 | WY | Laramie | 41.1236 | -104.72 | 2014 | 10
WACM | Cheyenne Prairie Generating Station | 57703 | 02A |  |  | Natural Gas Fired Combustion Turbine | 40 | WY | Laramie | 41.1236 | -104.72 | 2014 | 10
WACM | Clear Spring Ranch PV Project | 60511 | PV1 |  |  | Solar Photovoltaic | 10 | CO | El Paso | 38.6021 | -104.6947 | 2016 | 10
WACM | Colorado Highlands Wind | 57174 | CHW1 |  |  | Onshore Wind Turbine | 71 | CO | Logan | 40.7569 | -102.7431 | 2012 | 12
WACM | Colorado Highlands Wind | 57174 | CHW2 |  |  | Onshore Wind Turbine | 25.1 | CO | Logan | 40.7569 | -102.7431 | 2013 | 9
WACM | Corriedale Wind Energy | 63436 | WTG |  |  | Onshore Wind Turbine | 52.5 | WY | Laramie | 41.1133 | -104.984 | 2020 | 11
WACM | Cortez Solar 1, LLC | 66095 | 712 |  |  | Solar Photovoltaic | 2.2 | CO | Montezuma | 37.3617 | -108.5247 | 2022 | 12
WACM | Cortez Solar 2, LLC | 66169 | 710 |  |  | Solar Photovoltaic | 5 | CO | Montezuma | 37.3783 | -108.6149 | 2023 | 7
WACM | Cortez Solar 3, LLC | 66141 | 711 |  |  | Solar Photovoltaic | 2 | CO | Montezuma | 37.3039 | -108.5795 | 2023 | 3
WACM | Coyote Ridge Community Solar | 61425 | COYCS |  |  | Solar Photovoltaic | 1.5 | CO | Larimer | 40.501 | -105.1314 | 2017 | 10
WACM | Craig (CO) | 6021 | 1 |  |  | Conventional Steam Coal | 446.4 | CO | Moffat | 40.4627 | -107.5912 | 1980 | 7
WACM | Craig (CO) | 6021 | 2 |  |  | Conventional Steam Coal | 446.4 | CO | Moffat | 40.4627 | -107.5912 | 1979 | 11
WACM | Craig (CO) | 6021 | 3 |  |  | Conventional Steam Coal | 534.8 | CO | Moffat | 40.4627 | -107.5912 | 1984 | 10
WACM | Crossing Trails Wind Power Project LLC. | 62489 | GEN1 |  |  | Onshore Wind Turbine | 104 | CO | Kit Carson | 39.0466 | -102.8224 | 2021 | 4
WACM | Crystal | 6159 | 1 |  |  | Conventional Hydroelectric | 28 | CO | Montrose | 38.5106 | -107.6253 | 1978 | 6
WACM | Davis BESS |  |  |  |  | Batteries | [7 empty] | 12 | CO | Ft. Lupton
WACM | Drop 5 (CO) | 61191 | GEN1 |  |  | Conventional Hydroelectric | 2.4 | CO | Montrose | 38.4044 | -107.8102 | 2017 | 3
WACM | Dry Fork Station | 56609 | 01 |  |  | Conventional Steam Coal | 483.7 | WY | Campbell | 44.3889 | -105.4608 | 2011 | 11
WACM | Estes | 513 | 1 |  |  | Conventional Hydroelectric | 15 | CO | Larimer | 40.3768 | -105.5097 | 1950 | 9
WACM | Estes | 513 | 2 |  |  | Conventional Hydroelectric | 15 | CO | Larimer | 40.3768 | -105.5097 | 1950 | 12
WACM | Estes | 513 | 3 |  |  | Conventional Hydroelectric | 15 | CO | Larimer | 40.3768 | -105.5097 | 1950 | 12
WACM | Fall River Solar |  |  |  |  | Solar Photovoltaic | [7 empty] | 80 | SD | Fall River
WACM | Flaming Gorge | 6405 | 1 |  |  | Conventional Hydroelectric | 50.6 | UT | Daggett | 40.9146 | -109.4217 | 1963 | 11
WACM | Flaming Gorge | 6405 | 2 |  |  | Conventional Hydroelectric | 50.6 | UT | Daggett | 40.9146 | -109.4217 | 1963 | 12
WACM | Flaming Gorge | 6405 | 3 |  |  | Conventional Hydroelectric | 50.6 | UT | Daggett | 40.9146 | -109.4217 | 1964 | 2
WACM | Flatiron | 518 | 1 |  |  | Conventional Hydroelectric | 43 | CO | Larimer | 40.365 | -105.236 | 1954 | 1
WACM | Flatiron | 518 | 2 |  |  | Conventional Hydroelectric | 43 | CO | Larimer | 40.365 | -105.236 | 1954 | 1
WACM | Flatiron | 518 | 3 |  |  | Hydroelectric Pumped Storage | 8.5 | CO | Larimer | 40.365 | -105.236 | 1954 | 5
WACM | Fontenelle | 4185 | 1 |  |  | Conventional Hydroelectric | 10 | WY | Lincoln | 42.027 | -110.064 | 1968 | 5
WACM | Foothills Hydro Plant | 10070 | GEN1 |  |  | Conventional Hydroelectric | 3.1 | CO | Douglas | 39.4588 | -105.0657 | 1985 | 5
WACM | Frederick BESS |  |  |  |  | Batteries | [7 empty] | 8 | CO | Frederick
WACM | Fremont Canyon | 4176 | 1 |  |  | Conventional Hydroelectric | 33.4 | WY | Natrona | 42.4766 | -106.7959 | 1961 | 1
WACM | Fremont Canyon | 4176 | 2 |  |  | Conventional Hydroelectric | 33.4 | WY | Natrona | 42.4766 | -106.7959 | 1960 | 12
WACM | Front Range Power Plant | 55283 | 1 |  |  | Natural Gas Fired Combined Cycle | 153.9 | CO | El Paso | 38.6281 | -104.7069 | 2003 | 4
WACM | Front Range Power Plant | 55283 | 2 |  |  | Natural Gas Fired Combined Cycle | 153.9 | CO | El Paso | 38.6281 | -104.7069 | 2003 | 4
WACM | Front Range Power Plant | 55283 | 3 |  |  | Natural Gas Fired Combined Cycle | 246.5 | CO | El Paso | 38.6281 | -104.7069 | 2003 | 4
WACM | Front Range Project | 59143 | FR-1 |  |  | Landfill Gas | 3.2 | CO | Weld | 40.0294 | -105.0047 | 2011 | 10
WACM | Garkane IRC 1 |  |  |  |  | Petroleum Liquids | [7 empty] | 1.8 | UT
WACM | Garkane IRC 2 |  |  |  |  | Petroleum Liquids | [7 empty] | 1.8 | UT
WACM | Garkane Mobile |  |  |  |  | Petroleum Liquids | [7 empty] | 1.8 | UT
WACM | Garland Canal Hydro Power Plant |  |  |  |  | Conventional Hydroelectric | [7 empty] | 3 | WY | Gilcrest
WACM | George Birdsall | 493 | 1 |  |  | Natural Gas Steam Turbine | 17.3 | CO | El Paso | 38.8814 | -104.8169 | 1953 | 8
WACM | George Birdsall | 493 | 2 |  |  | Natural Gas Steam Turbine | 18.8 | CO | El Paso | 38.8814 | -104.8169 | 1954 | 3
WACM | George Birdsall | 493 | 3 |  |  | Natural Gas Steam Turbine | 25 | CO | El Paso | 38.8814 | -104.8169 | 1957 | 3
WACM | Glen Canyon Dam | 153 | 1 |  |  | Conventional Hydroelectric | 165 | AZ | Coconino | 36.9366 | -111.4839 | 1964 | 9
WACM | Glen Canyon Dam | 153 | 2 |  |  | Conventional Hydroelectric | 165 | AZ | Coconino | 36.9366 | -111.4839 | 1964 | 9
WACM | Glen Canyon Dam | 153 | 3 |  |  | Conventional Hydroelectric | 165 | AZ | Coconino | 36.9366 | -111.4839 | 1964 | 12
WACM | Glen Canyon Dam | 153 | 4 |  |  | Conventional Hydroelectric | 165 | AZ | Coconino | 36.9366 | -111.4839 | 1965 | 2
WACM | Glen Canyon Dam | 153 | 5 |  |  | Conventional Hydroelectric | 165 | AZ | Coconino | 36.9366 | -111.4839 | 1965 | 7
WACM | Glen Canyon Dam | 153 | 6 |  |  | Conventional Hydroelectric | 165 | AZ | Coconino | 36.9366 | -111.4839 | 1965 | 10
WACM | Glen Canyon Dam | 153 | 7 |  |  | Conventional Hydroelectric | 157 | AZ | Coconino | 36.9366 | -111.4839 | 1966 | 1
WACM | Glen Canyon Dam | 153 | 8 |  |  | Conventional Hydroelectric | 165 | AZ | Coconino | 36.9366 | -111.4839 | 1966 | 2
WACM | Glendo | 4177 | 1 |  |  | Conventional Hydroelectric | 19 | WY | Platte | 42.4673 | -104.9555 | 1958 | 12
WACM | Glendo | 4177 | 2 |  |  | Conventional Hydroelectric | 19 | WY | Platte | 42.4673 | -104.9555 | 1959 | 4
WACM | Grazing Yak Solar | 62376 | PV1 |  |  | Solar Photovoltaic | 35 | CO | El Paso | 38.9778 | -104.2527 | 2019 | 11
WACM | Green Mountain | 516 | 1 |  |  | Conventional Hydroelectric | 13 | CO | Summit | 39.8788 | -106.3327 | 1943 | 5
WACM | Green Mountain | 516 | 2 |  |  | Conventional Hydroelectric | 13 | CO | Summit | 39.8788 | -106.3327 | 1943 | 5
WACM | Guernsey | 4178 | 1 |  |  | Conventional Hydroelectric | 3.2 | WY | Platte | 42.2899 | -104.7606 | 1927 | 7
WACM | Guernsey | 4178 | 2 |  |  | Conventional Hydroelectric | 3.2 | WY | Platte | 42.2899 | -104.7606 | 1928 | 1
WACM | Happy Jack Windpower Project | 56960 | HJW01 |  |  | Onshore Wind Turbine | 29.4 | WY | Laramie | 41.1397 | -104.9978 | 2008 | 8
WACM | Hartzog | 8026 | 1 |  |  | Natural Gas Fired Combustion Turbine | 7.5 | WY | Campbell | 43.8294 | -105.5322 | 2002 | 8
WACM | Hartzog | 8026 | 2 |  |  | Natural Gas Fired Combustion Turbine | 7.5 | WY | Campbell | 43.8294 | -105.5322 | 2002 | 8
WACM | Hartzog | 8026 | 3 |  |  | Natural Gas Fired Combustion Turbine | 7.5 | WY | Campbell | 43.8294 | -105.5322 | 2002 | 8
WACM | Heart Mountain | 6408 | 1 |  |  | Conventional Hydroelectric | 5 | WY | Park | 44.5138 | -109.1296 | 1948 | 12
WACM | Jenkins Solar |  |  |  |  | Solar Photovoltaic | [7 empty] | 13 | CO | Longmont
WACM | Kayenta Solar |  |  |  |  | Solar Photovoltaic | [7 empty] | 30 | AZ | Navajo
WACM | Kayenta Solar II |  |  |  |  | Solar Photovoltaic | [7 empty] | 28.3 | AZ | Navajo
WACM | Kimball Wind | 56106 | KIM01 |  |  | Onshore Wind Turbine | 30 | NE | Kimball | 41.2736 | -103.6983 | 2018 | 6
WACM | Kit Carson Windpower | 57244 | KCW |  |  | Onshore Wind Turbine | 51 | CO | Kit Carson | 39.3383 | -102.3533 | 2010 | 11
WACM | Kortes | 4180 | 1 |  |  | Conventional Hydroelectric | 12 | WY | Carbon | 42.1743 | -106.8805 | 1951 | 1
WACM | Kortes | 4180 | 2 |  |  | Conventional Hydroelectric | 12 | WY | Carbon | 42.1743 | -106.8805 | 1950 | 8
WACM | Kortes | 4180 | 3 |  |  | Conventional Hydroelectric | 12 | WY | Carbon | 42.1743 | -106.8805 | 1950 | 6
WACM | LPEA Sunnyside Community Solar |  |  |  |  | Solar Photovoltaic | [7 empty] | 1.7 | CO
WACM | Lange Gas Turbines |  |  | 55478 | 1 | Natural Gas Fired Combustion Turbine | [7 empty] | 40 | SD | Pennington
WACM | Laramie River Station | 6204 | 1 |  |  | Conventional Steam Coal | 621 | WY | Platte | 42.1089 | -104.8825 | 1981 | 9
WACM | Laramie River Station | 6204 | 2 |  |  | Conventional Steam Coal | 621 | WY | Platte | 42.1089 | -104.8825 | 1981 | 7
WACM | Laramie River Station | 6204 | 3 |  |  | Conventional Steam Coal | 621 | WY | Platte | 42.1089 | -104.8825 | 1982 | 11
WACM | Limon Generating Station | 55504 | L1 |  |  | Natural Gas Fired Combustion Turbine | 77.1 | CO | Lincoln | 39.2038 | -103.7005 | 2002 | 2
WACM | Limon Generating Station | 55504 | L2 |  |  | Natural Gas Fired Combustion Turbine | 77.1 | CO | Lincoln | 39.2038 | -103.7005 | 2002 | 2
WACM | Lower Molina | 520 | 1 |  |  | Conventional Hydroelectric | 5.6 | CO | Mesa | 39.1937 | -108.0441 | 1962 | 12
WACM | MEAN Diesel (TOTAL) |  |  | 2248 |  | Petroleum Liquids | [7 empty] | 23 | NE | Kimball
WACM | Manitou Springs | 494 | 1 |  |  | Conventional Hydroelectric | 2.5 | CO | El Paso | 38.8556 | -104.9331 | 1939 | 5
WACM | Manitou Springs | 494 | 2 |  |  | Conventional Hydroelectric | 2.5 | CO | El Paso | 38.8556 | -104.9331 | 1927 | 5
WACM | Manitou Springs | 494 | 3 |  |  | Conventional Hydroelectric | 0.6 | CO | El Paso | 38.8556 | -104.9331 | 2006 | 3
WACM | Marys Lake | 517 | 1 |  |  | Conventional Hydroelectric | 8.1 | CO | Larimer | 40.3441 | -105.5343 | 1951 | 5
WACM | Maverick Solar |  |  |  |  | Solar Photovoltaic | [7 empty] | 6.5 | CO | Mead
WACM | McPhee | 7372 | 1 |  |  | Conventional Hydroelectric | 1.2 | CO | Montezuma | 37.5752 | -108.574 | 1992 | 12
WACM | Mead BESS |  |  |  |  | Batteries | [7 empty] | 8 | CO | Keenesburg
WACM | Morrow Point | 514 | 1 |  |  | Conventional Hydroelectric | 86.6 | CO | Montrose | 38.4518 | -107.5393 | 1970 | 12
WACM | Morrow Point | 514 | 2 |  |  | Conventional Hydroelectric | 86.6 | CO | Montrose | 38.4518 | -107.5393 | 1971 | 1
WACM | Mount Elbert | 6208 | 1 |  |  | Hydroelectric Pumped Storage | 100 | CO | Lake | 39.0942 | -106.3523 | 1981 | 6
WACM | Mount Elbert | 6208 | 2 |  |  | Hydroelectric Pumped Storage | 100 | CO | Lake | 39.0942 | -106.3523 | 1984 | 2
WACM | Navajo Dam | 584 | 1 |  |  | Conventional Hydroelectric | 15 | NM | San Juan | 36.8061 | -107.6131 | 1989 | 1
WACM | Navajo Dam | 584 | 2 |  |  | Conventional Hydroelectric | 15 | NM | San Juan | 36.8061 | -107.6131 | 1989 | 1
WACM | Neil Simpson Gas Turbine #2 | 55477 | GT2 |  |  | Natural Gas Fired Combustion Turbine | 40 | WY | Campbell | 44.285 | -105.3786 | 2001 | 4
WACM | Neil Simpson II | 7504 | 2 |  |  | Conventional Steam Coal | 90 | WY | Campbell | 44.2856 | -105.3833 | 1995 | 9
WACM | Neil Simpson II | 7504 | GT1 |  |  | Natural Gas Fired Combustion Turbine | 40 | WY | Campbell | 44.2856 | -105.3833 | 2000 | 6
WACM | Niyol Wind, LLC | 65059 | WNIYO |  |  | Onshore Wind Turbine | 205.6 | CO | Logan | 40.6134 | -102.9526 | 2021 | 11
WACM | North Fork Hydro Plant | 10423 | GEN1 |  |  | Conventional Hydroelectric | 5.5 | CO | Park | 39.4616 | -105.677 | 1988 | 1
WACM | OREG 4 Peetz | 57134 | 1 |  |  | All Other | 4.5 | CO | Logan | 40.9925 | -102.8531 | 2009 | 3
WACM | Overland Solar |  |  |  |  | Solar Photovoltaic | [7 empty] | 6
WACM | Oxford Solar Project |  |  |  |  | Solar Photovoltaic | [7 empty] | 1.3 | CO | La Plata
WACM | Palmer Solar | 62495 | 20181 |  |  | Solar Photovoltaic | 60 | CO | El Paso | 38.6299 | -104.6526 | 2020 | 4
WACM | Panorama Wind, LLC | 64872 | PANWD |  |  | Onshore Wind Turbine | 145 | CO | Weld | 40.9521 | -103.9076 | 2022 | 6
WACM | Pikes Peak Solar Garden 1 LLC CSG | 59848 | PPSG1 |  |  | Solar Photovoltaic | 2 | CO | El Paso | 38.7745 | -104.7458 | 2015 | 7
WACM | Platte Solar |  |  |  |  | Solar Photovoltaic | [7 empty] | 22 | CO | Platteville
WACM | Pole Hill | 519 | 1 |  |  | Conventional Hydroelectric | 38.2 | CO | Larimer | 40.3651 | -105.3251 | 1954 | 1
WACM | Prairie Center BESS |  |  |  |  | Batteries | [7 empty] | 32 | CO | Brighton
WACM | RO |  |  |  |  | Petroleum Liquids | [7 empty] | 1.6 | CO | Brighton
WACM | Ray D Nixon | 8219 | 1 |  |  | Conventional Steam Coal | 207 | CO | El Paso | 38.6335 | -104.7058 | 1980 | 4
WACM | Ray D Nixon | 8219 | GT1 |  |  | Natural Gas Fired Combustion Turbine | 37.8 | CO | El Paso | 38.6335 | -104.7058 | 1999 | 7
WACM | Ray D Nixon | 8219 | GT2 |  |  | Natural Gas Fired Combustion Turbine | 37.8 | CO | El Paso | 38.6335 | -104.7058 | 1999 | 7
WACM | Riverview Solar | 63092 | RIVER |  |  | Solar Photovoltaic | 1.5 | CO | Logan | 40.6658 | -103.1324 | 2019 | 11
WACM | Roundhouse Renewable Energy II | 67026 | RHII |  |  | Onshore Wind Turbine | 105.7 | WY | Laramie | 41.0547 | -104.9954 | 2023 | 12
WACM | Roundhouse Wind Energy Project | 63133 | 82059 |  |  | Onshore Wind Turbine | 124 | WY | Laramie | 41.0951 | -105.1074 | 2020 | 6
WACM | Roundhouse Wind Energy Project | 63133 | 82060 |  |  | Onshore Wind Turbine | 79 | WY | Laramie | 41.0951 | -105.1074 | 2020 | 6
WACM | Roundhouse Wind Energy Project | 63133 | 82061 |  |  | Onshore Wind Turbine | 23 | WY | Laramie | 41.0951 | -105.1074 | 2020 | 6
WACM | Ruxton Park | 495 | 1 |  |  | Conventional Hydroelectric | 1 | CO | El Paso | 38.8414 | -104.9738 | 1925 | 5
WACM | SR Jenkins |  |  |  |  | Solar Photovoltaic | [7 empty] | 13 | CO | Weld
WACM | SR Kersey | 61314 | KERS |  |  | Solar Photovoltaic | 3.5 | CO | Weld | 40.3862 | -104.551 | 2017 | 8
WACM | SR Kersey II | 63586 | KERII |  |  | Solar Photovoltaic | 1 | CO | Weld | 40.3862 | -104.554 | 2019 | 12
WACM | SR Mavericks | 60283 | MVRKS |  |  | Solar Photovoltaic | 7.8 | CO | Weld | 40.23 | -105.03 | 2016 | 12
WACM | SR Rattlesnake | 64152 | SNAKE |  |  | Solar Photovoltaic | 6 | CO | Weld | 40.1054 | -104.4131 | 2020 | 12
WACM | SR Skylark B | 60497 | SKY B |  |  | Solar Photovoltaic | 2 | CO | Weld | 40.5795 | -104.8957 | 2016 | 9
WACM | SR Skylark C | 63587 | SKYC |  |  | Solar Photovoltaic | 1.1 | CO | Weld | 40.5751 | -104.8958 | 2019 | 12
WACM | Seminoe | 4182 | 1 |  |  | Conventional Hydroelectric | 17.2 | WY | Carbon | 42.1561 | -106.9085 | 1939 | 8
WACM | Seminoe | 4182 | 2 |  |  | Conventional Hydroelectric | 17.2 | WY | Carbon | 42.1561 | -106.9085 | 1939 | 8
WACM | Seminoe | 4182 | 3 |  |  | Conventional Hydroelectric | 17.2 | WY | Carbon | 42.1561 | -106.9085 | 1939 | 8
WACM | Shavano Falls Hydro | 61189 | GEN1 |  |  | Conventional Hydroelectric | 2.8 | CO | Montrose | 38.492 | -108.0023 | 2015 | 6
WACM | Shavano Falls Hydro Drop 4 | 61190 | GEN1 |  |  | Conventional Hydroelectric | 4.8 | CO | Montrose | 38.4505 | -107.7767 | 2015 | 6
WACM | Shoshone (WY) | 4183 | 1 |  |  | Conventional Hydroelectric | 3 | WY | Park | 44.5029 | -109.1812 | 1922 | 4
WACM | Silver Sage Windpower | 57091 | SSW01 |  |  | Onshore Wind Turbine | 42 | WY | Laramie | 41.1297 | -105.024 | 2009 | 10
WACM | Skylark | 60248 | CAREY |  |  | Solar Photovoltaic | 4 | CO | Weld | 40.5779 | -104.8948 | 2015 | 12
WACM | South Canal Hydro-1 | 58783 | SC-1 |  |  | Conventional Hydroelectric | 4 | CO | Montrose | 38.4833 | -107.755 | 2013 | 6
WACM | South Canal Hydro-3 | 58784 | SC-3 |  |  | Conventional Hydroelectric | 3.5 | CO | Montrose | 38.4703 | -107.7714 | 2013 | 8
WACM | South Cheyenne Solar |  |  |  |  | Solar Photovoltaic | [7 empty] | 150 | WY | Laramie
WACM | South Plant (CO) | 492 | A1 |  |  | Natural Gas Fired Combustion Turbine | 40.9 | CO | El Paso | 38.8244 | -104.8333 | 2023 | 6
WACM | South Plant (CO) | 492 | A2 |  |  | Natural Gas Fired Combustion Turbine | 40.9 | CO | El Paso | 38.8244 | -104.8333 | 2023 | 6
WACM | South Plant (CO) | 492 | A3 |  |  | Natural Gas Fired Combustion Turbine | 40.9 | CO | El Paso | 38.8244 | -104.8333 | 2023 | 6
WACM | South Plant (CO) | 492 | A4 |  |  | Natural Gas Fired Combustion Turbine | 40.9 | CO | El Paso | 38.8244 | -104.8333 | 2023 | 6
WACM | South Plant (CO) | 492 | A5 |  |  | Natural Gas Fired Combustion Turbine | 40.9 | CO | El Paso | 38.8244 | -104.8333 | 2023 | 6
WACM | South Plant (CO) | 492 | A6 |  |  | Natural Gas Fired Combustion Turbine | 40.6 | CO | El Paso | 38.8244 | -104.8333 | 2023 | 6
WACM | Spearfish Hydro | 58438 | TURB1 |  |  | Conventional Hydroelectric | 2 | SD | Lawrence | 44.4783 | -103.8547 | 1912 | 10
WACM | Spearfish Hydro | 58438 | TURB2 |  |  | Conventional Hydroelectric | 2 | SD | Lawrence | 44.4783 | -103.8547 | 1912 | 10
WACM | Spirit Mountain | 7541 | 1 |  |  | Conventional Hydroelectric | 4.5 | WY | Park | 44.5127 | -109.1299 | 1994 | 10
WACM | Tacoma | 6206 | 1 |  |  | Conventional Hydroelectric | 2.3 | CO | La Plata | 37.5237 | -107.7828 | 1906 | 6
WACM | Tacoma | 6206 | 2 |  |  | Conventional Hydroelectric | 2.3 | CO | La Plata | 37.5237 | -107.7828 | 1905 | 6
WACM | Tesla | 7233 | 1 |  |  | Conventional Hydroelectric | 26.6 | CO | El Paso | 38.9737 | -104.9011 | 1997 | 4
WACM | Tesla BESS |  |  |  |  | Batteries | [7 empty] | 12 | CO | Keensburg
WACM | Timberline |  |  |  |  | Other Gasses | [7 empty] | 3.2 | CO | Berthoud
WACM | Tom Sifers Solar | 63163 | SIFRS |  |  | Solar Photovoltaic | 1 | CO | Grand | 39.9592 | -105.846 | 2019 | 11
WACM | Towaoc | 7373 | 1 |  |  | Conventional Hydroelectric | 11.4 | CO | Montezuma | 37.4295 | -108.5749 | 1993 | 5
WACM | Tri-County Water Hydropower Project | 58901 | TCWG1 |  |  | Conventional Hydroelectric | 7.2 | CO | Ouray | 38.2392 | -107.7581 | 2014 | 4
WACM | Tri-County Water Hydropower Project | 58901 | TCWG2 |  |  | Conventional Hydroelectric | 0.8 | CO | Ouray | 38.2392 | -107.7581 | 2014 | 4
WACM | Upper Molina | 521 | 1 |  |  | Conventional Hydroelectric | 9.9 | CO | Mesa | 39.1438 | -108.0048 | 1962 | 12
WACM | Vallecito Hydroelectric | 50206 | GEN1 |  |  | Conventional Hydroelectric | 0.8 | CO | La Plata | 37.3777 | -107.5787 | 1989 | 5
WACM | Vallecito Hydroelectric | 50206 | GEN2 |  |  | Conventional Hydroelectric | 2.5 | CO | La Plata | 37.3777 | -107.5787 | 1989 | 5
WACM | Vallecito Hydroelectric | 50206 | GEN3 |  |  | Conventional Hydroelectric | 2.5 | CO | La Plata | 37.3777 | -107.5787 | 1989 | 5
WACM | Valley View Solar | 60247 | VVS |  |  | Solar Photovoltaic | 4 | CO | Weld | 40.4188 | -104.8919 | 2015 | 12
WACM | Whiskey Hill Solar | 63164 | WHSKY |  |  | Solar Photovoltaic | 1 | CO | Jackson | 40.8125 | -106.2897 | 2019 | 11
WACM | Williams Fork Hydro Plant | 10422 | GEN1 |  |  | Conventional Hydroelectric | 3 | CO | Grand | 40.035 | -106.2053 | 1959 | 7
WACM | Williams Fork Hydro Plant | 10422 | GEN2 |  |  | Conventional Hydroelectric | 0.5 | CO | Grand | 40.035 | -106.2053 | 2012 | 9
WACM | Williams Ignacio Natural Gas Plant | 50205 | 7101 |  |  | All Other | 6.1 | CO | La Plata | 37.1456 | -107.7847 | 1984 | 12
WACM | Wygen 1 |  |  | 55479 | 1 | Conventional Steam Coal | [7 empty] | 90 | WY | Campbell
WACM | Wygen 2 |  |  | 56319 | 1 | Conventional Steam Coal | [7 empty] | 95 | WY | Campbell
WACM | Wygen III | 56596 | 5 |  |  | Conventional Steam Coal | 116 | WY | Campbell | 44.2919 | -105.3806 | 2010 | 4
WACM | Wyodak |  |  |  |  | Conventional Steam Coal | [7 empty] | 67 | WY | Campbell
WACM | Yellowtail | 2204 | 1 |  |  | Conventional Hydroelectric | 71.9 | MT | Big Horn | 45.3074 | -107.9575 | 1966 | 11
WACM | Yellowtail | 2204 | 2 |  |  | Conventional Hydroelectric | 62.5 | MT | Big Horn | 45.3074 | -107.9575 | 1966 | 10
WACM | Yellowtail | 2204 | 3 |  |  | Conventional Hydroelectric | 71.9 | MT | Big Horn | 45.3074 | -107.9575 | 1966 | 8
WACM | Yellowtail | 2204 | 4 |  |  | Conventional Hydroelectric | 71.9 | MT | Big Horn | 45.3074 | -107.9575 | 1966 | 8
WALC | Apache Station | 160 | GT1 |  |  | Natural Gas Fired Combustion Turbine | 11.5 | AZ | Cochise | 32.0603 | -109.8931 | 1963 | 2
WALC | Apache Station | 160 | GT2 |  |  | Natural Gas Fired Combustion Turbine | 20.4 | AZ | Cochise | 32.0603 | -109.8931 | 1972 | 6
WALC | Apache Station | 160 | GT3 |  |  | Natural Gas Fired Combustion Turbine | 78.7 | AZ | Cochise | 32.0603 | -109.8931 | 1975 | 6
WALC | Apache Station | 160 | GT4 |  |  | Natural Gas Fired Combustion Turbine | 60.5 | AZ | Cochise | 32.0603 | -109.8931 | 2002 | 10
WALC | Apache Station | 160 | ST1 |  |  | Natural Gas Steam Turbine | 81.6 | AZ | Cochise | 32.0603 | -109.8931 | 1964 | 11
WALC | Apache Station | 160 | ST2 |  |  | Natural Gas Steam Turbine | 204 | AZ | Cochise | 32.0603 | -109.8931 | 1979 | 1
WALC | Apache Station | 160 | ST3 |  |  | Conventional Steam Coal | 204 | AZ | Cochise | 32.0603 | -109.8931 | 1979 | 9
WALC | Davis Dam | 152 | 1 |  |  | Conventional Hydroelectric | 51.7 | AZ | Mohave | 35.197 | -114.5707 | 1951 | 1
WALC | Davis Dam | 152 | 2 |  |  | Conventional Hydroelectric | 51.7 | AZ | Mohave | 35.197 | -114.5707 | 1951 | 4
WALC | Davis Dam | 152 | 3 |  |  | Conventional Hydroelectric | 48 | AZ | Mohave | 35.197 | -114.5707 | 1951 | 4
WALC | Davis Dam | 152 | 4 |  |  | Conventional Hydroelectric | 51.7 | AZ | Mohave | 35.197 | -114.5707 | 1951 | 5
WALC | Davis Dam | 152 | 5 |  |  | Conventional Hydroelectric | 51.7 | AZ | Mohave | 35.197 | -114.5707 | 1951 | 6
WALC | Headgate Rock | 7179 | 1 |  |  | Conventional Hydroelectric | 6.5 | AZ | La Paz | 34.1683 | -114.2774 | 1993 | 3
WALC | Headgate Rock | 7179 | 2 |  |  | Conventional Hydroelectric | 6.5 | AZ | La Paz | 34.1683 | -114.2774 | 1993 | 8
WALC | Headgate Rock | 7179 | 3 |  |  | Conventional Hydroelectric | 6.5 | AZ | La Paz | 34.1683 | -114.2774 | 1993 | 7
WALC | Hoover Dam (AZ) | 8902 | A0 |  |  | Conventional Hydroelectric | 2.4 | AZ | Mohave | 36.0155 | -114.738 | 1936 | 9
WALC | Hoover Dam (AZ) | 8902 | A1 |  |  | Conventional Hydroelectric | 130 | AZ | Mohave | 36.0155 | -114.738 | 1941 | 10
WALC | Hoover Dam (AZ) | 8902 | A2 |  |  | Conventional Hydroelectric | 130 | AZ | Mohave | 36.0155 | -114.738 | 1942 | 7
WALC | Hoover Dam (AZ) | 8902 | A3 |  |  | Conventional Hydroelectric | 130 | AZ | Mohave | 36.0155 | -114.738 | 1952 | 9
WALC | Hoover Dam (AZ) | 8902 | A4 |  |  | Conventional Hydroelectric | 130 | AZ | Mohave | 36.0155 | -114.738 | 1952 | 5
WALC | Hoover Dam (AZ) | 8902 | A5 |  |  | Conventional Hydroelectric | 127 | AZ | Mohave | 36.0155 | -114.738 | 1943 | 1
WALC | Hoover Dam (AZ) | 8902 | A6 |  |  | Conventional Hydroelectric | 130 | AZ | Mohave | 36.0155 | -114.738 | 1939 | 9
WALC | Hoover Dam (AZ) | 8902 | A7 |  |  | Conventional Hydroelectric | 130 | AZ | Mohave | 36.0155 | -114.738 | 1939 | 6
WALC | Hoover Dam (AZ) | 8902 | A8 |  |  | Conventional Hydroelectric | 61.5 | AZ | Mohave | 36.0155 | -114.738 | 1937 | 8
WALC | Hoover Dam (AZ) | 8902 | A9 |  |  | Conventional Hydroelectric | 68.5 | AZ | Mohave | 36.0155 | -114.738 | 1952 | 4
WALC | Hoover Dam (NV) | 154 | N0 |  |  | Conventional Hydroelectric | 2.4 | NV | Clark | 36.0155 | -114.738 | 1936 | 9
WALC | Hoover Dam (NV) | 154 | N1 |  |  | Conventional Hydroelectric | 130 | NV | Clark | 36.0155 | -114.738 | 1936 | 12
WALC | Hoover Dam (NV) | 154 | N2 |  |  | Conventional Hydroelectric | 130 | NV | Clark | 36.0155 | -114.738 | 1936 | 10
WALC | Hoover Dam (NV) | 154 | N3 |  |  | Conventional Hydroelectric | 130 | NV | Clark | 36.0155 | -114.738 | 1937 | 3
WALC | Hoover Dam (NV) | 154 | N4 |  |  | Conventional Hydroelectric | 130 | NV | Clark | 36.0155 | -114.738 | 1936 | 11
WALC | Hoover Dam (NV) | 154 | N5 |  |  | Conventional Hydroelectric | 130 | NV | Clark | 36.0155 | -114.738 | 1938 | 6
WALC | Hoover Dam (NV) | 154 | N6 |  |  | Conventional Hydroelectric | 130 | NV | Clark | 36.0155 | -114.738 | 1938 | 8
WALC | Hoover Dam (NV) | 154 | N7 |  |  | Conventional Hydroelectric | 127 | NV | Clark | 36.0155 | -114.738 | 1944 | 11
WALC | Hoover Dam (NV) | 154 | N8 |  |  | Conventional Hydroelectric | 130 | NV | Clark | 36.0155 | -114.738 | 1961 | 12
WALC | Mohave County Wind Farm | 63114 | MCWF |  |  | Onshore Wind Turbine | 350 | AZ | Mohave | 35.7911 | -114.5045 | 2020 | 12
WALC | OE_AZ1 | 63349 | AZ1 |  |  | Solar Photovoltaic | 32.5 | AZ | La Paz | 33.7767 | -113.6561 | 2020 | 1
WALC | Parker Dam | 447 | 1 |  |  | Conventional Hydroelectric | 30 | CA | San Bernardino | 34.2953 | -114.1402 | 1942 | 12
WALC | Parker Dam | 447 | 2 |  |  | Conventional Hydroelectric | 30 | CA | San Bernardino | 34.2953 | -114.1402 | 1943 | 1
WALC | Parker Dam | 447 | 3 |  |  | Conventional Hydroelectric | 30 | CA | San Bernardino | 34.2953 | -114.1402 | 1942 | 12
WALC | Parker Dam | 447 | 4 |  |  | Conventional Hydroelectric | 30 | CA | San Bernardino | 34.2953 | -114.1402 | 1943 | 5
WALC | Siphon Drop Power Plant | 57364 | 1 |  |  | Conventional Hydroelectric | 2.2 | CA | Imperial | 32.7792 | -114.6344 | 1987 | 9
WALC | Siphon Drop Power Plant | 57364 | 2 |  |  | Conventional Hydroelectric | 2.2 | CA | Imperial | 32.7792 | -114.6344 | 1987 | 12
WALC | South Point Energy Center | 55177 | A |  |  | Natural Gas Fired Combined Cycle | 236 | AZ | Mohave | 34.8678 | -114.5317 | 2001 | 6
WALC | South Point Energy Center | 55177 | B |  |  | Natural Gas Fired Combined Cycle | 236 | AZ | Mohave | 34.8678 | -114.5317 | 2001 | 6
WALC | South Point Energy Center | 55177 | ST1 |  |  | Natural Gas Fired Combined Cycle | 236 | AZ | Mohave | 34.8678 | -114.5317 | 2001 | 6
WALC | Townsite Solar Project Hybrid | 60654 | GEN01 |  |  | Solar Photovoltaic | 180 | NV | Clark | 35.9373 | -114.884 | 2021 | 12
WALC | Townsite Solar Project Hybrid | 60654 | GEN02 |  |  | Batteries | 90 | NV | Clark | 35.9373 | -114.884 | 2021 | 12
WALC | Waddell | 7164 | PG3 |  |  | Hydroelectric Pumped Storage | 10 | AZ | Maricopa | 33.8447 | -112.2714 | 1993 | 4
WALC | Waddell | 7164 | PG6 |  |  | Hydroelectric Pumped Storage | 10 | AZ | Maricopa | 33.8447 | -112.2714 | 1993 | 8
WALC | Waddell | 7164 | PG7 |  |  | Hydroelectric Pumped Storage | 10 | AZ | Maricopa | 33.8447 | -112.2714 | 1993 | 6
WALC | Waddell | 7164 | PS1 |  |  | Hydroelectric Pumped Storage | 10 | AZ | Maricopa | 33.8447 | -112.2714 | 1993 | 10
WAUW | Fort Peck | 6623 | 1 |  |  | Conventional Hydroelectric | 41.2 | MT | McCone | 48.0122 | -106.4123 | 1943 | 7
WAUW | Fort Peck | 6623 | 2 |  |  | Conventional Hydroelectric | 17.3 | MT | McCone | 48.0122 | -106.4123 | 1948 | 2
WAUW | Fort Peck | 6623 | 3 |  |  | Conventional Hydroelectric | 41.2 | MT | McCone | 48.0122 | -106.4123 | 1951 | 12
WAUW | Tiber Dam Hydroelectric Plant | 56499 | HY1 |  |  | Conventional Hydroelectric | 7.5 | MT | Liberty | 48.318 | -111.1018 | 2004 | 6
WWA | NaturEner Rim Rock Energy | 57995 | RR |  |  | Onshore Wind Turbine | 189 | MT | Toole | 48.8203 | -112.1033 | 2012 | 12
YAD | Falls Hydro | 54895 | YF1 |  |  | Conventional Hydroelectric | 9 | NC | Stanly | 35.3944 | -80.0753 | 1922 | 3
YAD | Falls Hydro | 54895 | YF2 |  |  | Conventional Hydroelectric | 11.2 | NC | Stanly | 35.3944 | -80.0753 | 1919 | 9
YAD | Falls Hydro | 54895 | YF3 |  |  | Conventional Hydroelectric | 11.2 | NC | Stanly | 35.3944 | -80.0753 | 1919 | 9
YAD | High Rock Hydro | 54896 | HR1 |  |  | Conventional Hydroelectric | 11 | NC | Davidson | 35.6008 | -80.2339 | 1927 | 11
YAD | High Rock Hydro | 54896 | HR2 |  |  | Conventional Hydroelectric | 11 | NC | Davidson | 35.6008 | -80.2339 | 1927 | 11
YAD | High Rock Hydro | 54896 | HR3 |  |  | Conventional Hydroelectric | 11 | NC | Davidson | 35.6008 | -80.2339 | 1927 | 11
YAD | Narrows (NC) | 54894 | YN1 |  |  | Conventional Hydroelectric | 24.7 | NC | Stanly | 35.4189 | -80.0917 | 1917 | 7
YAD | Narrows (NC) | 54894 | YN2 |  |  | Conventional Hydroelectric | 24.7 | NC | Stanly | 35.4189 | -80.0917 | 1917 | 7
YAD | Narrows (NC) | 54894 | YN3 |  |  | Conventional Hydroelectric | 29 | NC | Stanly | 35.4189 | -80.0917 | 1917 | 7
YAD | Narrows (NC) | 54894 | YN4 |  |  | Conventional Hydroelectric | 30.4 | NC | Stanly | 35.4189 | -80.0917 | 1924 | 12
YAD | Tuckertown Hydro | 54897 | TT1 |  |  | Conventional Hydroelectric | 14 | NC | Montgomery | 35.4856 | -80.1758 | 1962 | 4
YAD | Tuckertown Hydro | 54897 | TT2 |  |  | Conventional Hydroelectric | 14 | NC | Montgomery | 35.4856 | -80.1758 | 1962 | 4
YAD | Tuckertown Hydro | 54897 | TT3 |  |  | Conventional Hydroelectric | 14 | NC | Montgomery | 35.4856 | -80.1758 | 1962 | 4

## SCH 3
BA Code | Plant Name | EIA Plant ID | EIA Generator ID | Plant ID (EIA-930A) | Generator ID (EIA-930A) | Electric Generator Technology | Nameplate Capacity (MW) (EIA-860) | State (EIA-860) | County (EIA-860) | Latitude (EIA-860) | Longitude (EIA-860) | Planned Operation Year (EIA-860) | Planned Operation Month (EIA-860) | Nameplate Capacity (MW) (EIA-930A) | State (EIA-930A) | County (EIA-930A)
AECI | Ripley Energy Center | 67262 | RP1 |  |  | Natural Gas Fired Combustion Turbine | 419 | OK | Payne | 36.116 | -96.902 | 2026 | 10
AECI | Turney Energy Center | 67263 | TN1 |  |  | Natural Gas Fired Combustion Turbine | 419 | MO | Clinton | 39.615 | -94.351 | 2027 | 7
AVA | Cloudwalker Storage |  |  |  |  | Batteries | [7 empty] | 211 | WA | Asotin
AVA | Cloudwalker Wind |  |  |  |  | Onshore Wind Turbine | [7 empty] | 375 | WA | Asotin
AVA | Elf II Solar |  |  |  |  | Solar Photovoltaic | [7 empty] | 40 | WA | Spokane
AVA | Harrington Solar |  |  |  |  | Solar Photovoltaic | [7 empty] | 40 | WA | Lincoln
AVA | Harvest Hills Wind |  |  |  |  | Onshore Wind Turbine | [7 empty] | 256 | WA | Whitman
AVA | MLK Center Microgrid |  |  |  |  | Solar Photovoltaic | [7 empty] | 0.5 | WA | Spokane
AVA | Wahatis Storage |  |  |  |  | Batteries | [7 empty] | 199 | WA | Franklin
AVA | Weyns Farm Solar |  |  |  |  | Solar Photovoltaic | [7 empty] | 1 | WA | Adams
AVRN | Daybreak Solar | 64974 | DBS1 |  |  | Solar Photovoltaic | 151.7 | OR | Wasco | 45.1318 | -120.8807 | 2025 | 3
AZPS | Agave |  |  |  |  | Batteries | [7 empty] | 150 | AZ | Maricopa
AZPS | Arlington Valley Solar Energy I | 57679 | AVSE1 |  |  | Solar Photovoltaic | 127 | AZ | Maricopa | 33.3217 | -112.8806 | 2025 | 12
AZPS | Atlas | 63798 | ATL01 |  |  | Solar Photovoltaic | 300 | AZ | La Paz | 33.9434 | -113.7917 | 2025 | 12
AZPS | Atlas | 63798 | ATLB1 |  |  | Batteries | 300 | AZ | La Paz | 33.9434 | -113.7917 | 2025 | 12
AZPS | Beehive Energy Storage | 67184 | BHV1 |  |  | Batteries | 250 | AZ | Maricopa | 33.8004 | -112.2725 | 2025 | 9
AZPS | CO Bar C |  |  |  |  | Batteries | [7 empty] | 206 | AZ | Coconino
AZPS | CO Bar C |  |  |  |  | Solar Photovoltaic | [7 empty] | 206 | AZ | Coconino
AZPS | Catclaw |  |  | 68414 | BA | Batteries | [7 empty] | 250 | AZ | Maricopa
AZPS | Catclaw |  |  | 68414 | PV | Solar Photovoltaic | [7 empty] | 225 | AZ | Maricopa
AZPS | Desert Bloom |  |  |  |  | Batteries | [7 empty] | 150 | AZ | Maricopa
AZPS | Flats |  |  |  | 1 | Batteries | [7 empty] | 225 | AZ | Maricopa
AZPS | Flats |  |  |  | 2 | Batteries | [7 empty] | 225 | AZ | Maricopa
AZPS | Harquahala 2 | 67474 | BESS1 |  |  | Batteries | 300 | AZ | Maricopa | 33.46 | -113.11 | 2025 | 4
AZPS | Harquahala 2 | 67474 | PV1 |  |  | Solar Photovoltaic | 300 | AZ | Maricopa | 33.46 | -113.11 | 2025 | 4
AZPS | Harquahala Sun |  |  |  |  | Batteries | [7 empty] | 300 | AZ | Maricopa
AZPS | Harquahala Sun |  |  |  |  | Solar Photovoltaic | [7 empty] | 300 | AZ | Maricopa
AZPS | Harquahala Sun Solar Project | 66670 | HARQ1 |  |  | Solar Photovoltaic | 150 | AZ | Maricopa | 33.4406 | -113.1352 | 2025 | 4
AZPS | Hashknife |  |  |  | 1 | Batteries | [7 empty] | 275 | AZ | Navajo
AZPS | Hashknife |  |  |  | 1 | Solar Photovoltaic | [7 empty] | 275 | AZ | Navajo
AZPS | Hashknife |  |  |  | 2 | Batteries | [7 empty] | 200 | AZ | Navajo
AZPS | Hashknife |  |  |  | 2 | Solar Photovoltaic | [7 empty] | 200 | AZ | Navajo
AZPS | Ironwood |  |  |  |  | Solar Photovoltaic | [7 empty] | 168 | AZ | Yuma
AZPS | Justice |  |  |  |  | Batteries | [7 empty] | 150 | AZ | Maricopa
AZPS | Kitt |  |  |  |  | Batteries | [7 empty] | 100 | AZ | Pinal
AZPS | Kitt |  |  |  |  | Solar Photovoltaic | [7 empty] | 100 | AZ | Pinal
AZPS | Maricopa Energy Center (phase 1) |  |  |  |  | Batteries | [7 empty] | 183.3 | AZ | Maricopa
AZPS | Maricopa Energy Center (phase 1) |  |  |  |  | Solar Photovoltaic | [7 empty] | 183.3 | AZ | Maricopa
AZPS | Maricopa Energy Center (phase 2) |  |  |  |  | Batteries | [7 empty] | 366.3 | AZ | Maricopa
AZPS | Maricopa Energy Center (phase 2) |  |  |  |  | Solar Photovoltaic | [7 empty] | 366.6 | AZ | Maricopa
AZPS | Papago |  |  |  |  | Solar Photovoltaic | [7 empty] | 150 | AZ | Maricopa
AZPS | Papago Energy Storage | 66779 | PPABA |  |  | Batteries | 300 | AZ | Maricopa | 33.4836 | -113.0378 | 2025 | 5
AZPS | Pioneer |  |  |  |  | Batteries | [7 empty] | 300 | AZ | Yuma
AZPS | Pluto Energy Storage | 67328 | PLUTO |  |  | Batteries | 75 | AZ | Maricopa | 33.4096 | -112.4116 | 2025 | 7
AZPS | Red Antelope Solar & Energy Storage Farm | 64208 | 30PNA |  |  | Solar Photovoltaic | 400 | AZ | Coconino | 36.7 | -111.28 | 2028 | 5
AZPS | Red Antelope Solar & Energy Storage Farm | 64208 | 30PNB |  |  | Batteries | 300 | AZ | Coconino | 36.7 | -111.28 | 2028 | 5
AZPS | Scatter Wash 1 | 67454 | SW1 |  |  | Batteries | 170 | AZ | Maricopa | 33.7126 | -112.082 | 2025 | 4
AZPS | Scatter Wash 2 | 67455 | SW2 |  |  | Batteries | 85 | AZ | Maricopa | 33.7122 | -112.082 | 2025 | 4
AZPS | Serrano | 67503 | GEN01 |  |  | Solar Photovoltaic | 170 | AZ | Pima | 32.5024 | -111.3037 | 2025 | 4
AZPS | Serrano | 67503 | GEN02 |  |  | Batteries | 213.8 | AZ | Pima | 32.5024 | -111.3037 | 2025 | 4
AZPS | Snowflake |  |  |  |  | Batteries | [7 empty] | 475 | AZ | Navajo
AZPS | Snowflake |  |  |  |  | Solar Photovoltaic | [7 empty] | 475 | AZ | Navajo
AZPS | Sun Streams 4 | 67291 | GEN01 |  |  | Solar Photovoltaic | 300 | AZ | Maricopa | 33.3613 | -112.7801 | 2025 | 3
AZPS | Sun Streams 4 | 67291 | GEN02 |  |  | Batteries | 300 | AZ | Maricopa | 33.3613 | -112.7801 | 2025 | 3
AZPS | West Camp |  |  |  |  | Onshore Wind Turbine | [7 empty] | 500 | AZ | Navajo
AZPS | Westwing | 67855 | WEST2 |  |  | Batteries | 118 | AZ | Maricopa | 33.7131 | -112.3242 | 2025 | 5
AZPS | White Tank |  |  |  |  | Batteries | [7 empty] | 100 | AZ | Maricopa
AZPS | Yuma Solar + Storage | 67321 | BESS1 |  |  | Batteries | 67 | AZ | Yuma | 32.6424 | -114.4292 | 2025 | 3
AZPS | Yuma Solar + Storage | 67321 | PV1 |  |  | Solar Photovoltaic | 70 | AZ | Yuma | 32.6424 | -114.4292 | 2025 | 3
BANC | Sacramento Valley Energy Center, LLC | 65808 | BSVEC |  |  | Batteries | 100 | CA | Sacramento | 38.5715 | -121.1845 | 2026 | 12
BANC | Sacramento Valley Energy Center, LLC | 65808 | SVEC |  |  | Solar Photovoltaic | 200 | CA | Sacramento | 38.5715 | -121.1845 | 2026 | 12
BANC | SloughHouse Solar, LLC | 65807 | SHS |  |  | Solar Photovoltaic | 50 | CA | Sacramento | 38.4676 | -121.1845 | 2025 | 7
BPAT | Bakeoven Solar | 63507 | BOS1 |  |  | Solar Photovoltaic | 60 | OR | Wasco | 45.1318 | -120.8807 | 2025 | 7
CISO | EnerSmart El Cajon BESS | 66754 | EC01 |  |  | Batteries | 3 | CA | San Diego | 32.8042 | -116.9255 | 2026 | 7
CISO | Pistachio Road 1726-WD | 67749 | TWISS |  |  | Solar Photovoltaic | 4.8 | CA | Kern | 35.7079 | -119.8917 | 2026 | 6
CPLE | Ashley Solar (SC) | 62179 | 21 |  |  | Solar Photovoltaic | 2 | SC | Darlington | 34.2689 | -79.8725 | 2025 | 1
CPLE | B & K Solar | 62181 | 23 |  |  | Solar Photovoltaic | 74.9 | SC | Darlington | 34.4234 | -80.0621 | 2026 | 11
CPLE | Collard Holdings Solar | 62317 | PV |  |  | Solar Photovoltaic | 10 | NC | Scotland | 34.7503 | -79.4348
CPLE | Cotton Solar | 59572 | PV1 |  |  | Solar Photovoltaic | 16 | SC | Dillon | 34.455 | -79.4103 | 2025 | 12
CPLE | Culpepper Solar | 62221 | 33 |  |  | Solar Photovoltaic | 74.9 | SC | Darlington | 34.4659 | -79.9604 | 2027 | 11
CPLE | Friesian Holdings | 60692 | PV1 |  |  | Solar Photovoltaic | 75 | NC | Scotland | 34.7138 | -79.5429 | 2027 | 4
CPLE | GEB Solar | 62217 | 40 |  |  | Solar Photovoltaic | 50 | SC | Darlington | 34.4124 | -80.0419 | 2028 | 11
CPLE | Juniper Solar | 62234 | 48 |  |  | Solar Photovoltaic | 74.9 | SC | Chesterfield | 34.6382 | -79.8612 | 2027 | 3
CPLE | Kingstree West 115 | 67723 | SOLAR |  |  | Solar Photovoltaic | 74.9 | SC | Williamsburg | 33.694 | -79.954 | 2026 | 8
CPLE | Lotus Solar | 68337 | LOTUS |  |  | Solar Photovoltaic | 75 | SC | Darlington | 34.4478 | -80.1036 | 2027 | 10
CPLE | Melsam Solar | 62280 | 58 |  |  | Solar Photovoltaic | 65 | SC | Dillon | 34.3449 | -79.3746 | 2028 | 11
CPLE | Pruger Solar II | 62293 | 64 |  |  | Solar Photovoltaic | 2 | SC | Marion | 34.1992 | -79.3029 | 2026 | 6
CPLE | Rhubarb One SC | 59596 | PV1 |  |  | Solar Photovoltaic | 9.6 | SC | Marion | 34.1511 | -79.41 | 2026 | 6
CPLE | Robeson Solar I | 68043 | ROBES |  |  | Solar Photovoltaic | 80 | NC | Robeson | 34.6146 | -78.9347 | 2028 | 12
CPLE | Rollins Solar | 62295 | 67 |  |  | Solar Photovoltaic | 74.9 | SC | Darlington | 34.3536 | -80.0162 | 2027 | 11
CPLE | Ross Solar | 62296 | 68 |  |  | Solar Photovoltaic | 74.9 | SC | Darlington | 34.4448 | -79.8517 | 2027 | 11
CPLE | Scotch Grove Solar | 67663 | SGROV |  |  | Solar Photovoltaic | 80 | NC | Scotland | 34.8496 | -79.4466 | 2027 | 9
CPLE | Shorthorn Solar | 62310 | 74 |  |  | Solar Photovoltaic | 60 | SC | Lee | 34.247 | -80.1578 | 2027 | 11
CPLE | Washington Solar II (SC) | 62344 | 88 |  |  | Solar Photovoltaic | 2 | SC | Marion | 34.2381 | -79.252 | 2025 | 9
DUK | Apex NC Solar | 67997 | PGR28 |  |  | Solar Photovoltaic | 28.9 | NC | Cleveland | 35.415 | -81.4781 | 2025 | 11
DUK | Bear Branch Solar | 64168 | GEN |  |  | Solar Photovoltaic | 34.5 | NC | Stokes | 36.3404 | -80.1297 | 2026 | 10
DUK | Beaverdam Renewable Energy Center | 68223 | 67693 |  |  | Solar Photovoltaic | 40.8 | SC | Laurens | 34.6461 | -82.0309 | 2026 | 1
DUK | Black Walnut Solar, LLC | 66363 | GEN1 |  |  | Solar Photovoltaic | 80 | NC | Jones | 35.05 | -77.1522 | 2027 | 11
DUK | Brogdon Family Solar Park | 66012 | BROGD |  |  | Solar Photovoltaic | 65 | SC | Sumter | 33.7815 | -80.2323
DUK | Catalina Solar (SC) | 68060 | CAT01 |  |  | Solar Photovoltaic | 75 | SC | Saluda | 33.9029 | -81.6015 | 2025 | 9
DUK | Dill Holdings LLC | 67858 | DILL1 |  |  | Solar Photovoltaic | 10 | NC | Iredell | 35.9666 | -80.7188 | 2025 | 12
DUK | Healing Springs Solar, LLC | 66382 | GEN1 |  |  | Solar Photovoltaic | 55 | NC | Davidson | 35.6236 | -80.1597 | 2026 | 5
DUK | Hornet Solar | 64167 | GEN |  |  | Solar Photovoltaic | 73 | NC | Gaston | 35.387 | -81.029 | 2026 | 6
DUK | Hyco Solar LLC | 66383 | GEN1 |  |  | Solar Photovoltaic | 80 | NC | Person | 36.4846 | -79.1331 | 2026 | 11
DUK | Longleaf Pine Solar LLC | 66352 | PV1 |  |  | Solar Photovoltaic | 5 | NC | Davie | 35.9796 | -80.4577 | 2025 | 9
DUK | Maple Leaf Solar | 67195 | GEN |  |  | Solar Photovoltaic | 73 | NC | Johnston | 35.595 | -78.317 | 2027 | 4
DUK | McDowell Creek Solar LLC | 67857 | MCDOW |  |  | Solar Photovoltaic | 2 | NC | Mecklenburg | 35.3942 | -80.9439 | 2025 | 12
DUK | Olin Creek Farm Solar | 64626 | OLINC |  |  | Solar Photovoltaic | 35 | NC | Iredell | 35.9106 | -80.8257
DUK | Panther Branch Solar, LLC | 66385 | GEN1 |  |  | Solar Photovoltaic | 80 | NC | Duplin | 35.1453 | -78.1596 | 2028 | 8
DUK | Perendale Holdings, LLC | 65426 | GEN1 |  |  | Solar Photovoltaic | 7.5 | NC | Davie | 35.9857 | -80.5441 | 2025 | 1
DUK | Quail Holdings | 60434 | PV1 |  |  | Solar Photovoltaic | 30 | NC | Davie | 35.8653 | -80.57 | 2026 | 6
DUK | Quaker Creek Farm Solar | 67977 | QUACR |  |  | Solar Photovoltaic | 34.9 | NC | Alamance | 36.1567 | -79.3229 | 2026 | 12
DUK | SR Georgetown | 68247 | GRGTN |  |  | Solar Photovoltaic | 50 | SC | Georgetown | 33.3334 | -79.5133 | 2026 | 12
DUK | SR Lambert I, LLC | 67129 | LAMB1 |  |  | Solar Photovoltaic | 100 | SC | Georgetown | 33.333 | -79.5635 | 2025 | 12
DUK | SR Lambert II | 68106 | LAMB2 |  |  | Solar Photovoltaic | 100 | SC | Georgetown | 33.333 | -79.5635 | 2025 | 12
DUK | Sandhill Solar 2 | 65884 | SAHS0 |  |  | Solar Photovoltaic | 200 | GA | Taylor | 32.5861 | -84.3352 | 2026 | 11
DUK | South Davidson | 67665 | SDAVI |  |  | Solar Photovoltaic | 80 | NC | Davidson | 35.6182 | -80.108 | 2026 | 10
DUK | Two Hearted Solar,LLC | 67969 | PGR28 |  |  | Solar Photovoltaic | 22 | NC | Yadkin | 36.2354 | -80.5628 | 2025 | 10
DUK | West River Solar, LLC | 63806 | PGR28 |  |  | Solar Photovoltaic | 40 | NC | Guilford | 36.0437 | -79.6417 | 2026 | 12
DUK | Westminister NC | 63567 | WSMTR |  |  | Solar Photovoltaic | 70 | NC | Rutherford | 35.452 | -81.919 | 2027 | 3
DUK | Williams Solar LLC | 66356 | PV1 |  |  | Solar Photovoltaic | 5 | NC | Johnston | 35.2792 | -78.3704 | 2025 | 10
EPE | Carne Energy Storage, LLC | 67230 | CS |  |  | Batteries | 130 | NM | Luna | 32.3148 | -107.678 | 2026 | 3
EPE | Chihuahuan Desert Solar | 67174 | 10TXC |  |  | Solar Photovoltaic | 10 | TX | El Paso | 31.5605 | -106.2586 | 2025 | 5
EPE | Felina | 67177 | PV150 |  |  | Solar Photovoltaic | 153 | TX | El Paso | 31.5446 | -106.0376 | 2025 | 10
EPE | Milagro Solar I | 67528 | MLRBS |  |  | Batteries | 75 | NM | Dona Ana | 31.796 | -106.642 | 2025 | 9
EPE | Milagro Solar I | 67528 | MLRPV |  |  | Solar Photovoltaic | 150 | NM | Dona Ana | 31.796 | -106.642 | 2025 | 9
EPE | Solar PV Development NM 18 II LLC | 67260 | SPD |  |  | Solar Photovoltaic | 130 | NM | Luna | 32.3148 | -107.678 | 2026 | 2
ERCO | Abilene Elmcreek BESS;DGSP2 LLC;Shell Energy Solutions (MP2) |  |  | 0 | 0 | Batteries | [7 empty] | 9.9 | TX | Taylor
ERCO | Abilene Industrial Park BESS;Distributed Generation Solutions LLC;Shell Energy Solutions (MP2) |  |  | 0 | 0 | Batteries | [7 empty] | 9.9 | TX | Taylor
ERCO | Aldrin 138 BESS;Aldrin Energy Storage LLC;Vesper Energy Finance LLC |  |  | 0 | 0 | Batteries | [7 empty] | 207 | TX | Brazoria
ERCO | Alira | 63193 | UNIT1 |  |  | Solar Photovoltaic | 222.8 | TX | Andrews | 32.3474 | -102.9677 | 2030 | 1
ERCO | Amador Storage;BT Amador Storage, LLC;Amador BESS Holdings Inc. |  |  | 0 | 0 | Batteries | [7 empty] | 102.58 | TX | Van Zandt
ERCO | Amsterdam Storage;Cottonwood Bayou II Storage, LLC;Sunchase |  |  | 0 | 0 | Batteries | [7 empty] | 201.13 | TX | Brazoria
ERCO | Anatole Renewable Energy Storage;Eustace Storage LLC;Vesper Energy Finance LLC |  |  | 0 | 0 | Batteries | [7 empty] | 207.82 | TX | Henderson
ERCO | Angus Solar;Angus Solar, LLC;Vistra Asset Company LLC |  |  | 0 | 0 | Solar Photovoltaic | [7 empty] | 112 | TX | Bosque
ERCO | Anole Energy Storage | 67740 | AES |  |  | Batteries | 240 | TX | Dallas | 32.5521 | -96.5399 | 2025 | 7
ERCO | Anson BAT;Anson II Storage LLC;Engie |  |  | 0 | 0 | Batteries | [7 empty] | 150.6 | TX | Jones
ERCO | Anson Solar Center, Phase II;Anson Solar Center 2, LLC;Engie |  |  | 0 | 0 | Solar Photovoltaic | [7 empty] | 200.9 | TX | Jones
ERCO | Antlia | 65588 | ANTLA |  |  | Batteries | 70 | TX | Val Verde | 29.806 | -100.8045 | 2025 | 8
ERCO | Arroyo Storage;BT Cantwell Solar, LLC;ARROYO BESS BUYER, LLC |  |  | 0 | 0 | Batteries | [7 empty] | 183.76 | TX | Cameron
ERCO | Ash Creek Solar | 66774 | 78663 |  |  | Solar Photovoltaic | 408.9 | TX | Hill | 31.9008 | -97.0337 | 2025 | 6
ERCO | Atascocita BESS;SMT Houston XIV LLC;SMT Houston XIV LLC |  |  | 0 | 0 | Batteries | [7 empty] | 9.95 | TX | Harris
ERCO | Avila | 65860 | AVILA |  |  | Batteries | 160 | TX | Pecos | 30.9046 | -102.9159 | 2025 | 9
ERCO | Azalea Springs Solar ;AZALEA SPRINGS SOLAR PARK LLC ;EDP Renewables |  |  | 0 | 0 | Solar Photovoltaic | [7 empty] | 181 | TX | Angelina
ERCO | BT Hickerson Solar, LLC | 66903 | 5105 |  |  | Solar Photovoltaic | 310 | TX | Bosque | 31.82 | -97.5175 | 2025 | 12
ERCO | Barrett Solar;Barrett Solar Project, LLC;Barrett Solar Project Holding, INC |  |  | 0 | 0 | Solar Photovoltaic | [7 empty] | 125.81 | TX | Rains
ERCO | Big Sampson Wind ;Big Sampson Wind Project, LLC;Engie |  |  | 0 | 0 | Onshore Wind Turbine | [7 empty] | 265.4 | TX | Crockett
ERCO | Bird Dog BESS;VESI 37 LLC;Ormat |  |  | 0 | 0 | Batteries | [7 empty] | 60.4 | TX | Live Oak
ERCO | Black Springs BESS;Black Springs BESS LLC;BGTF Texas Storage Holdings LLC |  |  | 0 | 0 | Batteries | [7 empty] | 120.68 | TX | Palo Pinto
ERCO | Blevins Solar;Blevins Solar, LLC;National Grid Renewables |  |  | 0 | 0 | Solar Photovoltaic | [7 empty] | 271.58 | TX | Falls
ERCO | Blevins Storage;Blevins Solar, LLC;National Grid Renewables |  |  | 0 | 0 | Batteries | [7 empty] | 181.33 | TX | Falls
ERCO | Blue Sky Sol;Blue Sky Solar LLC;UKA Group |  |  | 0 | 0 | Solar Photovoltaic | [7 empty] | 101.2 | TX | Crockett
ERCO | Blue Summit II Storage | 68456 | BSIIS |  |  | Batteries | 150 | TX | Wilbarger | 34.2919 | -99.3678 | 2025 | 12
ERCO | Bocanova Power;Bocanova Power LLC;Nightpeak Energy LLC |  |  | 0 | 0 | Batteries | [7 empty] | 150.46 | TX | Brazoria
ERCO | Buzios Solar;Roaring Springs Solar, LLC;NextEra Energy Resources, LLC |  |  | 0 | 0 | Solar Photovoltaic | [7 empty] | 252 | TX | Motley
ERCO | Bynum Solar Project;Bynum Solar Project, LLC;Bynum Solar Project Holding, INC |  |  | 0 | 0 | Solar Photovoltaic | [7 empty] | 56.4 | TX | Coryell
ERCO | Bypass BESS | 67761 | 1 |  |  | Batteries | 200 | TX | Fort Bend | 29.4844 | -95.6216 | 2025 | 12
ERCO | Cachi | 65861 | CACHI |  |  | Batteries | 200 | TX | Guadalupe | 29.6531 | -98.0152 | 2025 | 9
ERCO | Caliche Mound Solar ;Tierra Blanco Solar LLC;Chermac |  |  | 0 | 0 | Solar Photovoltaic | [7 empty] | 408.21 | TX | Deaf Smith
ERCO | Callaway Storage;Aggreko MSR Grid PC2;AETS Development Holdings LLC |  |  | 0 | 0 | Batteries | [7 empty] | 9.99 | TX | Nueces
ERCO | Carina | 65589 | CARNA |  |  | Batteries | 150 | TX | Nueces | 27.8192 | -97.5355 | 2025 | 9
ERCO | Carol Wind, LLC | 66976 | WAPPA |  |  | Onshore Wind Turbine | 167.8 | TX | Potter | 35.2598 | -102.0643 | 2026 | 12
ERCO | Carrizo Springs BESS;Regis Carrizo Springs LLC;Regis Development I, LLC |  |  | 0 | 0 | Batteries | [7 empty] | 9.99 | TX | Dimmit
ERCO | Cartwheel BESS 1; Cartwheel BESS, LLC;RWE Solar Development, LLC |  |  | 0 | 0 | Batteries | [7 empty] | 154.2 | TX | Hopkins
ERCO | Cascade Solar;Cascade Solar Energy, LLC;Recurrent Energy |  |  | 0 | 0 | Solar Photovoltaic | [7 empty] | 175 | TX | Brazoria
ERCO | Castor | 65870 | CASTR |  |  | Batteries | 200 | TX | Brazoria | 29.1503 | -95.6512 | 2025 | 11
ERCO | Champion Wind Repower;Champion Wind Farm, LLC;RWE Clean Energy Development, LLC |  |  | 0 | 0 | Onshore Wind Turbine | [7 empty] | 124.6 | TX | Nolan
ERCO | Citrus City BESS;SBESS TX10 LLC;Stella Energy Solutions LLC |  |  | 0 | 0 | Batteries | [7 empty] | 9.9 | TX | Hidalgo
ERCO | Citrus Flatts BESS;Citrus Flatts Energy Center, LLC;East Point Energy, LLC |  |  | 0 | 0 | Batteries | [7 empty] | 100.8 | TX | Cameron
ERCO | Compadre Solar | 67765 | 5191 |  |  | Solar Photovoltaic | 150 | TX | Cooke | 33.4574 | -97.2896 | 2026 | 1
ERCO | Cottonwood Bayou Storage;Cottonwood Bayou Storage, LLC;TotalEnergies Renewables USA, LLC |  |  | 0 | 0 | Batteries | [7 empty] | 153.03 | TX | Brazoria
ERCO | Cradle Solar | 65822 | CRAS0 |  |  | Solar Photovoltaic | 225 | TX | Brazoria | 29.2952 | -95.4269 | 2026 | 5
ERCO | Crosby BESS;Harris Centerpoint BESS LLC;ON Energy Storage INC |  |  | 0 | 0 | Batteries | [7 empty] | 9.9 | TX | Harris
ERCO | Cross Trails Storage;Cross Trails Energy Storage Project, LLC;Energy Vault |  |  | 0 | 0 | Batteries | [7 empty] | 58.29 | TX | Scurry
ERCO | Crowned Heron BESS 2;RWE Renewables;RWE Solar Development, LLC |  |  | 0 | 0 | Batteries | [7 empty] | 154.2 | TX | Fort Bend
ERCO | Crowned Heron BESS;RWE Renewables;RWE Solar Development, LLC |  |  | 0 | 0 | Batteries | [7 empty] | 154.2 | TX | Fort Bend
ERCO | Cuchillas PV and BESS | 67776 | GRS2B |  |  | Batteries | 306.9 | TX | Webb | 27.6442 | -99.1844 | 2026 | 12
ERCO | DR Solar;Delaware Ranch Solar, LLC;Chevron U.S.A. Inc. |  |  | 0 | 0 | Solar Photovoltaic | [7 empty] | 36 | TX | Culberson
ERCO | Damon BESS 2;IEP Tejas Verde LLC;Potentia Renewables Inc. |  |  | 0 | 0 | Batteries | [7 empty] | 9.99 | TX | Brazoria
ERCO | Delilah Solar Energy II LLC | 63884 | GEN1 |  |  | Solar Photovoltaic | 310 | TX | Red River | 33.4816 | -95.2692 | 2025 | 9
ERCO | Desert Willow Energy Storage | 67598 | DWES |  |  | Batteries | 150 | TX | Ellis | 32.4523 | -97.0726 | 2025 | 5
ERCO | Desna | 65876 | DESNA |  |  | Batteries | 200 | TX | Brazoria | 29.0633 | -95.7354 | 2025 | 12
ERCO | Destiny Storage | 67654 | DESTS |  |  | Batteries | 200 | TX | Harris | 29.8872 | -95.0237 | 2026 | 1
ERCO | Deville Solar;Deville Solar LLC;Tri Global Energy, LLC |  |  | 0 | 0 | Solar Photovoltaic | [7 empty] | 425.02 | TX | Callahan
ERCO | Diver Solar SLF;Diver Solar;NextEra Energy Resources Interconnection Holdings, LLC |  |  | 0 | 0 | Solar Photovoltaic | [7 empty] | 225.59 | TX | Limestone
ERCO | Dogfish BESS;Dogfish ESS Assets, LLC;GSF Americas Inc. |  |  | 0 | 0 | Batteries | [7 empty] | 78.2 | TX | Pecos
ERCO | Dori BQ BESS;Sunnyside Energy LLC;Sunnyside Energy LLC |  |  | 0 | 0 | Batteries | [7 empty] | 154 | TX | Harris
ERCO | Dori BQ Solar;Sunnyside Energy, LLC;BQ Energy |  |  | 0 | 0 | Solar Photovoltaic | [7 empty] | 50.42 | TX | Harris
ERCO | Enchanted Rock NEWPP;Generate ER-NG, LLC;Enchanted Rock Holdings, LLC |  |  | 0 | 0 | Natural Gas Internal Combustion Engine | [7 empty] | 30 | TX | Harris
ERCO | Erika Solar;Erika Solar, LLC;NextEra Energy Resources, LLC |  |  | 0 | 0 | Solar Photovoltaic | [7 empty] | 204.08 | TX | Kaufman
ERCO | Evelyn Battery Energy Storage System;Evelyn Energy Storage LLC;GridStor LLC |  |  | 0 | 0 | Batteries | [7 empty] | 221.3 | TX | Galveston
ERCO | Fagus Solar Park | 67123 | MISII |  |  | Solar Photovoltaic | 331.6 | TX | Childress | 34.351 | -100.0493 | 2026 | 3
ERCO | First Capitol BESS;First Capitol BESS, LLC;EG Panther HoldCo, LLC |  |  | 0 | 0 | Batteries | [7 empty] | 256.2 | TX | Brazoria
ERCO | Fort Duncan BESS | 67752 | FTDUN |  |  | Batteries | 102.6 | TX | Maverick | 28.6995 | -100.4035 | 2025 | 6
ERCO | GP Solar;HEP Aquamarine Holdings LLC;EE Plus |  |  | 0 | 0 | Solar Photovoltaic | [7 empty] | 121.97 | TX | Van Zandt
ERCO | Gaia Hybrid | 66342 | GAIAB |  |  | Batteries | 76.8 | TX | Navarro | 32.1608 | -96.1953 | 2025 | 12
ERCO | Gaia Hybrid | 66342 | GAIAS |  |  | Solar Photovoltaic | 152.7 | TX | Navarro | 32.1608 | -96.1953 | 2025 | 12
ERCO | Greater Bryant G Solar;Greater Bryant G Solar, LLC;Chevron U.S.A. Inc. |  |  | 0 | 0 | Solar Photovoltaic | [7 empty] | 17.7 | TX | Midland
ERCO | Greyhound Solar;Rockhound Solar 2, LLC dba "Greyhound Solar";Origis |  |  | 0 | 0 | Solar Photovoltaic | [7 empty] | 587.76 | TX | Ector
ERCO | Grimes County Solar | 67046 | GS1 |  |  | Solar Photovoltaic | 210 | TX | Grimes | 30.6512 | -96.0913 | 2025 | 10
ERCO | Guajillo Energy Storage;Guajillo Energy Storage LLC;ENI New Energy US Holding, LLC |  |  | 0 | 0 | Batteries | [7 empty] | 204.8 | TX | Webb
ERCO | Gunnar BESS;BRP Blue Topaz 6, LLC;Balanced Rock Power Development, LLC |  |  | 0 | 0 | Batteries | [7 empty] | 203 | TX | Hidalgo
ERCO | Hart Wind | 67763 | 5932 |  |  | Onshore Wind Turbine | 166.4 | TX | Castro | 34.3785 | -102.0537 | 2025 | 7
ERCO | Headcamp BESS;Momentum Headcamp LLC;EEC Headcamp,LLC |  |  | 0 | 0 | Batteries | [7 empty] | 152.88 | TX | Pecos
ERCO | Hidden Lakes | 67844 | HIDD |  |  | Batteries | 9.9 | TX | Galveston | 29.4919 | -95.0332 | 2026 | 1
ERCO | Honeycomb Solar SLF;Honeycomb Solar, LLC;Birch Creek Development, LLC |  |  | 0 | 0 | Solar Photovoltaic | [7 empty] | 61.1 | TX | Bee
ERCO | Honeycomb Storage SLF;Honeycomb Solar, LLC;Birch Creek Development, LLC |  |  | 0 | 0 | Batteries | [7 empty] | 61.47 | TX | Bee
ERCO | Hoyte Solar;Milano Solar, LLC;Osiyo LLC |  |  | 0 | 0 | Solar Photovoltaic | [7 empty] | 206.75 | TX | Milam
ERCO | IP Radian, LLC | 64859 | RADBA |  |  | Batteries | 160 | TX | Brown | 31.5481 | -99.1872 | 2025 | 9
ERCO | Isaac Solar;Industrial Bravo Project LLC;Texas Industrial Landholdings LLC |  |  | 0 | 0 | Solar Photovoltaic | [7 empty] | 51.6 | TX | Matagorda
ERCO | LUBIO SOLAR;BDPU Solar Lubio LLC;ABEI ENERGY |  |  | 0 | 0 | Solar Photovoltaic | [7 empty] | 54.47 | TX | Kaufman
ERCO | La Casa Wind | 66919 | 5309 |  |  | Onshore Wind Turbine | 150 | TX | Stephens | 32.6351 | -98.6772 | 2025 | 12
ERCO | Lane City Wind | 67443 | LCW1 |  |  | Onshore Wind Turbine | 202.5 | TX | Wharton | 29.2097 | -96.0296 | 2025 | 9
ERCO | Laureles BESS;Regis Laureles LLC;Regis Development I, LLC |  |  | 0 | 0 | Batteries | [7 empty] | 9.8 | TX | Cameron
ERCO | Leakey BESS;Regis Leaky LLC;Regis Development I, LLC |  |  | 0 | 0 | Batteries | [7 empty] | 9.9 | TX | Real
ERCO | Limewood Solar ;Limewood Bell Renewables LLC;Pine Gate Renewables, LLC |  |  | 0 | 0 | Solar Photovoltaic | [7 empty] | 204.6 | TX | Bell
ERCO | Loma Pinta Wind ;Enerverse;Enerverse |  |  | 0 | 0 | Onshore Wind Turbine | [7 empty] | 197.01 | TX | La Salle
ERCO | Long Point Solar;Long Point Solar, LLC;MN8 DevCo 1 LLC |  |  | 0 | 0 | Solar Photovoltaic | [7 empty] | 120 | TX | Brazoria
ERCO | Lower Colorado River Authority |  |  | 66335 | 0 | Natural Gas Internal Combustion Engine | [7 empty] | 188.4 | TX | Caldwell
ERCO | Lucky Bluff BESS SLF;Lucky Bluff BESS LLC;Lucky Bluff BESS LLC |  |  | 0 | 0 | Batteries | [7 empty] | 100.8 | TX | Erath
ERCO | Lumina II Solar Project | 65644 | LU2BA |  |  | Batteries | 160 | TX | Scurry | 32.8835 | -100.7464 | 2025 | 9
ERCO | MRG Goody Solar Project Hybrid | 66390 | GDYES |  |  | Batteries | 50.4 | TX | Lamar | 33.6392 | -95.629 | 2025 | 12
ERCO | MRG Goody Solar Project Hybrid | 66390 | GDYPV |  |  | Solar Photovoltaic | 170.8 | TX | Lamar | 33.6392 | -95.629 | 2025 | 12
ERCO | Medina City BESS;Regis Medina, LLC;Regis Development I, LLC |  |  | 0 | 0 | Batteries | [7 empty] | 9.99 | TX | Bandera
ERCO | Midpoint Solar, LLC | 66897 | MIDBA |  |  | Batteries | 50 | TX | Hill | 32.116 | -97.3435 | 2025 | 12
ERCO | Midpoint Solar, LLC | 66897 | MIDPV |  |  | Solar Photovoltaic | 97.5 | TX | Hill | 32.116 | -97.3435 | 2025 | 12
ERCO | Miller's Branch I;Miller's Branch Solar, LLC;Southern Power Company |  |  | 0 | 0 | Solar Photovoltaic | [7 empty] | 200 | TX | Haskell
ERCO | Monte Cristo 1 | 67875 | GEN1 |  |  | Onshore Wind Turbine | 238.5 | TX | Hidalgo | 26.4615 | -98.2859 | 2025 | 10
ERCO | Norton Solar Farm | 61967 | NSM01 |  |  | Solar Photovoltaic | 125 | TX | Runnels | 31.5348 | -100.1138 | 2025 | 10
ERCO | Oak Hill - Dry Creek | 64132 | PV1 |  |  | Solar Photovoltaic | 200 | TX | Rusk | 32.2123 | -94.7363 | 2025 | 11
ERCO | Old 300 Storage Center | 68365 | 8681 |  |  | Batteries | 250 | TX | Fort Bend | 29.3266 | -95.8118 | 2026 | 3
ERCO | Orange Grove | 65891 | TALPV |  |  | Solar Photovoltaic | 131 | TX | Jim Wells | 27.9183 | -97.9804 | 2025 | 6
ERCO | Oriana Solar LLC | 65849 | ORIPV |  |  | Solar Photovoltaic | 180 | TX | Victoria | 28.9053 | -96.9781 | 2025 | 9
ERCO | Outpost Solar;Hecate Energy Outpost Solar LLC;Hecate |  |  | 0 | 0 | Solar Photovoltaic | [7 empty] | 517.3 | TX | Webb
ERCO | PP Jaguar BESS;PP Jaguar BESS LLC;Perfect Power LLC |  |  | 0 | 0 | Batteries | [7 empty] | 314.25 | TX | McLennan
ERCO | Padua Grid BESS;Padua Grid, LLC;Padua Grid, LLC |  |  | 0 | 0 | Batteries | [7 empty] | 51.1 | TX | Bexar
ERCO | Parliament Solar;Parliament Solar LLC;Parliament Energy Holdings LLC |  |  | 0 | 0 | Solar Photovoltaic | [7 empty] | 484.56 | TX | Waller
ERCO | Payne Battlecreek Solar | 67788 | GRS10 |  |  | Solar Photovoltaic | 85 | TX | Hill | 31.8525 | -96.7554 | 2027 | 8
ERCO | Peyton Creek Wind Farm II | 67700 | WT2 |  |  | Onshore Wind Turbine | 243 | TX | Matagorda | 28.8968 | -95.8652 | 2025 | 4
ERCO | Pin Oak Creek Energy Center, LLC | 67500 | GT5 |  |  | Natural Gas Fired Combustion Turbine | 222 | TX | Freestone | 31.8937 | -96.1106 | 2026 | 6
ERCO | Pine Forest BESS;Pine Forest Hybrid I, LLC;Renew Development Holdco, LLC |  |  | 0 | 0 | Batteries | [7 empty] | 200.74 | TX | Hopkins
ERCO | Pinnington Solar;Hecate Energy Longhorn Solar LLC;Hecate Energy |  |  | 0 | 0 | Solar Photovoltaic | [7 empty] | 653.7 | TX | Jack
ERCO | Pintail Pass BESS;Pintail Pass BESS, LLC;EEC Pintail, LLC |  |  | 0 | 0 | Batteries | [7 empty] | 207.25 | TX | San Patricio
ERCO | Pitts Dudik II;Pitts Dudik II;Elawan Wind North America Inc. |  |  | 0 | 0 | Solar Photovoltaic | [7 empty] | 30.23 | TX | Hill
ERCO | Platinum Storage;Platinum Energy Storage LLC;ENGIE Thermal NA LLC |  |  | 0 | 0 | Batteries | [7 empty] | 309.53 | TX | Fannin
ERCO | Quantum Solar;IP QUANTUM II, LLC;Intersect Power |  |  | 0 | 0 | Solar Photovoltaic | [7 empty] | 374.4 | TX | Haskell
ERCO | Quantum Storage;IP Quantum II BESS, LLC;Intersect Power |  |  | 0 | 0 | Batteries | [7 empty] | 321.06 | TX | Haskell
ERCO | Red Egret BESS;Red Egret LLC;Spearmint Nomadic Holdings, LLC |  |  | 0 | 0 | Batteries | [7 empty] | 310.58 | TX | Galveston
ERCO | Renegade Solar Project (Dawn) | 65310 | DAWN1 |  |  | Solar Photovoltaic | 515 | TX | Deaf Smith | 34.913 | -102.2706 | 2026 | 6
ERCO | SOSA Storage;SOSA Energy Center LLC;Savion, LLC |  |  | 0 | 0 | Batteries | [7 empty] | 157.36 | TX | Madison
ERCO | Scenic Woods BESS;SMT Houston V LLC;SMT Houston V LLC |  |  | 0 | 0 | Batteries | [7 empty] | 9.95 | TX | Harris
ERCO | Sequoia 1 | 68200 | SEQ1 |  |  | Solar Photovoltaic | 401.4 | TX | Eastland | 32.4382 | -99.1577 | 2025 | 12
ERCO | Seven Flags BESS LLC | 66689 | 7FLAG |  |  | Batteries | 100 | TX | Webb | 27.4561 | -99.4173 | 2026 | 1
ERCO | Shaula II Solar;Shaula Energy Project II, LLC;BP Alternative Energy North America, Inc |  |  | 0 | 0 | Solar Photovoltaic | [7 empty] | 205.2 | TX | DeWitt
ERCO | Sherbino II BESS SLF;Phoenix Battery Storage, LLC;Phoenix Wind Repower, LLC |  |  | 0 | 0 | Batteries | [7 empty] | 77.37 | TX | Pecos
ERCO | Soda Lake BESS 1;Mendoza Trail BESS, LLC;EEC Crane, LLC |  |  | 0 | 0 | Batteries | [7 empty] | 203.87 | TX | Crane
ERCO | Spencer BESS;Harris Spencer BESS, LLC;On Energy Storage INC |  |  | 0 | 0 | Batteries | [7 empty] | 9.9 | TX | Harris
ERCO | St. Gall II Energy Storage;St. Gall Energy Storage LLC;Jupiter Power LLC |  |  | 0 | 0 | Batteries | [7 empty] | 100.24 | TX | Pecos
ERCO | Stillhouse Solar | 65894 | OCISS |  |  | Solar Photovoltaic | 210 | TX | Bell | 30.9676 | -97.1651 | 2025 | 9
ERCO | Stoneridge BESS;Stoneridge Solar, LLC;RWE Renewables Americas, LLC |  |  | 0 | 0 | Batteries | [7 empty] | 101.9 | TX | Milam
ERCO | Stoneridge Solar;Stoneridge Solar, LLC;RWE Renewables Americas, LLC |  |  | 0 | 0 | Solar Photovoltaic | [7 empty] | 201.6 | TX | Milam
ERCO | Swift Air Solar;Swift Air Solar, LLC;Origis Development, LLC |  |  | 0 | 0 | Solar Photovoltaic | [7 empty] | 146.5 | TX | Ector
ERCO | Sypert Branch Solar Project;Sypert Branch Solar LLC;Engie North America Inc. |  |  | 0 | 0 | Solar Photovoltaic | [7 empty] | 261.15 | TX | Milam
ERCO | TE Smith Storage;BT Smith Storage, LLC;Tesla Energy Operations, Inc |  |  | 0 | 0 | Batteries | [7 empty] | 125.36 | TX | Rockwall
ERCO | TX Nazareth Solar | 67575 | NZRTH |  |  | Solar Photovoltaic | 201 | TX | Swisher | 34.49 | -101.97 | 2027 | 6
ERCO | Tanglewood Solar;Brazoria Solar, LLC;Core Solar |  |  | 0 | 0 | Solar Photovoltaic | [7 empty] | 250.96 | TX | Brazoria
ERCO | Tanzanite Storage;Tanzanite Energy Storage LLC;ENGIE Thermal NA LLC |  |  | 0 | 0 | Batteries | [7 empty] | 265.8 | TX | Henderson
ERCO | Third Coast BESS, LLC | 67667 | 3COAS |  |  | Batteries | 100 | TX | Jackson | 28.8523 | -96.5564 | 2026 | 12
ERCO | Three W Solar;Three W Solar LLC;MIT SUSTAINABLE POWER USA LLC |  |  | 0 | 0 | Solar Photovoltaic | [7 empty] | 110.89 | TX | Hill
ERCO | Tidwell Prairie Storage 1 | 66337 | SGES1 |  |  | Batteries | 200 | TX | Robertson | 31.0983 | -96.6637 | 2025 | 9
ERCO | Tierra Seca BESS;Tierra Seca BESS LLC;Spearmint Tierra Seca Holdings, LLC |  |  | 0 | 0 | Batteries | [7 empty] | 102.7 | TX | Val Verde
ERCO | Tyson Nick Solar;Tyson Nick Solar Project, LLC;CVI Renewables Development II, LLC |  |  | 0 | 0 | Solar Photovoltaic | [7 empty] | 90.5 | TX | Lamar
ERCO | Ulysses Solar;BNB Tennyson Solar LLC;Akuo Energy USA, Inc. |  |  | 0 | 0 | Solar Photovoltaic | [7 empty] | 150 | TX | Coke
ERCO | Utopia BESS;Regis Utopia, LLC;Regis Development I, LLC |  |  | 0 | 0 | Batteries | [7 empty] | 9.8 | TX | Bandera
ERCO | VERTUS ENERGY STORAGE;VERTUS ENERGY STORAGE LLC;AOP Holding Company, LLC |  |  | 0 | 0 | Batteries | [7 empty] | 401.4 | TX | Galveston
ERCO | Walstrom BESS;Sealy Power LLC;Tesla, Inc. |  |  | 0 | 0 | Batteries | [7 empty] | 200 | TX | Austin
ERCO | Wharton BESS;I-eye Storage LLC;Gulf States Renewable Energy LLC |  |  | 0 | 0 | Batteries | [7 empty] | 9.96 | TX | Wharton
ERCO | Wizard BESS;Wizard Energy Storage, LLC;Peregrine Devco Holdings, LLC |  |  | 0 | 0 | Batteries | [7 empty] | 150.82 | TX | Galveston
ERCO | XE Hermes Solar;Bell Solar 1 LLC;X-Elio North America |  |  | 0 | 0 | Solar Photovoltaic | [7 empty] | 100.36 | TX | Bell
ERCO | XE Hermes Storage;Bell Solar 1 LLC;X-Elio North America Inc. |  |  | 0 | 0 | Batteries | [7 empty] | 100.42 | TX | Bell
ERCO | Yaupon Solar Project (Hybrid) | 66216 | SOL |  |  | Solar Photovoltaic | 200 | TX | Milam | 31.0444 | -96.8514 | 2026 | 12
FMPP | C D McIntosh Jr | 676 | IC3 |  |  | Natural Gas Internal Combustion Engine | 20 | FL | Polk | 28.0801 | -81.9229 | 2025 | 1
FMPP | C D McIntosh Jr | 676 | IC4 |  |  | Natural Gas Internal Combustion Engine | 20 | FL | Polk | 28.0801 | -81.9229 | 2025 | 1
FMPP | C D McIntosh Jr | 676 | IC5 |  |  | Natural Gas Internal Combustion Engine | 20 | FL | Polk | 28.0801 | -81.9229 | 2025 | 1
FMPP | Edge Solar |  |  | Does Not Exist | Does Not Exist (Recommend S1) | Solar Photovoltaic | [7 empty] | 74.8 | FL | Polk
FMPP | Substation 29 BESS |  |  | Does Not Exist | Does Not Exist (Recommend B1) | Batteries | [7 empty] | 4 | FL | Osceola
FPC | Bailey Mill Solar | 68052 | PV1 |  |  | Solar Photovoltaic | 74.9 | FL | Jefferson | 30.4091 | -83.9334 | 2026 | 5
FPC | Bronson Solar | 68372 | BROS |  |  | Solar Photovoltaic | 74.5 | FL | Levy | 29.465 | -82.6239 | 2025 | 10
FPC | Highland Solar North | 64345 | 1112 |  |  | Solar Photovoltaic | 74.9 | FL | Highlands | 27.2821 | -81.4256 | 2026 | 11
FPC | Highland Solar South | 64346 | 9999 |  |  | Solar Photovoltaic | 74.9 | FL | Highlands | 27.2664 | -81.4082 | 2025 | 12
FPC | Lockheed Martin Solar | 61694 | E6CRT |  |  | Petroleum Liquids | 1 | FL | Orange | 28.5394 | -81.2164 | 2025 | 9
FPC | Pasco Cnty Solid Waste Resource Recovery | 50666 | GEN2 |  |  | Municipal Solid Waste | 20 | FL | Pasco | 28.3681 | -82.5583 | 2026 | 9
FPC | Shady Hills Combined Cycle Facility | 63802 | G001 |  |  | Natural Gas Fired Combined Cycle | 612 | FL | Pasco | 28.3667 | -82.5583 | 2026 | 11
FPC | Sundance Renewable Energy Center | 67692 | 68049 |  |  | Solar Photovoltaic | 74.9 | FL | Madison | 30.2668 | -83.2955 | 2025 | 7
FPC | Tide Bay | 65290 | OFL10 |  |  | Solar Photovoltaic | 74.9 | FL | Polk | 27.7517 | -81.8629 | 2026 | 12
FPL | Big Water | 65912 | 1 |  |  | Solar Photovoltaic | 74.5 | FL | Okeechobee | 27.4419 | -80.8018 | 2025 | 1
FPL | Blackwater River Solar Energy Center |  |  |  |  | Batteries | [7 empty] | 74.5 | FL | Santa Rosa
FPL | Boardwalk | 65885 | 1 |  |  | Solar Photovoltaic | 74.5 | FL | Collier | 26.4835 | -81.4677 | 2026 | 1
FPL | Canoe |  |  |  |  | Batteries | [7 empty] | 74.5 | FL | Okaloosa
FPL | FPL Chipola River Solar Energy Center |  |  |  |  | Batteries | [7 empty] | 74.5 | FL | Calhoun
FPL | FPL Shirer Branch Solar Energy Center |  |  |  |  | Batteries | [7 empty] | 74.5 | FL | Calhoun
FPL | Fawn | 65919 | 1 |  |  | Solar Photovoltaic | 74.5 | FL | Martin | 27.0548 | -80.3796 | 2025 | 1
FPL | Fourmile Creek |  |  |  |  | Batteries | [7 empty] | 74.5 | FL | Calhoun
FPL | Fox Trail | 65916 | 1 |  |  | Solar Photovoltaic | 74.5 | FL | Brevard | 27.8461 | -80.674 | 2025 | 1
FPL | Green Pasture | 65918 | 1 |  |  | Solar Photovoltaic | 74.5 | FL | Charlotte | 27.0231 | -81.7771 | 2025 | 1
FPL | Hog Bay | 65915 | 1 |  |  | Solar Photovoltaic | 74.5 | FL | DeSoto | 27.0782 | -81.8321 | 2025 | 1
FPL | Holopaw | 65922 | 1 |  |  | Solar Photovoltaic | 74.5 | FL | Palm Beach | 26.7762 | -80.411 | 2025 | 1
FPL | Kayak |  |  |  |  | Batteries | [7 empty] | 74.5 | FL | Okaloosa
FPL | Long Creek | 65906 | 1 |  |  | Solar Photovoltaic | 74.5 | FL | Manatee | 27.412 | -82.1039 | 2025 | 1
FPL | Mare Branch | 65905 | 1 |  |  | Solar Photovoltaic | 74.5 | FL | DeSoto | 27.3036 | -81.7674 | 2026 | 1
FPL | North Orange | 65883 | 1 |  |  | Solar Photovoltaic | 74.5 | FL | St Lucie | 27.5142 | -80.5707 | 2026 | 4
FPL | Price Creek | 65887 | 1 |  |  | Solar Photovoltaic | 74.5 | FL | Columbia | 30.1607 | -82.5584 | 2026 | 1
FPL | Redlands | 65914 | 1 |  |  | Solar Photovoltaic | 74.5 | FL | Miami Dade | 25.5429 | -80.5467 | 2025 | 1
FPL | Speckled Perch | 65913 | 1 |  |  | Solar Photovoltaic | 74.5 | FL | Okeechobee | 27.2784 | -80.8024 | 2025 | 1
FPL | Swallowtail | 67673 | 1 |  |  | Solar Photovoltaic | 74.5 | FL | Walton | 30.9236 | -86.2311 | 2025 | 1
FPL | Tenmile Creek | 65886 | 1 |  |  | Solar Photovoltaic | 74.5 | FL | Calhoun | 30.5036 | -85.1674 | 2025 | 1
FPL | Thomas Creek | 65917 | 1 |  |  | Solar Photovoltaic | 74.5 | FL | Nassau | 30.52 | -81.8868 | 2025 | 1
GWA | Glacier BESS |  |  |  |  | Batteries | [7 empty] | 75 | MT
IID | Arrowleaf Solar and Storage | 67850 | ALBS1 |  |  | Batteries | 35 | CA | Imperial | 33.0157 | -115.5129 | 2025 | 11
IID | Arrowleaf Solar and Storage | 67850 | ALS1 |  |  | Solar Photovoltaic | 42 | CA | Imperial | 33.0157 | -115.5129 | 2025 | 11
IID | CE&P Imperial Valley 1 | 60670 | 1 |  |  | All Other | 50 | CA | Imperial | 32.9128 | -115.5183 | 2029 | 6
IPCO | Happy Valley Battery Storage | 67573 | HPVY |  |  | Batteries | 82 | ID | Canyon | 43.5507 | -116.5116 | 2025 | 7
IPCO | Kuna BESS | 67549 | 1 |  |  | Batteries | 150 | ID | Ada | 43.49 | -116.42 | 2025 | 6
IPCO | Pleasant Valley Solar 2 Project | 68487 | PVS2 |  |  | Solar Photovoltaic | 125 | ID | Ada | 43.3278 | -115.9882 | 2026 | 5
ISNE | Agilitas Frankland Road CSF |  |  |  |  | Batteries | [7 empty] | 4.475 | MA | Middlesex
ISNE | Beaver River Road Solar |  |  |  |  | Solar Photovoltaic | [7 empty] | 5.25 | RI | Washington
ISNE | Carver Energy Storage |  |  |  |  | Batteries | [7 empty] | 150 | MA | Plymouth
ISNE | Cross Town |  |  |  |  | Batteries | [7 empty] | 175 | ME | Cumberland
ISNE | DRY BRIDGE SOLAR UNIT 1 |  |  |  |  | Solar Photovoltaic | [7 empty] | 2 | MA | Worcester
ISNE | DRY BRIDGE SOLAR UNIT 2 |  |  |  |  | Solar Photovoltaic | [7 empty] | 2.5 | MA | Worcester
ISNE | DRY BRIDGE SOLAR UNIT 3 |  |  |  |  | Solar Photovoltaic | [7 empty] | 2.8 | MA | Worcester
ISNE | DRY BRIDGE SOLAR UNIT 4 |  |  |  |  | Solar Photovoltaic | [7 empty] | 4.3 | MA | Worcester
ISNE | Downeast Wind |  |  |  |  | Onshore Wind Turbine | [7 empty] | 126 | ME | Washington
ISNE | Exeter Renewables 1 (QF) |  |  |  |  | Solar Photovoltaic | [7 empty] | 10 | RI | Washington
ISNE | Forge Parkway |  |  |  |  | Batteries | [7 empty] | 0.5 | MA | Norfolk
ISNE | Galehead Enterprise |  |  |  |  | Batteries | [7 empty] | 1.273 | MA | Plymouth
ISNE | Galehead Snipatuit |  |  |  |  | Batteries | [7 empty] | 0.99 | MA | Plymouth
ISNE | Genbright Grove Street CSF |  |  |  |  | Batteries | [7 empty] | 3.25 | MA | Berkshire
ISNE | Genbright Partridge Solar and BESS CSF |  |  |  |  | Batteries | [7 empty] | 4.99 | MA | Berkshire
ISNE | Genbright Saddleback Solar and BESS CSF |  |  |  |  | Batteries | [7 empty] | 3.96 | MA | Berkshire
ISNE | Genbright Skyline Solar and BESS CSF |  |  |  |  | Batteries | [7 empty] | 4.99 | MA | Berkshire
ISNE | Gravel Pit Solar 1 |  |  |  |  | Solar Photovoltaic | [7 empty] | 125 | CT | Hartford
ISNE | Hopkinton Solar SOG Conversion |  |  |  |  | Solar Photovoltaic | [7 empty] | 6.75 | RI | Washington
ISNE | Kimball Farm |  |  |  |  | Batteries | [7 empty] | 2.75 | MA | Essex
ISNE | Leeds Solar |  |  |  |  | Solar Photovoltaic | [7 empty] | 20 | ME | Androscoggin
ISNE | Litchfield Solar |  |  |  |  | Solar Photovoltaic | [7 empty] | 19.8 | CT | Litchfield
ISNE | MOUSAM RIVER SOLAR |  |  |  |  | Solar Photovoltaic | [7 empty] | 20 | ME | York
ISNE | Medway Grid LLC |  |  |  |  | Batteries | [7 empty] | 250 | MA | Norfolk
ISNE | Revolution Wind |  |  |  |  | Offshore Wind Turbine | [7 empty] | 704 | RI
ISNE | STEM DSD Highland (DC) |  |  |  |  | Batteries | [7 empty] | 4.99 | MA | Bristol
ISNE | Sanford BESS |  |  |  |  | Batteries | [7 empty] | 4.99 | ME | York
ISNE | Silo Canton CSF |  |  |  |  | Batteries | [7 empty] | 4.999 | MA | Norfolk
ISNE | Silo Chicopee BESS |  |  |  |  | Batteries | [7 empty] | 4.999 | MA | Hampden
ISNE | Silo Framingham BESS |  |  |  |  | Batteries | [7 empty] | 4.999 | MA | Middlesex
ISNE | Silo Lunenburg CSF |  |  |  |  | Batteries | [7 empty] | 4.999 | MA | Worcester
ISNE | Solar Breaker, LLC |  |  |  |  | Solar Photovoltaic | [7 empty] | 20.97 | RI | Newport
ISNE | Southern Sky Renewable - Natick |  |  |  |  | Solar Photovoltaic | [7 empty] | 6.25 | RI | Providence
ISNE | Studley Solar |  |  |  |  | Solar Photovoltaic | [7 empty] | 9.1 | RI | Kent
ISNE | Syncarpha Acton CSF |  |  |  |  | Batteries | [7 empty] | 4.98 | MA | Middlesex
ISNE | Syncarpha Carver CSF |  |  |  |  | Batteries | [7 empty] | 4.98 | MA | Plymouth
ISNE | Syncarpha Park Drive CSF |  |  |  |  | Batteries | [7 empty] | 4.999 | MA | Bristol
ISNE | TPE King Solar |  |  |  |  | Solar Photovoltaic | [7 empty] | 12.672 | RI | Providence
ISNE | Three Rivers Solar |  |  |  |  | Solar Photovoltaic | [7 empty] | 100 | ME | Washington
ISNE | Vineyard Wind |  |  |  |  | Offshore Wind Turbine | [7 empty] | 800 | MA
ISNE | Western Maine Renewables |  |  |  |  | Onshore Wind Turbine | [7 empty] | 58.8 | ME | Somerset
LGEE | Ashwood Solar I | 67701 | AS1 |  |  | Solar Photovoltaic | 86 | KY | Lyon | 37.0234 | -88.0805 | 2025 | 10
MISO | AB BROWN UNIT 1 |  |  | 6137 | Not Generated | Natural Gas Steam Turbine | [7 empty] | 248.5 | IN | POSEY
MISO | AB BROWN UNIT 2 |  |  | 6137 | Not Generated | Natural Gas Steam Turbine | [7 empty] | 248.5 | IN | POSEY
MISO | APPLE RIVER SOLAR |  |  | Not Generated | Not Generated | Solar Photovoltaic | [7 empty] | 100 | WI | POLK
MISO | APPLESEED SOLAR |  |  | Not Generated | Not Generated | Solar Photovoltaic | [7 empty] | 200 | IN | CASS
MISO | ASHLEY SOLAR/ GREENSBORO SOLAR |  |  | Not Generated | Not Generated | Solar Thermal with Energy Storage | [7 empty] | 100 | IN | HENRY
MISO | Amite Solar, LLC | 67088 | AMITE |  |  | Solar Photovoltaic | 100 | LA | Tangipahoa | 30.7977 | -90.5394 | 2025 | 3
MISO | BADGER STATE SOLAR |  |  | Not Generated | Not Generated | Solar Photovoltaic | [7 empty] | 149 | WI | JEFFERSON
MISO | BAYOU POWER STATION |  |  | Not Generated | Not Generated | Natural Gas Fired Combined Cycle | [7 empty] | 115.1 | LA | LAFOURCHE PARISH
MISO | BEECHER SOLAR |  |  | Not Generated | Not Generated | Solar Photovoltaic | [7 empty] | 80 | MI | LENAWEE
MISO | BELLE RIVER 1 JOU |  |  | Not Generated | Not Generated | Natural Gas Steam Turbine | [7 empty] | 120.9 | MI | ST.CLAIR
MISO | BELLE RIVER 1 JOU |  |  | Not Generated | Not Generated | Natural Gas Steam Turbine | [7 empty] | 529.1 | MI | ST.CLAIR
MISO | BISCAYNE FALLS SOLAR |  |  | Not Generated | Not Generated | Solar Photovoltaic | [7 empty] | 60 | IN | JASPER
MISO | BLUEGRASS CREEK SOLAR/WAGONER SOLAR |  |  | Not Generated | Not Generated | Solar Thermal with Energy Storage | [7 empty] | 100 | IN | WARRICK
MISO | BOOMTOWN SOLAR |  |  | Not Generated | Not Generated | Solar Photovoltaic | [7 empty] | 100 | IL | WHITE
MISO | BOONE STEPHENS SOLAR 1 |  |  | Not Generated | Not Generated | Solar Photovoltaic | [7 empty] | 64 | MO | BOONE
MISO | BRANCH SOLAR |  |  | Not Generated | Not Generated | Solar Photovoltaic | [7 empty] | 200 | MI | BRANCH
MISO | BRICKYARD SOLAR |  |  | Not Generated | Not Generated | Solar Photovoltaic | [7 empty] | 200 | IN | BOONE
MISO | BYLLESBY HYDRO |  |  | 50328 | NOR-1, SOU-2 | Hydroelectric Pumped Storage | [7 empty] | 4 | MN | DAKOTA
MISO | CAPLE RANCH SOLAR |  |  | Not Generated | Not Generated | Solar Photovoltaic | [7 empty] | 200 | MI | OTSEGO
MISO | CASEY FORK SOLAR |  |  | Not Generated | Not Generated | Solar Photovoltaic | [7 empty] | 165 | IL | JEFFERSON
MISO | CHARIOT SOLAR 1 AND 2 |  |  | Not Generated | Not Generated | Solar Photovoltaic | [7 empty] | 160 | IL | SALINE
MISO | CHERRY HILL ENERGY STORAGE |  |  | Not Generated | Not Generated | Batteries | [7 empty] | 25 | IN | LAGRANGE
MISO | CHERRY HILL SOLAR |  |  | Not Generated | Not Generated | Solar Photovoltaic | [7 empty] | 100 | IN | LAGRANGE
MISO | CITY OF ROSES WIND |  |  | Not Generated | Not Generated | Onshore Wind Turbine | [7 empty] | 235 | IL | CHRISTIAN
MISO | COOKS MILLS PV 1 |  |  | Not Generated | Not Generated | Solar Photovoltaic | [7 empty] | 99 | IL | COLES
MISO | COUNTY RUN / BLUE MOUND SOLAR/STORAGE |  |  | Not Generated | Not Generated | Solar Photovoltaic | [7 empty] | 408.6 | IL | CLARK
MISO | CROOKED CREEK PV 1 |  |  | Not Generated | Not Generated | Solar Photovoltaic | [7 empty] | 99 | IL | MARION
MISO | CROSSROADS SOLAR |  |  | Not Generated | Not Generated | Solar Photovoltaic | [7 empty] | 200 | IN | FOUNTAIN
MISO | CROSSVINE SOLAR 1 |  |  | Not Generated | Not Generated | Solar Thermal with Energy Storage | [7 empty] | 100 | IN | DUBOIS
MISO | Coldwater River Solar | 68183 | CRS |  |  | Solar Photovoltaic | 150 | MI | Branch | 41.8922 | -85.0321 | 2025 | 7
MISO | Covington (MS) | 65293 | OEMS4 |  |  | Solar Photovoltaic | 96 | MS | Covington | 31.4395 | -89.4846 | 2026 | 9
MISO | Crossover Wind | 67959 | CWCP |  |  | Onshore Wind Turbine | 144 | AR | Cross | 35.246 | -90.7465 | 2025 | 6
MISO | DANE COUNTY SOLAR / HIGH NOON ENERGY STORAGE |  |  | Not Generated | Not Generated | Batteries | [7 empty] | 75 | WI | DANE
MISO | DANE COUNTY SOLAR / HIGH NOON SOLAR |  |  | Not Generated | Not Generated | Solar Photovoltaic | [7 empty] | 300 | WI | DANE
MISO | DAWN HARVEST SOLAR |  |  | Not Generated | Not Generated | Solar Thermal with Energy Storage | [7 empty] | 200 | WI | ROCK
MISO | DUFF SOLAR PARK |  |  | Not Generated | Not Generated | Solar Photovoltaic | [7 empty] | 100 | IN | DUBOIS
MISO | DUNNS BRIDGE SOLAR / DUNNS BRIDGE STORAGE |  |  | 67893 | Not Generated | Solar Thermal with Energy Storage | [7 empty] | 598.5 | IN | JASPER / STARKE
MISO | Dodge County Wind | 62437 | WT |  |  | Onshore Wind Turbine | 260 | MN | Dodge | 44.0056 | -92.9504 | 2026 | 12
MISO | EAGLE CREEK SOLAR PARK |  |  | Not Generated | Not Generated | Solar Photovoltaic | [7 empty] | 120 | MI | SAGINAW
MISO | EAST WALCOTT STORAGE/DAVENPORT STORAGE |  |  | Not Generated | Not Generated | Solar Thermal with Energy Storage | [7 empty] | 50 | IA | SCOTT
MISO | EDGEWATER BATTERY |  |  | Not Generated | Not Generated | Batteries | [7 empty] | 1.8 | WI | SHEBOYGAN
MISO | EDGEWATER BATTERY |  |  | Not Generated | Not Generated | Batteries | [7 empty] | 99 | WI | SHEBOYGAN
MISO | EDWARDS BESS |  |  | Not Generated | Not Generated | Batteries | [7 empty] | 37 | IL | PEORIA
MISO | Eldorado Solar I | 67972 | ELD15 |  |  | Solar Photovoltaic | 150 | IL | Saline | 37.8526 | -88.4491 | 2025 | 1
MISO | Elk Creek Solar | 63250 | ELKCR |  |  | Solar Photovoltaic | 80 | MN | Rock | 43.7034 | -96.0731
MISO | FLAT FORK SOLAR |  |  | Not Generated | Not Generated | Solar Photovoltaic | [7 empty] | 200 | AR | MONROE
MISO | FOUNDRY WORKS SOLAR |  |  | Not Generated | Not Generated | Solar Photovoltaic | [7 empty] | 200 | IN | LAKE
MISO | Forgeview Solar | 67075 | FFOR1 |  |  | Solar Photovoltaic | 200 | AR | Mississippi | 35.9459 | -89.869 | 2025 | 11
MISO | GALESBURG WIND / KNOX COUNTY WIND |  |  | Not Generated | Not Generated | Onshore Wind Turbine | [7 empty] | 147 | IL | KNOX
MISO | GOOD OAK SOLAR |  |  | Not Generated | Not Generated | Solar Photovoltaic | [7 empty] | 98.4 | WI | COLUMBIA
MISO | GRAND JUNCTION SOLAR |  |  | Not Generated | Not Generated | Solar Photovoltaic | [7 empty] | 100 | IA | GREENE
MISO | GRANT COUNTY STORAGE |  |  | Not Generated | Not Generated | Solar Thermal with Energy Storage | [7 empty] | 100 | WI | GRANT
MISO | GRANT SOLAR |  |  | Not Generated | Not Generated | Solar Photovoltaic | [7 empty] | 50 | SD | MCCOOK
MISO | GRANT SOLAR 2 |  |  | Not Generated | Not Generated | Solar Photovoltaic | [7 empty] | 50 | SD | MCCOOK
MISO | GREENSWITCH WIND |  |  | Not Generated | Not Generated | Onshore Wind Turbine | [7 empty] | 200 | IL | MACON
MISO | GRISTMILL SOLAR |  |  | Not Generated | Not Generated | Solar Photovoltaic | [7 empty] | 67 | WI | COLUMBIA
MISO | Genesee Solar Project | 66756 | GS1 |  |  | Solar Photovoltaic | 40.8 | MI | Genesee | 43.0864 | -83.6651 | 2025 | 12
MISO | Gibson Solar | 68455 | GIBBY |  |  | Solar Photovoltaic | 200 | IN | Gibson | 38.318 | -87.5306 | 2025 | 8
MISO | HEARTWOOD SOLAR |  |  | Not Generated | Not Generated | Solar Photovoltaic | [7 empty] | 150 | MI | HILLSDALE
MISO | HICKORY POINT SOLAR ENERGY |  |  | Not Generated | Not Generated | Solar Photovoltaic | [7 empty] | 250 | IL | CHRISTIAN
MISO | HILLMAN SOLAR |  |  | Not Generated | Not Generated | Solar Photovoltaic | [7 empty] | 23 | MI | MONTMORENCY
MISO | HOLLIS CREEK PV 1 |  |  | Not Generated | Not Generated | Solar Thermal with Energy Storage | [7 empty] | 200 | LA | SABINE PARISH
MISO | Hart Solar Project | 66778 | HS1 |  |  | Solar Photovoltaic | 120 | MI | Oceana | 43.6929 | -86.321 | 2026 | 7
MISO | INDIANA CROSSROADS WIND FARM 3 |  |  | Not Generated | Not Generated | Onshore Wind Turbine | [7 empty] | 200 | IN | JASPER/PULASKI
MISO | JOPPA BESS |  |  | Not Generated | Not Generated | Batteries | [7 empty] | 37 | IL | MASSAC
MISO | JOPPA SOLAR |  |  | Not Generated | Not Generated | Solar Photovoltaic | [7 empty] | 500 | IL | MASSAC
MISO | JOPPA STORAGE |  |  | Not Generated | Not Generated | Batteries | [7 empty] | 250 | IL | MASSAC
MISO | KELSO SOLAR |  |  | Not Generated | Not Generated | Solar Photovoltaic | [7 empty] | 200 | MO | SCOTT
MISO | KELSO SOLAR 2 |  |  | Not Generated | Not Generated | Solar Photovoltaic | [7 empty] | 149 | MO | SCOTT
MISO | KINSELLA SOLAR |  |  | Not Generated | Not Generated | Solar Photovoltaic | [7 empty] | 200 | IA | LINN
MISO | LAFITTE BATTERY |  |  | Not Generated | Not Generated | Solar Thermal with Energy Storage | [7 empty] | 25 | LA | OUACHITA PARISH
MISO | LAFITTE SOLAR |  |  | Not Generated | Not Generated | Solar Thermal with Energy Storage | [7 empty] | 100 | LA | OUACHITA PARISH
MISO | LAKESIDE SOLAR |  |  | Not Generated | Not Generated | Solar Photovoltaic | [7 empty] | 100 | MI | MUSKEGON
MISO | LENAWEE SOLAR/MUSTANG MILE SOLAR |  |  | Not Generated | Not Generated | Solar Photovoltaic | [7 empty] | 150 | MI | LENAWEE
MISO | LOST ISLAND WIND |  |  | Not Generated | Not Generated | Onshore Wind Turbine | [7 empty] | 200 | IA | PALO ALTO
MISO | LUTESVILLE SOLAR |  |  | Not Generated | Not Generated | Solar Photovoltaic | [7 empty] | 200 | MO | CAPE GIRARDEAU
MISO | MALDEN SOLAR |  |  | Not Generated | Not Generated | Solar Photovoltaic | [7 empty] | 250 | IN | PORTER
MISO | MARION BATTERY |  |  | Not Generated | Not Generated | Batteries | [7 empty] | 180 | IL | WILLIAMSON
MISO | MEANDER BATTERY STORAGE |  |  | Not Generated | Not Generated | Batteries | [7 empty] | 20 | MI | WASHTENAW
MISO | MEANDER SOLAR |  |  | Not Generated | Not Generated | Solar Photovoltaic | [7 empty] | 153 | MI | WASHTENAW
MISO | MERINO SOLAR / GREEN RIVER SOLAR |  |  | Not Generated | Not Generated | Solar Photovoltaic | [7 empty] | 200 | KY | MEADE
MISO | MERRILLVILLE SOLAR |  |  | Not Generated | Not Generated | Solar Photovoltaic | [7 empty] | 100 | IN | LAKE
MISO | MOONSHINE SOLAR |  |  | Not Generated | Not Generated | Solar Photovoltaic | [7 empty] | 150 | IL | CLARK
MISO | MOWATA SOLAR |  |  | Not Generated | Not Generated | Solar Photovoltaic | [7 empty] | 150 | LA | ACADIA PARISH
MISO | Magnolia Power | 67005 | MAGU1 |  |  | Natural Gas Fired Combined Cycle | 722.9 | LA | Iberville | 30.2526 | -91.1644 | 2025 | 10
MISO | Morris Solar | 68048 | MORRI |  |  | Solar Photovoltaic | 250 | MO | Adair | 40.1514 | -92.5993 | 2025 | 6
MISO | Muskegon Solar | 65572 | MSP |  |  | Solar Photovoltaic | 250 | MI | Muskegon | 43.2328 | -85.9934 | 2025 | 12
MISO | NEW MADRID SOLAR |  |  | Not Generated | Not Generated | Solar Photovoltaic | [7 empty] | 200 | MO | NEW MADRID
MISO | NIMBUS WIND FARM |  |  | Not Generated | Not Generated | Onshore Wind Turbine | [7 empty] | 180 | AR | CARROLL
MISO | NORTHEAST MISSOURI WIND |  |  | Not Generated | Not Generated | Onshore Wind Turbine | [7 empty] | 290 | MO | KNOX
MISO | NORTHERN PRAIRIE SOLAR 1 |  |  | Not Generated | Not Generated | Solar Photovoltaic | [7 empty] | 101.28 | WI | SAINT CROIX
MISO | NORTHERN PRAIRIE SOLAR 2 |  |  | Not Generated | Not Generated | Solar Photovoltaic | [7 empty] | 100 | WI | ST.CROIX
MISO | OTISVILLE SOLAR |  |  | Not Generated | Not Generated | Solar Photovoltaic | [7 empty] | 125 | MI | GENESEE
MISO | PARIS STORAGE |  |  | Not Generated | Not Generated | Batteries | [7 empty] | 50 | WI | KENOSHA
MISO | PARIS STORAGE |  |  | Not Generated | Not Generated | Solar Thermal with Energy Storage | [7 empty] | 60 | WI | KENOSHA
MISO | PETERSBURGH SOLAR |  |  | Not Generated | Not Generated | Solar Photovoltaic | [7 empty] | 3 | IN | PIKE
MISO | PETERSBURGH SOLAR |  |  | Not Generated | Not Generated | Solar Photovoltaic | [7 empty] | 250 | IN | PIKE
MISO | PLEASANTVILLE SOLAR PARK |  |  | Not Generated | Not Generated | Solar Photovoltaic | [7 empty] | 150 | IL | FULTON
MISO | Posey Solar | 66780 | 1 |  |  | Solar Photovoltaic | 191 | IN | Posey | 37.9267 | -87.7289 | 2025 | 5
MISO | Prairie Solar LLC | 64536 | KOV4A |  |  | Solar Photovoltaic | 150 | IL | Champaign | 40.0104 | -88.0579 | 2025 | 12
MISO | RATTS 1 | 67872 | RAT1 |  |  | Solar Photovoltaic | 150 | IN | Pike | 38.5254 | -87.1862 | 2025 | 9
MISO | RATTS SOLAR 3 |  |  | Not Generated | Not Generated | Solar Photovoltaic | [7 empty] | 60 | IN | PIKE
MISO | RED LAKE COUNTY COMMUNITY HYBRID |  |  | Not Generated | Not Generated | Wind/Solar | [7 empty] | 3.94 | MN | RED LAKE
MISO | REDFIELD PV 1 |  |  | Not Generated | Not Generated | Solar Thermal with Energy Storage | [7 empty] | 100 | AR | GRANT
MISO | RENEGADE SOLAR |  |  | Not Generated | Not Generated | Solar Photovoltaic | [7 empty] | 100 | MI | MARQUETTE
MISO | REPLACEMENT FOR SHERCO UNIT 2 |  |  | Not Generated | Not Generated | Solar Photovoltaic | [7 empty] | 281 | MN | SHERBURNE
MISO | ROCK CREEK SOLAR |  |  | Not Generated | Not Generated | Solar Photovoltaic | [7 empty] | 150 | IA | CLINTON
MISO | ROCKDALE SOLAR / KOSHKONONG SOLAR |  |  | Not Generated | Not Generated | Solar Photovoltaic | [7 empty] | 300 | WI | DANE
MISO | ROCKDALE STORAGE / KOSHKONONG ENERGY STORAGE |  |  | Not Generated | Not Generated | Batteries | [7 empty] | 75 | WI | DANE
MISO | ROUGET ROAD SOLAR |  |  | Not Generated | Not Generated | Solar Photovoltaic | [7 empty] | 175 | MI | LENAWEE
MISO | Rock County Customer Hosted Solar | 67704 | PV1 |  |  | Solar Photovoltaic | 1.4 | WI | Rock | 42.7232 | -89.0227 | 2025 | 4
MISO | SALT CREEK WIND |  |  | Not Generated | Not Generated | Onshore Wind Turbine | [7 empty] | 169.4 | IA | TAMA
MISO | SIKESTON BOARD OF MUNICIPAL UTILITIES - SIKESTON |  |  | Not Generated | Not Generated | Conventional Steam Coal | [7 empty] | 77 | MO | SCOTT/NEW MADRID
MISO | SPLIT RAIL SOLAR |  |  | Not Generated | Not Generated | Solar Photovoltaic | [7 empty] | 300 | MO | WARREN
MISO | SR Cherry Valley | 68097 | CHERR |  |  | Solar Photovoltaic | 4.8 | AR | Cross | 35.3729 | -90.7708 | 2025 | 12
MISO | ST JOSEPH GAS PLANT |  |  | Not Generated | Not Generated | Natural Gas Fired Combined Cycle | [7 empty] | 715 | IN | ST JOSEPH
MISO | ST.JACQUES SOLAR |  |  | Not Generated | Not Generated | Solar Photovoltaic | [7 empty] | 200 | LA | ST JAMES PARISH
MISO | STERLINGTON SOLAR |  |  | Not Generated | Not Generated | Solar Photovoltaic | [7 empty] | 49 | LA | OUACHITA PARISH
MISO | Sebree Solar, LLC - Hybrid | 67735 | 4516 |  |  | Solar Photovoltaic | 250 | KY | Henderson | 37.693 | -87.549 | 2025 | 12
MISO | Speedway Solar, LLC | 66264 | SDS |  |  | Solar Photovoltaic | 199 | IN | Shelby | 39.6137 | -85.6547 | 2025 | 6
MISO | TAUM SAUK ENERGY CENTER |  |  | Not Generated | Not Generated | Hydroelectric Pumped Storage | [7 empty] | 30 | MO | IRON
MISO | TIBBITS ENERGY STORAGE |  |  | Not Generated | Not Generated | Batteries | [7 empty] | 100 | MI | BRANCH
MISO | TILDEN SOLAR |  |  | Not Generated | Not Generated | Solar Photovoltaic | [7 empty] | 150 | IL | WASHINGTON
MISO | WALKER ROAD SOLAR |  |  | Not Generated | Not Generated | Solar Photovoltaic | [7 empty] | 150 | MI | CLINTON
MISO | WASHTENAW SOLAR ENERGY |  |  | Not Generated | Not Generated | Solar Photovoltaic | [7 empty] | 150 | MI | WASHTENAW
MISO | WEIRS CREEK SOLAR |  |  | Not Generated | Not Generated | Solar Photovoltaic | [7 empty] | 150 | KY | WEBSTER
MISO | WHEATON |  |  | Not Generated | Not Generated | Natural Gas Steam Turbine | [7 empty] | 49.2 | WI | CHIPPEWA
MISO | WHITE PINE GROVE SOLAR |  |  | Not Generated | Not Generated | Solar Photovoltaic | [7 empty] | 100 | MI | CALHOUN
MISO | WILDWOOD SOLAR |  |  | Not Generated | Not Generated | Solar Photovoltaic | [7 empty] | 100 | MS | TALLAHATCHIE
MISO | WILLIAMS POWER |  |  | Not Generated | Not Generated | Batteries | [7 empty] | 150 | IN | MADISON
MISO | WOLF CREEK SOLAR |  |  | Not Generated | Not Generated | Solar Photovoltaic | [7 empty] | 100 | MO | MONTGOMERY
MISO | WOOD COUNTY STORAGE |  |  | Not Generated | Not Generated | Solar Thermal with Energy Storage | [7 empty] | 75 | WI | WOOD
MISO | White Tail Solar | 67678 | WTS |  |  | Solar Photovoltaic | 140 | MI | Washtenaw | 42.1256 | -83.6536 | 2025 | 11
MISO | Whitetail Wind Farm | 67379 | 1 |  |  | Onshore Wind Turbine | 67.2 | WI | Grant | 42.9514 | -90.4407 | 2027 | 12
NEVP | Alpha Solar |  |  |  |  | Solar Thermal with Energy Storage | [7 empty] | 169 | NV | Pershing
NEVP | Alturas Ranch |  |  |  |  | Natural Gas Steam Turbine | [7 empty] | 250 | NV | Lassen
NEVP | Amargosa East Solar |  |  |  |  | Solar Photovoltaic | [7 empty] | 500 | NV | Nye
NEVP | Amargosa Energy Center |  |  |  |  | Solar Photovoltaic | [7 empty] | 1000 | NV | Nye
NEVP | Amargosa Solar Phase 1 |  |  |  |  | Solar Photovoltaic | [7 empty] | 600 | NV | Nye
NEVP | Amargosa Solar Phase 2 |  |  |  |  | Solar Photovoltaic | [7 empty] | 600 | NV | Nye
NEVP | Amber Solar |  |  |  |  | Solar Photovoltaic | [7 empty] | 500 | NV | Nye
NEVP | Aoki Storage 2 |  |  |  |  | Batteries | [7 empty] | 200 | NV | Clark
NEVP | Argento Valley Solar |  |  |  |  | Solar Photovoltaic | [7 empty] | 480 | NV | Pershing
NEVP | Blue Jay Energy Center |  |  |  |  | All Other | [7 empty] | 500 | NV | Clark
NEVP | Boulder Solar V |  |  |  |  | Solar Photovoltaic | [7 empty] | 200 | NV | Clark
NEVP | Boulder Solar VI (renamed from IV) |  |  |  |  | Solar Photovoltaic | [7 empty] | 200 | NV | Clark
NEVP | Bristlecone Energy |  |  |  |  | Offshore Wind Turbine | [7 empty] | 600 | NV | White Pine
NEVP | Burro Canyon (fka Snow Mountain) |  |  |  |  | Batteries | [7 empty] | 200 | NV | Clark
NEVP | Busted Butte 3 |  |  |  |  | Solar Photovoltaic | [7 empty] | 600 | NV | Nye
NEVP | CG Western Renewables V LLC |  |  |  |  | Offshore Wind Turbine | [7 empty] | 300 | NV | Lassen
NEVP | Candela Renewables - Pyramid Lake Solar |  |  |  |  | Solar Photovoltaic | [7 empty] | 500 | NV | Churchill
NEVP | Carbide |  |  |  |  | Solar Photovoltaic | [7 empty] | 300 | NV | Pershing
NEVP | Carvers |  |  |  |  | Natural Gas Steam Turbine | [7 empty] | 10 | NV | Nye
NEVP | Commerce Station (fka Ace Searchlight) |  |  |  |  | Batteries | [7 empty] | 100 | NV | Clark
NEVP | Coronal Energy - Lux |  |  |  |  | Solar Thermal with Energy Storage | [8 empty] | NV | Churchill
NEVP | Coyote Canyon |  |  |  |  | Natural Gas Steam Turbine | [7 empty] | 38.5 | NV | Churchill
NEVP | Crescent Valley Solar |  |  |  |  | Solar Photovoltaic | [7 empty] | 300 | NV | Lander
NEVP | Crescent Valley Solar 2 |  |  |  |  | Solar Photovoltaic | [7 empty] | 240 | NV | Lander
NEVP | Crumley Wind |  |  |  |  | Offshore Wind Turbine | [7 empty] | 959.5 | NV | Esmeralda
NEVP | Desert Rock Wind |  |  |  |  | Offshore Wind Turbine | [7 empty] | 308 | NV | Nye
NEVP | Diamond Flat |  |  |  |  | Natural Gas Steam Turbine | [7 empty] | 38.5 | NV | Churchill
NEVP | Diamond Mountains |  |  |  |  | Solar Thermal with Energy Storage | [7 empty] | 140 | NV | Eureka
NEVP | Dixie Comstock |  |  |  |  | Natural Gas Steam Turbine | [7 empty] | 57.5 | NV | Churchill
NEVP | Dixie Meadows (Bannock) |  |  |  |  | Natural Gas Steam Turbine | [7 empty] | 57.5 | NV | Churchill
NEVP | Dodge Flat 2 |  |  |  | DODGE | Solar Photovoltaic | [7 empty] | 200 | NV | Washoe
NEVP | Dodge Flat 5 |  |  |  |  | Solar Photovoltaic | [7 empty] | 200 | NV | Washoe
NEVP | Dodge Flat Energy Storage |  |  |  |  | Batteries | [7 empty] | 100 | NV | Washoe
NEVP | Dry Lake East I |  |  |  |  | Solar Photovoltaic | [7 empty] | 150 | NV | Clark
NEVP | Dry Lake East II |  |  |  |  | Batteries | [7 empty] | 200 | NV | Clark
NEVP | Dry Lake East Storage |  |  |  |  | Batteries | [7 empty] | 250 | NV | Clark
NEVP | Dry Lake North |  |  |  |  | Batteries | [7 empty] | 700 | NV | Lincoln
NEVP | Eagle Shadow #3 |  |  |  |  | Solar Photovoltaic | [7 empty] | 100 | NV | Clark
NEVP | First Solar - Red Valley |  |  |  |  | Solar Photovoltaic | [7 empty] | 200 | NV | Clark
NEVP | Gerlach |  |  |  |  | Geothermal | [7 empty] | 15 | NV | Lyon
NEVP | Gerlach |  |  |  |  | Natural Gas Steam Turbine | [7 empty] | 38.5 | NV | Washoe
NEVP | Goldstrike BESS / Goldstrike Grid 2 |  |  |  |  | Batteries | [7 empty] | 80 | NV | Clark
NEVP | Harmony |  |  |  |  | Natural Gas Steam Turbine | [7 empty] | 38.5 | NV | Pershing
NEVP | Hayford Grid |  |  |  |  | Batteries | [7 empty] | 100 | NV | Carson City
NEVP | High Sierra |  |  |  |  | Batteries | [7 empty] | 200 | NV | Storey
NEVP | Jackpot Solar 1 |  |  |  |  | Solar Photovoltaic | [7 empty] | 500 | ID | Nye
NEVP | Laughlin Solar |  |  |  |  | Solar Photovoltaic | [7 empty] | 50 | NV | Clark
NEVP | Libra Solar |  |  |  |  | Solar Photovoltaic | [7 empty] | 700 | NV | Mineral
NEVP | Lone Mountain |  |  |  |  | Geothermal | [7 empty] | 15 | NV | Esmeralda
NEVP | Lone Mountain Geothermal (Alum) |  |  |  |  | Natural Gas Steam Turbine | [7 empty] | 38.5 | NV | Esmerelda
NEVP | Lone Mountain Solar |  |  |  |  | Solar Thermal with Energy Storage | [7 empty] | 500 | NV | Esmeralda
NEVP | Lovelock Solar |  |  |  |  | Solar Photovoltaic | [7 empty] | 480 | NV | Pershing
NEVP | Lovelock Solar 2 |  |  |  |  | Solar Photovoltaic | [7 empty] | 300 | NV | Lander
NEVP | Lovelock Solar 3 |  |  |  |  | Solar Photovoltaic | [7 empty] | 50 | NV | Pershing
NEVP | Lovelock Storage |  |  |  |  | Batteries | [7 empty] | 70 | NV | Pershing
NEVP | Lyon County Solar |  |  |  |  | Solar Thermal with Energy Storage | [7 empty] | 200 | NV | Lyon
NEVP | Magpie Energy Storage |  |  |  |  | Batteries | [7 empty] | 199.9 | NV | White Pine
NEVP | Mason |  |  |  |  | Natural Gas Steam Turbine | [7 empty] | 38.5 | NV | Lyon
NEVP | Mason Valley |  |  |  |  | Solar Photovoltaic | [7 empty] | 400 | NV | Lyon
NEVP | Mason Valley 2 |  |  |  |  | Solar Photovoltaic | [7 empty] | 400 | NV | Lyon
NEVP | McGinness 4 |  |  |  |  | Natural Gas Steam Turbine | [7 empty] | 70 | NV | Lander
NEVP | Mecanico Storage |  |  |  |  | Batteries | [7 empty] | 40 | NV | Clark
NEVP | Mineral Point |  |  |  |  | Batteries | [7 empty] | 100 | NV | Clark
NEVP | Moorman Solar |  |  |  |  | Batteries | [7 empty] | 175 | NV | White Pine
NEVP | NC2A Solar |  |  |  |  | Solar Photovoltaic | [7 empty] | 57 | NV | Clark
NEVP | NCA2 Solar |  |  |  |  | Solar Photovoltaic | [7 empty] | 57 | NV | Clark
NEVP | Nell ESS |  |  |  |  | Batteries | [7 empty] | 10 | NV | Clark
NEVP | Nelson Hills Energy Storage |  |  |  |  | Batteries | [7 empty] | 350 | NV | Clark
NEVP | Nivloc I |  |  |  |  | Solar Thermal with Energy Storage | [7 empty] | 200 | NV | Esmeralda
NEVP | Nivloc II |  |  |  |  | Solar Thermal with Energy Storage | [7 empty] | 300 | NV | Esmeralda
NEVP | North Muddy 2 |  |  |  |  | Solar Photovoltaic | [7 empty] | 250 | NV | Clark
NEVP | North Valley |  |  |  |  | Natural Gas Steam Turbine | [7 empty] | 45 | NV | Washoe
NEVP | North Valley 2 |  |  |  |  | Natural Gas Steam Turbine | [7 empty] | 38.5 | NV | Washoe
NEVP | OWGP Beowawe Repower |  |  |  |  | Geothermal | [7 empty] | 20 | NV | Lander
NEVP | OWGP Desert Peak 2 |  |  |  |  | Solar Photovoltaic | [7 empty] | 10 | NV | Lyon
NEVP | OWGP Galena 1 |  |  |  |  | Batteries | [7 empty] | 15 | NV | Washoe
NEVP | Pantheon Solar + BESS |  |  |  |  | Solar Photovoltaic | [7 empty] | 400 | NV | White Pine
NEVP | Pearl |  |  |  |  | Natural Gas Steam Turbine | [7 empty] | 38.5 | NV | Esmerelda
NEVP | Pershing Solar |  |  |  |  | Solar Photovoltaic | [7 empty] | 100 | NV | Pershing
NEVP | Pine Nut |  |  |  |  | Solar Photovoltaic | [7 empty] | 200 | NV | Lyon
NEVP | Pinto |  |  |  |  | Geothermal | [7 empty] | 15 | NV | Humboldt
NEVP | Pyramid |  |  |  |  | Solar Photovoltaic | [7 empty] | 600 | NV | Washoe
NEVP | REV Renewables |  |  |  |  | Solar Photovoltaic | [7 empty] | 250 | NV | Clark
NEVP | Red Ridge 1 |  |  |  |  | Solar Thermal with Energy Storage | [7 empty] | 380 | NV | Esmeralda
NEVP | Red Ridge 2 |  |  |  |  | Solar Thermal with Energy Storage | [7 empty] | 200 | NV | Esmeralda
NEVP | Red Valley 2 |  |  |  |  | Solar Photovoltaic | [7 empty] | 200 | NV | Clark
NEVP | Reid Gardner BESS II A |  |  |  |  | Batteries | [7 empty] | 380 | NV | Clark
NEVP | Roadrunner Energy Storage |  |  |  |  | Batteries | [7 empty] | 800 | NV | Clark
NEVP | Robinson Solar I |  |  |  |  | Natural Gas Steam Turbine | [7 empty] | 300 | NV | White Pine
NEVP | Robinson Solar II |  |  |  |  | Solar Photovoltaic | [7 empty] | 300 | NV | White Pine
NEVP | Robinson Wind |  |  |  |  | Offshore Wind Turbine | [7 empty] | 300 | NV | White Pine
NEVP | Rock Creek |  |  |  |  | Solar Photovoltaic | [7 empty] | 19.8 | NV | Esmerelda
NEVP | Rock Springs |  |  |  |  | Solar Photovoltaic | [7 empty] | 120 | NV | Washoe
NEVP | SR East Pershing |  |  |  |  | Solar Thermal with Energy Storage | [7 empty] | 200 | NV | Pershing
NEVP | Sage City 1 |  |  |  |  | Solar Photovoltaic | [7 empty] | 300 | NV | White Pine
NEVP | Sage City 2 |  |  |  |  | Solar Photovoltaic | [7 empty] | 300 | NV | White Pine
NEVP | Sidecar |  |  |  |  | Batteries | [7 empty] | 118 | NV | Clark
NEVP | Sierra Solar |  |  |  |  | Batteries | [7 empty] | 400 | NV | Churchill
NEVP | Sierra Solar |  |  |  |  | Solar Photovoltaic | [7 empty] | 400 | NV | Churchill
NEVP | Sierra Solar 1 (fka Cersola 1) |  |  |  |  | Solar Photovoltaic | [7 empty] | 400 | NV | Churchill
NEVP | Sierra Solar 2 (fka Cersola 2) |  |  |  |  | Solar Photovoltaic | [7 empty] | 600 | NV | Churchill
NEVP | Silver Star Solar |  |  |  |  | Solar Photovoltaic | [7 empty] | 500 | NV | Nye
NEVP | Silverhawk BESS |  |  |  |  | Batteries | [7 empty] | 400 | NV | Clark
NEVP | Skye |  |  |  |  | Batteries | [7 empty] | 200 | NV | Clark
NEVP | Sloan Grid |  |  |  |  | Batteries | [7 empty] | 125 | NV | Washoe
NEVP | Southern Bighorn Solar Hybrid | 63113 | BESS |  |  | Batteries | 300 | NV | Clark | 36.3048 | -114.4728 | 2028 | 5
NEVP | Star Peak |  |  |  |  | Natural Gas Steam Turbine | [7 empty] | 79 | NV | Pershing
NEVP | TS1 (Newmont) |  |  |  |  | Solar Photovoltaic | [7 empty] | 100 | NV | Eureka
NEVP | TS2 |  |  |  |  | Batteries | [7 empty] | 100 | NV | Eureka
NEVP | Titus Canyon II |  |  |  |  | Solar Photovoltaic | [7 empty] | 400 | NV | Nye
NEVP | Trego Grid 2 |  |  |  |  | Batteries | [7 empty] | 100 | NV | Washoe
NEVP | Trego Grid BESS |  |  |  |  | Batteries | [7 empty] | 120 | NV | Washoe
NEVP | Truckee Energy Storage |  |  |  |  | Batteries | [7 empty] | 500 | NV | Washoe
NEVP | Vernon Solar |  |  |  |  | Solar Photovoltaic | [7 empty] | 170 | NV | Humboldt
NEVP | Weepah Hills |  |  |  |  | Natural Gas Steam Turbine | [7 empty] | 14.4 | NV | Esmeralda
NEVP | Whirlwind |  |  |  |  | Natural Gas Steam Turbine | [7 empty] | 40 | NV | Lander
NEVP | White Grass |  |  |  |  | Natural Gas Steam Turbine | [7 empty] | 4.8 | NV | Lyon
NEVP | Yahthumb Phase II |  |  |  |  | Solar Photovoltaic | [7 empty] | 169 | NV | Clark
NWMT | Beaver Creek Wind Facility | 65019 | BCW1 |  |  | Onshore Wind Turbine | 62 | MT | Stillwater | 45.956 | -109.497 | 2025 | 8
NWMT | Beaver Creek Wind Facility | 65019 | BCW2 |  |  | Onshore Wind Turbine | 62 | MT | Stillwater | 45.956 | -109.497 | 2025 | 8
NWMT | Beaver Creek Wind Facility | 65019 | BCW3 |  |  | Onshore Wind Turbine | 62 | MT | Stillwater | 45.956 | -109.497 | 2025 | 8
NWMT | Beaver Creek Wind Facility | 65019 | BCW4 |  |  | Onshore Wind Turbine | 62 | MT | Stillwater | 45.956 | -109.497 | 2025 | 8
NYIS | AE-ESS NWS 1, LLC | 65239 | NWS |  |  | Batteries | 5 | NY | Queens | 40.7404 | -73.9511 | 2025 | 6
NYIS | Agricola Wind | 68228 | Q1448 |  |  | Onshore Wind Turbine | 99 | NY | Cayuga | 42.7553 | -76.539 | 2027 | 12
NYIS | Alfred Oaks Solar, LLC | 66675 | BA |  |  | Batteries | 20 | NY | Allegany | 42.21 | -77.82
NYIS | Alle-Catt Wind Energy LLC | 62954 | GEN1 |  |  | Onshore Wind Turbine | 340 | NY | Allegany | 42.262 | -78.2015 | 2026 | 12
NYIS | Arthur Kill Energy, LLC | 67880 | ND009 |  |  | Batteries | 5 | NY | Richmond | 40.5563 | -74.2118 | 2025 | 2
NYIS | Baron Winds II | 65513 | BRNW2 |  |  | Onshore Wind Turbine | 113.2 | NY | Steuben | 42.4399 | -77.5298 | 2025 | 12
NYIS | Brownsville Energy Storage System | 68346 | ESSBR |  |  | Batteries | 5.8 | NY | Kings | 40.6695 | -73.8985 | 2025 | 9
NYIS | Canisteo Wind Farm | 62947 | GEN1 |  |  | Onshore Wind Turbine | 290.7 | NY | Steuben | 42.1438 | -77.597 | 2026 | 1
NYIS | Clermont | 64236 | CLRMT |  |  | Batteries | 100 | NY | Nassau | 40.6966 | -73.3514 | 2026 | 12
NYIS | Cody Road Wind Farm | 61592 | WT1 |  |  | Onshore Wind Turbine | 2.4 | NY | Madison | 42.9671 | -75.7559 | 2027 | 7
NYIS | Cody Road Wind Farm | 61592 | WT2 |  |  | Onshore Wind Turbine | 2.4 | NY | Madison | 42.9671 | -75.7559 | 2027 | 7
NYIS | Cody Road Wind Farm | 61592 | WT3 |  |  | Onshore Wind Turbine | 2.4 | NY | Madison | 42.9671 | -75.7559 | 2027 | 7
NYIS | Cody Road Wind Farm | 61592 | WT4 |  |  | Onshore Wind Turbine | 2.4 | NY | Madison | 42.9671 | -75.7559 | 2027 | 7
NYIS | Cody Road Wind Farm | 61592 | WT5 |  |  | Onshore Wind Turbine | 2.4 | NY | Madison | 42.9671 | -75.7559 | 2027 | 7
NYIS | Elevate Arthur Kill | 66785 | ELVAK |  |  | Batteries | 15.1 | NY | Richmond | 40.5901 | -74.1984 | 2025 | 12
NYIS | Empire Clean Energy, LLC | 67882 | ND007 |  |  | Batteries | 5 | NY | Richmond | 40.5553 | -74.2149 | 2025 | 2
NYIS | Empire Clean Energy, LLC | 67882 | ND008 |  |  | Batteries | 5 | NY | Richmond | 40.5553 | -74.2149 | 2025 | 6
NYIS | Empire Wind 1 | 68443 | EMP01 |  |  | Offshore Wind Turbine | 810 | NY | Kings | 40.32 | -73.42 | 2027 | 4
NYIS | Hecate Grid Intrepid | 66911 | HGIN1 |  |  | Batteries | 250 | NY | Nassau | 40.6197 | -73.6502 | 2028 | 7
NYIS | Hecate Grid Intrepid | 66911 | HGIN6 |  |  | Batteries | 50 | NY | Nassau | 40.6197 | -73.6502 | 2028 | 7
NYIS | Heritage Wind | 68191 | HRTG |  |  | Onshore Wind Turbine | 126 | NY | Orleans | 43.171 | -78.1745 | 2026 | 10
NYIS | High Bridge Wind Project | 62894 | WT |  |  | Onshore Wind Turbine | 103.2 | NY | Chenango | 42.4379 | -75.4806 | 2026 | 11
NYIS | Hoffman Falls Wind 2 | 67346 | Q1335 |  |  | Onshore Wind Turbine | 103.5 | NY | Madison | 42.9646 | -75.7537 | 2027 | 12
NYIS | KCE NY 10, LLC | 66682 | NY10 |  |  | Batteries | 20 | NY | Erie | 42.9079 | -78.6601 | 2027 | 12
NYIS | KCE NY 29, LLC | 66862 | NY29 |  |  | Batteries | 79 | NY | Suffolk | 40.8128 | -73.2173 | 2028 | 3
NYIS | KCE NY 30, LLC | 67838 | NY30 |  |  | Batteries | 50 | NY | Suffolk | 40.6948 | -73.3518 | 2028 | 12
NYIS | KCE NY 31, LLC | 67839 | NY31 |  |  | Batteries | 50 | NY | Suffolk | 40.9581 | -72.8665 | 2027 | 12
NYIS | KCE NY 35, LLC | 67840 | NY35 |  |  | Batteries | 200 | NY | Greene | 42.26 | -73.8541
NYIS | KCE NY 36, LLC | 67841 | NY36 |  |  | Batteries | 20 | NY | Oneida | 43.0881 | -75.3319 | 2029 | 5
NYIS | Manorville II | 64758 | MANB |  |  | Batteries | 0.8 | NY | Suffolk | 40.834 | -72.7819 | 2026 | 12
NYIS | Mill Pond Hydro | 65399 | U3 |  |  | Conventional Hydroelectric | 0.5 | NY | Greene | 42.253 | -73.898 | 2027 | 7
NYIS | Mount Sinai South Nassau Hospital | 62447 | 5 |  |  | Petroleum Liquids | 3.9 | NY | Nassau | 40.6516 | -73.6299 | 2028 | 12
NYIS | Mount Sinai South Nassau Hospital | 62447 | 6 |  |  | Petroleum Liquids | 3.9 | NY | Nassau | 40.6516 | -73.6299 | 2028 | 12
NYIS | NISA Electric Generation Project | 61331 | BA1 |  |  | Batteries | 79.9 | NY | Kings | 40.7065 | -73.9702 | 2027 | 6
NYIS | NISA Electric Generation Project | 61331 | BA2 |  |  | Batteries | 220.1 | NY | Kings | 40.7065 | -73.9702 | 2027 | 6
NYIS | NY2 Battery | 63584 | NY2 |  |  | Batteries | 151.5 | NY | Orange | 41.5267 | -74.1423 | 2028 | 3
NYIS | Nelson Clean Energy, LLC | 67885 | ND005 |  |  | Batteries | 3 | NY | Richmond | 40.543 | -74.1463 | 2025 | 12
NYIS | Nelson Clean Energy, LLC | 67885 | ND006 |  |  | Batteries | 5 | NY | Richmond | 40.543 | -74.1463 | 2025 | 12
NYIS | New York University Central Plant | 54808 | DE1 |  |  | Petroleum Liquids | 2.5 | NY | New York | 40.7899 | -73.9233 | 2025 | 9
NYIS | New York University Central Plant | 54808 | GR1 |  |  | Natural Gas Internal Combustion Engine | 2.6 | NY | New York | 40.7899 | -73.9233 | 2025 | 9
NYIS | Patchogue ESS | 64761 | PAT |  |  | Batteries | 2 | NY | Suffolk | 40.783 | -73.0163 | 2025 | 8
NYIS | Plant No 1 Freeport | 2678 | ENG13 |  |  | Landfill Gas | 3 | NY | Nassau | 40.6561 | -73.5922 | 2025 | 11
NYIS | RED-Rochester, LLC | 10025 | 49CTG |  |  | Natural Gas Fired Combustion Turbine | 42 | NY | Monroe | 43.1989 | -77.6319 | 2025 | 4
NYIS | Rolling Upland Wind Farm LLC | 62262 | GEN1 |  |  | Onshore Wind Turbine | 71.4 | NY | Madison | 42.5246 | -75.2774 | 2029 | 12
NYIS | South Ripley Solar | 64911 | CSRB1 |  |  | Batteries | 20 | NY | Chautauqua | 42.1981 | -79.7579 | 2027 | 12
NYIS | Sunrise Wind | 67435 | SRWND |  |  | Offshore Wind Turbine | 924 | NY | Suffolk | 40.9779 | -71.0445 | 2027 | 7
NYIS | Swiftsure | 64235 | SWFTS |  |  | Batteries | 121 | NY | Richmond | 40.5976 | -74.1853 | 2030 | 11
NYIS | TBE-Montgomery LLC | 57472 | CTG |  |  | Other Waste Biomass | 12 | NY | Orange | 41.4885 | -74.2262 | 2039 | 12
NYIS | TBE-Montgomery LLC | 57472 | STG |  |  | Other Waste Biomass | 9 | NY | Orange | 41.4885 | -74.2262 | 2039 | 12
PACE | Arco Wind and Solar Project | 66651 | 37565 |  |  | Onshore Wind Turbine | 153 | ID | Bonneville | 43.557 | -112.4415 | 2027 | 12
PACE | Copperton Solar Plant No. 1 | 64427 | CSP2 |  |  | Solar Photovoltaic | 25 | UT | Salt Lake | 40.5766 | -112.0846 | 2025 | 12
PACE | Glen Canyon Solar A, LLC | 66484 | GCA |  |  | Solar Photovoltaic | 95 | UT | Kane | 37.0915 | -111.7255 | 2027 | 4
PACE | Green River Energy Center - Hybrid | 67501 | GRBS |  |  | Batteries | 400 | UT | Emery | 38.9987 | -111.1172 | 2026 | 5
PACE | Green River Energy Center - Hybrid | 67501 | GRPV |  |  | Solar Photovoltaic | 400 | UT | Emery | 38.9987 | -111.1172 | 2026 | 5
PACE | Logan City 2 | 67445 | 1 |  |  | Natural Gas Fired Combustion Turbine | 2.5 | UT | Cache | 41.6998 | -111.8598 | 2025 | 11
PACE | Logan City 2 | 67445 | 2 |  |  | Natural Gas Fired Combustion Turbine | 2.5 | UT | Cache | 41.6998 | -111.8598 | 2025 | 11
PACE | Logan City 2 | 67445 | 3 |  |  | Natural Gas Fired Combustion Turbine | 2.5 | UT | Cache | 41.6998 | -111.8598 | 2025 | 11
PACE | Logan City 2 | 67445 | 4 |  |  | Natural Gas Fired Combustion Turbine | 2.5 | UT | Cache | 41.6998 | -111.8598 | 2025 | 11
PACE | Parowan Solar | 65823 | PARB |  |  | Batteries | 58 | UT | Iron | 37.8758 | -112.8885 | 2027 | 1
PACE | Parowan Solar | 65823 | PARS0 |  |  | Solar Photovoltaic | 58 | UT | Iron | 37.8758 | -112.8885 | 2027 | 1
PACE | Two Rivers Wind Facility | 63972 | TR1 |  |  | Onshore Wind Turbine | 6.1 | WY | Carbon | 41.9751 | -106.1805 | 2028 | 10
PACW | Canyonville Solar LLC (CSG) | 66340 | PV1 |  |  | Solar Photovoltaic | 2.5 | OR | Douglas | 42.9569 | -123.2618 | 2026 | 5
PACW | High Top Solar | 65325 | 98936 |  |  | Solar Photovoltaic | 80 | WA | Yakima | 46.523 | -119.9586 | 2026 | 6
PACW | OIT BESS | 67741 | I |  |  | Batteries | 2 | OR | Klamath | 42.2594 | -121.7864 | 2026 | 1
PACW | Powell Solar | 67157 | BESS1 |  |  | Batteries | 20.5 | OR | Crook | 44.2584 | -120.8895 | 2027 | 12
PACW | Powell Solar | 67157 | PV1 |  |  | Solar Photovoltaic | 55.9 | OR | Crook | 44.2584 | -120.8895 | 2027 | 12
PGE | Apricus Solar |  |  | 0 | TBD | Solar Photovoltaic | [7 empty] | 2.5 | OR | Polk
PGE | Bradley Solar 2 |  |  | 0 | TBD | Solar Photovoltaic | [7 empty] | 2.1 | OR | Clackamas
PGE | Buckner Creek Solar |  |  | 0 | TBD | Solar Photovoltaic | [7 empty] | 2.5 | OR | Clackamas
PGE | CP Sheridan Solar |  |  | 0 | TBD | Solar Photovoltaic | [7 empty] | 2.7 | OR | Polk
PGE | Crawford Solar |  |  | 0 | TBD | Solar Photovoltaic | [7 empty] | 2.9 | OR | Clackamas
PGE | Mompano Solar |  |  | 0 | TBD | Solar Photovoltaic | [7 empty] | 2 | OR | Clackamas
PGE | Rodeo Solar |  |  | 0 | TBD | Solar Photovoltaic | [7 empty] | 2.25 | OR | Clackamas
PGE | Seaside BESS | 67711 | SESD1 |  |  | Batteries | 200 | OR | Multnomah | 45.6153 | -122.7811 | 2025 | 7
PJM | AEUG Fleming Solar, LLC | 64658 | AFS |  |  | Solar Photovoltaic | 188.5 | KY | Fleming | 38.4299 | -83.7716 | 2027 | 6
PJM | AEUG Madison Solar, LLC | 64659 | AMS |  |  | Solar Photovoltaic | 100 | KY | Madison | 37.822 | -84.3005 | 2027 | 3
PJM | Allegheny L&D2 Hydroelectric Project | 62401 | NA1 |  |  | Conventional Hydroelectric | 4.5 | PA | Allegheny | 40.8944 | -79.9136 | 2027 | 11
PJM | Allegheny L&D2 Hydroelectric Project | 62401 | NA2 |  |  | Conventional Hydroelectric | 4.5 | PA | Allegheny | 40.8944 | -79.9136 | 2027 | 12
PJM | Aspen Road Solar | 66838 | ASPR1 |  |  | Solar Photovoltaic | 100.1 | PA | Franklin | 40.1509 | -77.7638 | 2025 | 2
PJM | Axton Solar | 65462 | AXTON |  |  | Solar Photovoltaic | 201.1 | VA | Henry | 36.6717 | -79.6861 | 2026 | 5
PJM | Beaver Creek Solar | 66850 | BEAC1 |  |  | Solar Photovoltaic | 34.2 | PA | Franklin | 40.0866 | -77.6628 | 2027 | 6
PJM | Bedington Energy Facility, LLC | 64848 | BEF1 |  |  | Solar Photovoltaic | 50 | WV | Berkeley | 39.5318 | -77.8871 | 2028 | 10
PJM | Beverly L&D Hydroelectric Project | 62403 | NA1 |  |  | Conventional Hydroelectric | 1.5 | OH | Washington | 39.5551 | -81.6465
PJM | Beverly L&D Hydroelectric Project | 62403 | NA2 |  |  | Conventional Hydroelectric | 1.5 | OH | Washington | 39.5551 | -81.6465
PJM | Biggs Ford Solar Center | 61321 | BFSC |  |  | Solar Photovoltaic | 15 | MD | Frederick | 39.4829 | -77.3757 | 2025 | 8
PJM | Blackford Solar | 66960 | BLKSL |  |  | Solar Photovoltaic | 150 | IN | Blackford | 40.4161 | -85.2598 | 2026 | 10
PJM | Blackford Wind | 66968 | BFW00 |  |  | Onshore Wind Turbine | 200 | IN | Blackford | 40.4021 | -85.3006 | 2026 | 12
PJM | Braddock Lock and Dam | 59091 | GEN1 |  |  | Conventional Hydroelectric | 5.3 | PA | Allegheny | 40.3889 | -79.8589 | 2027 | 3
PJM | CPV Backbone Solar | 67022 | BB1 |  |  | Solar Photovoltaic | 175 | MD | Garrett | 39.4424 | -79.2016 | 2025 | 11
PJM | CPV County Line Solar, LLC | 67352 | CPVCL |  |  | Solar Photovoltaic | 150 | VA | Charlotte | 37.1045 | -78.4029 | 2030 | 12
PJM | CPV Rogue's Wind, LLC | 67348 | ROGUE |  |  | Onshore Wind Turbine | 114 | PA | Cambria | 40.6981 | -78.6633 | 2026 | 5
PJM | Caden Energix New Kent, LLC | 64036 | ENX08 |  |  | Solar Photovoltaic | 20 | VA | New Kent | 37.49 | -77.0616 | 2026 | 8
PJM | Caden Energix Piney River LLC | 65286 | ENX18 |  |  | Solar Photovoltaic | 50 | VA | Amherst | 37.6968 | -79.0231 | 2028 | 12
PJM | Carvers Creek Solar | 67342 | CARV2 |  |  | Solar Photovoltaic | 99 | VA | Gloucester | 37.5619 | -76.6054 | 2025 | 11
PJM | Cedar Creek Solar | 64543 | 1 |  |  | Solar Photovoltaic | 114 | DE | New Castle | 39.3726 | -75.5645 | 2026 | 12
PJM | Champion Solar I | 66865 | INCS1 |  |  | Solar Photovoltaic | 51.9 | IN | St Joseph | 41.7234 | -86.5066
PJM | Cherrywood Solar I | 67444 | 6794 |  |  | Solar Photovoltaic | 145 | MD | Caroline | 39.0078 | -75.783 | 2026 | 7
PJM | Clermont Solar | 67870 | ENX34 |  |  | Solar Photovoltaic | 120 | PA | McKean | 41.656 | -78.5673 | 2026 | 8
PJM | Clover Creek Solar | 66315 | CCSO |  |  | Solar Photovoltaic | 77.2 | VA | Halifax | 36.8166 | -78.6926 | 2026 | 10
PJM | Coastal Virginia Offshore Wind (CVOW) Co | 64550 | CVOWC |  |  | Offshore Wind Turbine | 2640 | VA |  | 36.908 | -75.3491 | 2027 | 1
PJM | Cobalt Solar, LLC | 66364 | COBAL |  |  | Solar Photovoltaic | 20 | PA | Forest | 41.3991 | -79.3959 | 2025 | 5
PJM | Courthouse Solar | 66312 | CHSL |  |  | Solar Photovoltaic | 167 | VA | Charlotte | 37.04 | -78.58 | 2026 | 10
PJM | Davis Solar (WV) | 66870 | DAVS |  |  | Solar Photovoltaic | 11.5 | WV | Tucker | 39.155 | -79.4433 | 2027 | 4
PJM | Deer Wood Energy, LLC | 65144 | ENX11 |  |  | Solar Photovoltaic | 50 | VA | Buckingham | 37.7622 | -78.4791
PJM | Deer Wood Storage, LLC | 65145 | ENX12 |  |  | Batteries | 30 | VA | Buckingham | 37.7622 | -78.4791 | 2026 | 11
PJM | Devola L&D Hydroelectric Project | 62435 | NA1 |  |  | Conventional Hydroelectric | 2 | OH | Washington | 39.469 | -81.492
PJM | Devola L&D Hydroelectric Project | 62435 | NA2 |  |  | Conventional Hydroelectric | 2 | OH | Washington | 39.469 | -81.492
PJM | Dulles Solar and Storage | 65043 | DUSO |  |  | Solar Photovoltaic | 100 | VA | Loudoun | 38.95 | -77.5 | 2026 | 3
PJM | Dulles Solar and Storage | 65043 | DUST |  |  | Batteries | 50 | VA | Loudoun | 38.95 | -77.5 | 2026 | 12
PJM | ENGIE Solidago Solar Project - Hybrid | 65304 | BESS |  |  | Batteries | 12.5 | DE | New Castle | 39.3952 | -75.7535 | 2026 | 3
PJM | Egypt Road Solar | 66840 | EGYR1 |  |  | Solar Photovoltaic | 51.1 | MD | Dorchester | 38.5307 | -76.1004 | 2025 | 11
PJM | Elkhart County Solar Project | 66647 | USELT |  |  | Solar Photovoltaic | 100 | IN | Elkhart | 41.498 | -85.69 | 2025 | 12
PJM | Elm Spring Solar 1 | 65313 | ES |  |  | Solar Photovoltaic | 3 | VA | Augusta | 38.0945 | -78.9595 | 2027 | 12
PJM | Emsworth BC Hydroelectric Project | 62434 | NA1 |  |  | Conventional Hydroelectric | 6 | PA | Allegheny | 40.5008 | -80.1031 | 2027 | 11
PJM | Emsworth BC Hydroelectric Project | 62434 | NA2 |  |  | Conventional Hydroelectric | 6 | PA | Allegheny | 40.5008 | -80.1031 | 2027 | 12
PJM | Emsworth BC Hydroelectric Project | 62434 | NA3 |  |  | Conventional Hydroelectric | 6.8 | PA | Allegheny | 40.5008 | -80.1031 | 2027 | 12
PJM | Emsworth L&D Hydroelectric Project | 62433 | NA1 |  |  | Conventional Hydroelectric | 6.8 | PA | Allegheny | 40.503 | -80.0894 | 2027 | 10
PJM | Emsworth L&D Hydroelectric Project | 62433 | NA2 |  |  | Conventional Hydroelectric | 6.8 | PA | Allegheny | 40.503 | -80.0894 | 2027 | 11
PJM | Emsworth L&D Hydroelectric Project | 62433 | NA3 |  |  | Conventional Hydroelectric | 6.8 | PA | Allegheny | 40.503 | -80.0894 | 2027 | 12
PJM | Evelyn Hydroelectric Project | 62748 | 1 |  |  | Conventional Hydroelectric | 0.6 | KY | Lee | 37.602 | -83.833 | 2029 | 12
PJM | Evelyn Hydroelectric Project | 62748 | 2 |  |  | Conventional Hydroelectric | 0.6 | KY | Lee | 37.602 | -83.833 | 2029 | 12
PJM | Evelyn Hydroelectric Project | 62748 | 3 |  |  | Conventional Hydroelectric | 0.2 | KY | Lee | 37.602 | -83.833 | 2029 | 12
PJM | Evelyn Hydroelectric Project | 62748 | 4 |  |  | Conventional Hydroelectric | 0.2 | KY | Lee | 37.602 | -83.833 | 2029 | 12
PJM | Evelyn Hydroelectric Project | 62748 | 5 |  |  | Conventional Hydroelectric | 0.6 | KY | Lee | 37.602 | -83.833 | 2029 | 12
PJM | Evelyn Hydroelectric Project | 62748 | 6 |  |  | Conventional Hydroelectric | 0.6 | KY | Lee | 37.602 | -83.833 | 2029 | 12
PJM | Freeport 18th Solar | 67624 | 11084 |  |  | Solar Photovoltaic | 2 | IL | Stephenson | 42.2881 | -89.5871 | 2025 | 9
PJM | Gillard | 67637 | GILLD |  |  | Solar Photovoltaic | 5 | IL | Grundy | 41.194 | -88.2945 | 2026 | 6
PJM | Gladys Solar LLC | 67871 | ENX29 |  |  | Solar Photovoltaic | 60.4 | VA | Campbell | 37.1437 | -79.1421 | 2027 | 10
PJM | Goonies Solar Project | 66547 | GOONS |  |  | Solar Photovoltaic | 194 | PA | Lycoming | 41.1979 | -77.2188
PJM | Granite Hill Solar | 66440 | PAGH1 |  |  | Solar Photovoltaic | 70 | PA | Adams | 39.8915 | -77.1628
PJM | Grays Landing L&D Hydroelectric Project | 62388 | NA1 |  |  | Conventional Hydroelectric | 6 | PA | Greene | 39.8237 | -79.923 | 2028 | 6
PJM | Grays Landing L&D Hydroelectric Project | 62388 | NA2 |  |  | Conventional Hydroelectric | 6 | PA | Greene | 39.8237 | -79.923 | 2028 | 7
PJM | Great Bear Solar, LLC | 64073 | GBS |  |  | Solar Photovoltaic | 46 | OH | Van Wert | 40.9397 | -84.5828 | 2027 | 12
PJM | Great Bend Solar Project | 67834 | GBSP1 |  |  | Solar Photovoltaic | 48 | OH | Meigs | 39.0033 | -81.7711 | 2025 | 12
PJM | Grover Hill Wind, LLC | 66359 | GHW |  |  | Onshore Wind Turbine | 140.3 | OH | Paulding | 41.0442 | -84.5098 | 2026 | 2
PJM | Harrah's Atlantic City - POI 1 (Meeting | 66830 | P5376 |  |  | Solar Photovoltaic | 2.3 | NJ | Atlantic | 39.3844 | -74.4263 | 2026 | 5
PJM | Hecate Energy Pulaski 1 | 65665 | HEPU1 |  |  | Solar Photovoltaic | 150 | VA | Pulaski | 37.1396 | -80.6874 | 2026 | 12
PJM | Honey Creek Solar | 65821 | HNYBA |  |  | Batteries | 20 | IN | White | 40.7971 | -86.8572 | 2027 | 12
PJM | Honey Creek Solar | 65821 | HNYSR |  |  | Solar Photovoltaic | 200 | IN | White | 40.7971 | -86.8572 | 2027 | 12
PJM | Hoosier Line Wind | 67173 | HLW00 |  |  | Onshore Wind Turbine | 180 | IN | White | 40.8512 | -86.9448 | 2027 | 6
PJM | Horsepen Branch Solar | 66695 | HRSPN |  |  | Solar Photovoltaic | 25 | VA | Louisa | 37.961 | -77.792 | 2028 | 12
PJM | ITT Cogen Facility | 52021 | GEN3 |  |  | Natural Gas Internal Combustion Engine | 4.1 | IL | Cook | 41.8344 | -87.6285 | 2026 | 10
PJM | ITT Cogen Facility | 52021 | GEN4 |  |  | Natural Gas Internal Combustion Engine | 4.1 | IL | Cook | 41.8344 | -87.6285 | 2026 | 10
PJM | Icebreaker Offshore Wind Farm | 58941 | WTG1 |  |  | Offshore Wind Turbine | 3.4 | OH | Cuyahoga | 41.6058 | -81.8058
PJM | Icebreaker Offshore Wind Farm | 58941 | WTG2 |  |  | Offshore Wind Turbine | 3.4 | OH | Cuyahoga | 41.6058 | -81.8058
PJM | Icebreaker Offshore Wind Farm | 58941 | WTG3 |  |  | Offshore Wind Turbine | 3.4 | OH | Cuyahoga | 41.6058 | -81.8058
PJM | Icebreaker Offshore Wind Farm | 58941 | WTG4 |  |  | Offshore Wind Turbine | 3.4 | OH | Cuyahoga | 41.6058 | -81.8058
PJM | Icebreaker Offshore Wind Farm | 58941 | WTG5 |  |  | Offshore Wind Turbine | 3.4 | OH | Cuyahoga | 41.6058 | -81.8058
PJM | Icebreaker Offshore Wind Farm | 58941 | WTG6 |  |  | Offshore Wind Turbine | 3.4 | OH | Cuyahoga | 41.6058 | -81.8058
PJM | KY No. 11 L&D Hydroelectric Project | 62390 | NA1 |  |  | Conventional Hydroelectric | 0.6 | KY | Estill | 37.784 | -84.1033 | 2027 | 11
PJM | KY No. 11 L&D Hydroelectric Project | 62390 | NA2 |  |  | Conventional Hydroelectric | 0.6 | KY | Estill | 37.784 | -84.1033 | 2027 | 11
PJM | KY No. 11 L&D Hydroelectric Project | 62390 | NA3 |  |  | Conventional Hydroelectric | 0.2 | KY | Estill | 37.784 | -84.1033 | 2027 | 11
PJM | KY No. 11 L&D Hydroelectric Project | 62390 | NA4 |  |  | Conventional Hydroelectric | 0.2 | KY | Estill | 37.784 | -84.1033 | 2027 | 11
PJM | KY No. 11 L&D Hydroelectric Project | 62390 | NA5 |  |  | Conventional Hydroelectric | 0.6 | KY | Estill | 37.784 | -84.1033 | 2027 | 11
PJM | Kinglet | 67647 | KINGL |  |  | Solar Photovoltaic | 5 | VA | Stafford | 38.3505 | -77.4762 | 2026 | 12
PJM | LeGore Bridge Solar Center | 61796 | LGBSC |  |  | Solar Photovoltaic | 20 | MD | Frederick | 39.5724 | -77.3079 | 2025 | 9
PJM | Lilly Pond Road Solar 1, LLC | 67623 | 11111 |  |  | Solar Photovoltaic | 2 | IL | McHenry | 42.2765 | -88.3868 | 2025 | 11
PJM | Lily Pond Solar, LLC | 64134 | ENX09 |  |  | Solar Photovoltaic | 80 | VA | Dinwiddie | 37.0727 | -77.4207
PJM | Lowell L&D Hydroelectric Project | 62429 | NA1 |  |  | Conventional Hydroelectric | 2.5 | OH | Washington | 39.5283 | -81.517
PJM | Lowell L&D Hydroelectric Project | 62429 | NA2 |  |  | Conventional Hydroelectric | 2.5 | OH | Washington | 39.5283 | -81.517
PJM | MD BALTIMORE 4851 HOLABIRD AVE | 67671 | 21376 |  |  | Solar Photovoltaic | 1.8 | MD | Baltimore | 39.2695 | -76.5535 | 2025 | 7
PJM | Malta L&D Hydroelectric Project | 62428 | NA1 |  |  | Conventional Hydroelectric | 2 | OH | Morgan | 39.6435 | -81.8505
PJM | Malta L&D Hydroelectric Project | 62428 | NA2 |  |  | Conventional Hydroelectric | 2 | OH | Morgan | 39.6435 | -81.8505
PJM | Mammoth Central Solar Project | 66546 | MMTHC |  |  | Solar Photovoltaic | 300 | IN | Pulaski | 41.0909 | -86.7128 | 2026 | 12
PJM | Mammoth Central Solar Project | 66546 | MTHC2 |  |  | Solar Photovoltaic | 300 | IN | Pulaski | 41.0909 | -86.7128
PJM | Mammoth South Solar Project | 66545 | MMTHS |  |  | Solar Photovoltaic | 300 | IN | Pulaski | 41.0953 | -86.6916 | 2026 | 12
PJM | Marion County Solar Project | 66860 | USMNC |  |  | Solar Photovoltaic | 100 | OH | Marion | 40.6245 | -83.1362 | 2025 | 12
PJM | Mark Center Solar Project | 65050 | MRC1 |  |  | Solar Photovoltaic | 90 | OH | Defiance | 41.288 | -84.6113 | 2026 | 9
PJM | Marlowe Solar | 66899 | MARS |  |  | Solar Photovoltaic | 5.8 | WV | Berkeley | 39.5893 | -77.8355 | 2025 | 4
PJM | Maxwell L&D Hydroelectric Project | 62385 | NA1 |  |  | Conventional Hydroelectric | 6 | PA | Fayette | 40.0024 | -79.9588 | 2028 | 11
PJM | Maxwell L&D Hydroelectric Project | 62385 | NA2 |  |  | Conventional Hydroelectric | 6 | PA | Fayette | 40.0024 | -79.9588 | 2028 | 12
PJM | Mayapple Solar 1 | 66138 | INMA1 |  |  | Solar Photovoltaic | 224 | IN | Pulaski | 41.0552 | -86.7132 | 2026 | 5
PJM | Monongahela L&D4 Hydroelectric Project | 62404 | NA1 |  |  | Conventional Hydroelectric | 6 | PA | Washington | 40.1459 | -79.9009 | 2028 | 10
PJM | Monongahela L&D4 Hydroelectric Project | 62404 | NA2 |  |  | Conventional Hydroelectric | 6 | PA | Washington | 40.1459 | -79.9009 | 2028 | 11
PJM | Montgomery L&D Hydroelectric Project | 62400 | NA1 |  |  | Conventional Hydroelectric | 6.8 | PA | Beaver | 40.6525 | -80.3869 | 2028 | 10
PJM | Montgomery L&D Hydroelectric Project | 62400 | NA2 |  |  | Conventional Hydroelectric | 6.8 | PA | Beaver | 40.6525 | -80.3869 | 2028 | 11
PJM | Montgomery L&D Hydroelectric Project | 62400 | NA3 |  |  | Conventional Hydroelectric | 6.8 | PA | Beaver | 40.6525 | -80.3869 | 2028 | 12
PJM | Moon Corner Solar | 66313 | MOCO |  |  | Solar Photovoltaic | 60 | VA | Richmond | 37.89 | -76.54 | 2026 | 4
PJM | Morgantown L&D Hydroelectric Project | 62387 | NA1 |  |  | Conventional Hydroelectric | 2.5 | WV | Monongalia | 39.6196 | -79.9681 | 2028 | 8
PJM | Morgantown L&D Hydroelectric Project | 62387 | NA2 |  |  | Conventional Hydroelectric | 2.5 | WV | Monongalia | 39.6196 | -79.9681 | 2028 | 9
PJM | Morgnec Solar | 66843 | MORG1 |  |  | Solar Photovoltaic | 55.8 | MD | Kent | 39.2299 | -76.0525 | 2025 | 12
PJM | Mountain Holly Solar | 66556 | PAMH1 |  |  | Solar Photovoltaic | 20 | PA | Columbia | 40.9875 | -76.4892
PJM | Northumberland Solar | 67675 | ENX33 |  |  | Solar Photovoltaic | 65 | PA | Northumberland | 40.9872 | -76.834 | 2025 | 7
PJM | Northumberland Solar | 67675 | ENX34 |  |  | Batteries | 20 | PA | Northumberland | 40.9872 | -76.834
PJM | Nottingham Solar | 66658 | NOTT |  |  | Solar Photovoltaic | 100 | OH | Harrison | 40.3517 | -80.6704 | 2026 | 12
PJM | Opekiska L&D Hydroelectric Project | 62386 | NA1 |  |  | Conventional Hydroelectric | 3 | WV | Monongalia | 39.5649 | -80.0511 | 2028 | 8
PJM | Opekiska L&D Hydroelectric Project | 62386 | NA2 |  |  | Conventional Hydroelectric | 3 | WV | Monongalia | 39.5649 | -80.0511 | 2028 | 9
PJM | Osagrove Flats Wind | 67347 | OF1 |  |  | Onshore Wind Turbine | 3 | IL | LaSalle | 40.9414 | -88.9715 | 2026 | 12
PJM | Owens Creek Solar | 65446 | OCS |  |  | Solar Photovoltaic | 500 | IL | DeKalb | 42.06 | -88.81 | 2028 | 6
PJM | Palomino Solar | 63784 | PLMNO |  |  | Solar Photovoltaic | 200 | OH | Highland | 39.2158 | -83.7771 | 2027 | 8
PJM | Panther Grove Wind, LLC | 63818 | 78787 |  |  | Onshore Wind Turbine | 400 | IL | Woodford | 40.7129 | -89.1706 | 2026 | 12
PJM | Parks Valley Energy LLC | 67874 | ENX32 |  |  | Batteries | 150 | WV | Hampshire | 39.2888 | -78.4748 | 2027 | 12
PJM | Payton | 67662 | PAYTN |  |  | Solar Photovoltaic | 70 | IL | Henry | 41.2642 | -89.8752
PJM | Philo L&D Hydroelectric Project | 62427 | NA1 |  |  | Conventional Hydroelectric | 1.5 | OH | Muskingum | 39.8703 | -81.9098
PJM | Philo L&D Hydroelectric Project | 62427 | NA2 |  |  | Conventional Hydroelectric | 1.5 | OH | Muskingum | 39.8703 | -81.9098
PJM | Pigeon Run Solar Project | 64767 | TC001 |  |  | Solar Photovoltaic | 60 | VA | Campbell | 37.1585 | -79.0556 | 2028 | 12
PJM | Point Marion L&D Hydroelectric Project | 62384 | NA1 |  |  | Conventional Hydroelectric | 2.5 | PA | Fayette | 39.7269 | -79.9101 | 2028 | 11
PJM | Point Marion L&D Hydroelectric Project | 62384 | NA2 |  |  | Conventional Hydroelectric | 2.5 | PA | Fayette | 39.7269 | -79.9101 | 2028 | 12
PJM | Porter Mill Solar | 66854 | PORM1 |  |  | Solar Photovoltaic | 46 | MD | Wicomico | 38.4243 | -75.6968 | 2026 | 12
PJM | Potter Solar | 67876 | ENX35 |  |  | Solar Photovoltaic | 35 | PA | Potter | 41.8376 | -78.0484 | 2026 | 7
PJM | Powell Creek Solar | 65997 | PCS1 |  |  | Solar Photovoltaic | 150 | OH | Putnam | 41.0929 | -84.1161 | 2025 | 4
PJM | Powells Creek Solar - Hybrid | 65305 | BESS |  |  | Batteries | 17.5 | VA | Halifax | 36.5547 | -79.0286 | 2026 | 3
PJM | Prairie Solar (VA) | 67219 | ENX21 |  |  | Solar Photovoltaic | 20 | VA | Isle of Wight | 36.8802 | -76.6093 | 2025 | 11
PJM | Prairie Violet Wind LLC | 66343 | PVLET |  |  | Onshore Wind Turbine | 130 | IL | Marshall | 41.037 | -89.227
PJM | Raceway Solar | 63846 | RACE |  |  | Solar Photovoltaic | 50 | DE | Kent | 38.91 | -75.5882 | 2027 | 6
PJM | Redbud Run Solar | 65930 | 10 |  |  | Solar Photovoltaic | 30 | VA | Frederick | 39.2116 | -78.0842 | 2028 | 10
PJM | Rokeby L&D Hydroelectric Project | 62426 | NA1 |  |  | Conventional Hydroelectric | 2 | OH | Morgan | 39.732 | -81.9093
PJM | Rokeby L&D Hydroelectric Project | 62426 | NA2 |  |  | Conventional Hydroelectric | 2 | OH | Morgan | 39.732 | -81.9093
PJM | Rose Gold Solar | 65471 | RGS01 |  |  | Solar Photovoltaic | 150 | IN | Jay | 40.4044 | -85.1972 | 2027 | 12
PJM | Rose Gold Solar | 65471 | RGS23 |  |  | Solar Photovoltaic | 100 | IN | Jay | 40.4044 | -85.1972 | 2027 | 12
PJM | SV CSG Plato Solar 1 LLC | 67683 | PLATO |  |  | Solar Photovoltaic | 4.3 | IL | Kane | 42.0393 | -88.4231 | 2025 | 8
PJM | Salt City Solar Project - Hybrid | 65302 | BESS |  |  | Batteries | 12.5 | OH | Ross | 39.4147 | -82.9629 | 2026 | 3
PJM | Sculpin Solar | 66238 | 1SPS |  |  | Solar Photovoltaic | 180 | IN | DeKalb | 41.3646 | -84.8438 | 2025 | 12
PJM | Shenvalee Solar | 65312 | SV |  |  | Solar Photovoltaic | 3 | VA | Augusta | 38.0249 | -79.0335 | 2027 | 12
PJM | Skipjack Wind Farm | 64083 | SJW01 |  |  | Offshore Wind Turbine | 120 | MD |  | 38.5666 | -74.6628
PJM | Skipjack Wind Farm Phase 2 | 65388 | SJW02 |  |  | Offshore Wind Turbine | 846 | MD |  | 38.5667 | -74.6628
PJM | Solitude | 67643 | SOLIT |  |  | Solar Photovoltaic | 5 | IL | LaSalle | 41.1302 | -89.0441 | 2026 | 4
PJM | Spout Spring Solar | 67877 | ENX31 |  |  | Solar Photovoltaic | 60 | VA | Appomattox | 37.361 | -78.8519 | 2026 | 11
PJM | Spring Grove Solar 2 | 66844 | SPRG2 |  |  | Solar Photovoltaic | 150 | VA | Surry | 37.1674 | -76.9242 | 2025 | 12
PJM | Springwater Solar, LLC |  |  | 65900 | SPRI2 | Batteries | [7 empty] | 75 | OH | Madison
PJM | Springwater Solar, LLC | 65900 | SPRIN |  |  | Solar Photovoltaic | 155 | OH | Madison | 39.8297 | -83.2498 | 2027 | 4
PJM | Stark Solar, LLC | 66672 | AG239 |  |  | Solar Photovoltaic | 150 | OH | Stark | 40.8527 | -81.157 | 2027 | 3
PJM | Steubenville Solar | 66657 | STEUB |  |  | Solar Photovoltaic | 43 | OH | Jefferson | 40.3517 | -80.6704 | 2027 | 3
PJM | Steward Creek Solar Phase 1 | 65301 | SC1 |  |  | Solar Photovoltaic | 1200 | IL | Lee | 41.8143 | -88.9899 | 2029 | 12
PJM | Stony Creek Solar | 67879 | ENX26 |  |  | Solar Photovoltaic | 15 | PA | Somerset | 40.2224 | -78.8812 | 2026 | 4
PJM | Sun Ridge Solar | 67215 | ENX25 |  |  | Solar Photovoltaic | 50 | VA | Rockingham | 38.3149 | -78.7446 | 2025 | 12
PJM | Sunnybrook Solar Project - Hybrid | 65307 | SUNB |  |  | Batteries | 12.5 | VA | Halifax | 36.7987 | -78.8396 | 2026 | 3
PJM | Switchgrass Solar, LLC | 66124 | SSPV |  |  | Solar Photovoltaic | 70 | VA | Suffolk City | 36.6765 | -76.5859 | 2026 | 12
PJM | Sycamore Trail Solar | 66196 | PAST1 |  |  | Solar Photovoltaic | 20 | PA | Crawford | 41.8172 | -80.0923
PJM | Trumbull Energy Center | 66918 | GT11 |  |  | Natural Gas Fired Combined Cycle | 343 | OH | Trumbull | 41.1476 | -80.8525 | 2026 | 1
PJM | Trumbull Energy Center | 66918 | GT12 |  |  | Natural Gas Fired Combined Cycle | 343 | OH | Trumbull | 41.1476 | -80.8525 | 2026 | 1
PJM | Trumbull Energy Center | 66918 | STG |  |  | Natural Gas Fired Combined Cycle | 400 | OH | Trumbull | 41.1476 | -80.8525 | 2026 | 1
PJM | Two Oaks Solar and Storage LLC | 67884 | ENX27 |  |  | Solar Photovoltaic | 118 | VA | Louisa | 38.0131 | -77.9312 | 2029 | 11
PJM | Two Oaks Solar and Storage LLC | 67884 | ENX28 |  |  | Batteries | 50 | VA | Louisa | 38.0131 | -77.9312 | 2027 | 11
PJM | Tygart Hydropower | 64171 | 1 |  |  | Conventional Hydroelectric | 10 | WV | Taylor | 39.2794 | -80.0089 | 2027 | 3
PJM | Tygart Hydropower | 64171 | 2 |  |  | Conventional Hydroelectric | 10 | WV | Taylor | 39.2794 | -80.0089 | 2027 | 3
PJM | Tygart Hydropower | 64171 | 3 |  |  | Conventional Hydroelectric | 10 | WV | Taylor | 39.2794 | -80.0089 | 2027 | 3
PJM | Union Ridge Solar | 65338 | UNIS1 |  |  | Solar Photovoltaic | 108 | OH | Montgomery | 39.9841 | -82.6413 | 2027 | 1
PJM | Walston I Solar | 67800 | 1 |  |  | Solar Photovoltaic | 9.9 | MD | Wicomico | 38.37 | -75.505
PJM | White Trillium Solar | 65904 | OHWT1 |  |  | Solar Photovoltaic | 49.5 | OH | Van Wert | 40.932 | -84.6076
PJM | Wolf Summit Energy | 60206 | HCCA1 |  |  | Natural Gas Fired Combined Cycle | 207.4 | WV | Harrison | 39.287 | -80.3229 | 2028 | 12
PJM | Wolf Summit Energy | 60206 | HCCT1 |  |  | Natural Gas Fired Combined Cycle | 371.5 | WV | Harrison | 39.287 | -80.3229 | 2028 | 12
PJM | Wyatt Mill Solar LLC | 67881 | ENX30 |  |  | Solar Photovoltaic | 82.5 | VA | Greensville | 36.8354 | -77.5284 | 2026 | 9
PJM | Wylie Ridge Solar | 66901 | WRS |  |  | Solar Photovoltaic | 8.4 | WV | Hancock | 40.4527 | -80.5726 | 2027 | 3
PJM | Zenith Solar | 64768 | TC001 |  |  | Solar Photovoltaic | 60 | VA | Pittsylvania | 36.8178 | -79.2333 | 2028 | 12
PNM | Gallegos Wind Farm, Phase 1 | 59047 | GEN 1 |  |  | Onshore Wind Turbine | 190 | NM | Union | 36.5803 | -103.849 | 2028 | 11
PNM | NTEC Gas Plant | 66478 | GEN1 |  |  | Natural Gas Fired Combustion Turbine | 60.5 | NM | San Juan | 36.6829 | -108.4502 | 2028 | 6
PNM | NTEC Gas Plant | 66478 | GEN10 |  |  | Natural Gas Fired Combustion Turbine | 60.5 | NM | San Juan | 36.6829 | -108.4502 | 2028 | 6
PNM | NTEC Gas Plant | 66478 | GEN11 |  |  | Natural Gas Fired Combustion Turbine | 60.5 | NM | San Juan | 36.6829 | -108.4502 | 2028 | 6
PNM | NTEC Gas Plant | 66478 | GEN12 |  |  | Natural Gas Fired Combustion Turbine | 60.5 | NM | San Juan | 36.6829 | -108.4502 | 2028 | 6
PNM | NTEC Gas Plant | 66478 | GEN13 |  |  | Natural Gas Fired Combustion Turbine | 60.5 | NM | San Juan | 36.6829 | -108.4502 | 2028 | 6
PNM | NTEC Gas Plant | 66478 | GEN14 |  |  | Natural Gas Fired Combustion Turbine | 60.5 | NM | San Juan | 36.6829 | -108.4502 | 2028 | 6
PNM | NTEC Gas Plant | 66478 | GEN15 |  |  | Natural Gas Fired Combustion Turbine | 60.5 | NM | San Juan | 36.6829 | -108.4502 | 2028 | 6
PNM | NTEC Gas Plant | 66478 | GEN16 |  |  | Natural Gas Fired Combustion Turbine | 60.5 | NM | San Juan | 36.6829 | -108.4502 | 2028 | 6
PNM | NTEC Gas Plant | 66478 | GEN17 |  |  | Natural Gas Fired Combustion Turbine | 60.5 | NM | San Juan | 36.6829 | -108.4502 | 2028 | 6
PNM | NTEC Gas Plant | 66478 | GEN18 |  |  | Natural Gas Fired Combustion Turbine | 60.5 | NM | San Juan | 36.6829 | -108.4502 | 2028 | 6
PNM | NTEC Gas Plant | 66478 | GEN2 |  |  | Natural Gas Fired Combustion Turbine | 60.5 | NM | San Juan | 36.6829 | -108.4502 | 2028 | 6
PNM | NTEC Gas Plant | 66478 | GEN3 |  |  | Natural Gas Fired Combustion Turbine | 60.5 | NM | San Juan | 36.6829 | -108.4502 | 2028 | 6
PNM | NTEC Gas Plant | 66478 | GEN4 |  |  | Natural Gas Fired Combustion Turbine | 60.5 | NM | San Juan | 36.6829 | -108.4502 | 2028 | 6
PNM | NTEC Gas Plant | 66478 | GEN5 |  |  | Natural Gas Fired Combustion Turbine | 60.5 | NM | San Juan | 36.6829 | -108.4502 | 2028 | 6
PNM | NTEC Gas Plant | 66478 | GEN6 |  |  | Natural Gas Fired Combustion Turbine | 60.5 | NM | San Juan | 36.6829 | -108.4502 | 2028 | 6
PNM | NTEC Gas Plant | 66478 | GEN7 |  |  | Natural Gas Fired Combustion Turbine | 60.5 | NM | San Juan | 36.6829 | -108.4502 | 2028 | 6
PNM | NTEC Gas Plant | 66478 | GEN8 |  |  | Natural Gas Fired Combustion Turbine | 60.5 | NM | San Juan | 36.6829 | -108.4502 | 2028 | 6
PNM | NTEC Gas Plant | 66478 | GEN9 |  |  | Natural Gas Fired Combustion Turbine | 60.5 | NM | San Juan | 36.6829 | -108.4502 | 2028 | 6
PNM | Quail Ranch Solar and BESS | 67204 | QRBES |  |  | Batteries | 100 | NM | Bernalillo | 35.1991 | -106.8566 | 2026 | 1
PNM | Quail Ranch Solar and BESS | 67204 | QRPV |  |  | Solar Photovoltaic | 100 | NM | Bernalillo | 35.1991 | -106.8566 | 2026 | 2
PNM | Rockmont Solar and Storage Project | 64216 | 201LC |  |  | Solar Photovoltaic | 100 | NM | San Juan | 36.7766 | -108.3751 | 2027 | 12
PNM | Rockmont Solar and Storage Project | 64216 | 309SJ |  |  | Batteries | 30 | NM | San Juan | 36.7766 | -108.3751 | 2027 | 12
PNM | TAG | 67710 | TAGB1 |  |  | Batteries | 50 | NM | Sandoval | 35.2717 | -106.8625 | 2025 | 8
PNM | TAG | 67710 | TAGS1 |  |  | Solar Photovoltaic | 140 | NM | Sandoval | 35.2717 | -106.8625 | 2025 | 8
PNM | Wildcat Solar Power Plant LLC | 64849 | ATMWS |  |  | Batteries | 50 | NM | McKinley | 35.5805 | -108.9023 | 2027 | 12
PNM | Wildcat Solar Power Plant LLC | 64849 | WILDC |  |  | Solar Photovoltaic | 90 | NM | McKinley | 35.5805 | -108.9023 | 2026 | 12
PSCO | Axial Basin Solar | 65480 | CO505 |  |  | Solar Photovoltaic | 145 | CO | Moffat | 40.3279 | -107.7533 | 2025 | 10
PSCO | BecLee Solar CSG | 67364 | BECLS |  |  | Solar Photovoltaic | 5 | CO | Weld | 40.4711 | -104.6514 | 2025 | 2
PSCO | Black Hollow Sun | 64745 | BHS01 |  |  | Solar Photovoltaic | 150 | CO | Weld | 40.6167 | -104.8489 | 2025 | 10
PSCO | Black Hollow Sun | 64745 | BHS02 |  |  | Solar Photovoltaic | 107 | CO | Weld | 40.6167 | -104.8489 | 2026 | 12
PSCO | Dove Solar CSG | 67361 | DOVES |  |  | Solar Photovoltaic | 5 | CO | Weld | 40.318 | -104.8914 | 2025 | 2
PSCO | Elk Run | 67655 | ELKRN |  |  | Solar Photovoltaic | 200 | CO | Las Animas | 37.4546 | -104.4887 | 2027 | 3
PSCO | Grand Valley Solar Generation and BESS | 68343 | GRVA1 |  |  | Solar Photovoltaic | 100 | CO | Mesa | 39.1987 | -108.782 | 2027 | 12
PSCO | Grand Valley Solar Generation and BESS | 68343 | GRVA2 |  |  | Batteries | 100 | CO | Mesa | 39.1987 | -108.782 | 2027 | 12
PSCO | High Mesa CO | 67323 | HMESS |  |  | Batteries | 11.2 | CO | Garfield | 39.3959 | -108.0733 | 2025 | 3
PSCO | High Mesa CO | 67323 | HMSCO |  |  | Solar Photovoltaic | 11.2 | CO | Garfield | 39.3959 | -108.0733 | 2025 | 3
PSCO | Lark Bunting Solar CSG | 67362 | LARKS |  |  | Solar Photovoltaic | 5 | CO | Weld | 40.3117 | -104.7714 | 2025 | 2
PSCO | Mamm Creek | 67322 | MCESS |  |  | Batteries | 11.2 | CO | Garfield | 39.5266 | -107.698 | 2025 | 10
PSCO | Mamm Creek | 67322 | MCSCO |  |  | Solar Photovoltaic | 11.2 | CO | Garfield | 39.5266 | -107.698 | 2025 | 10
PSCO | Rawhide | 6761 | G |  |  | Natural Gas Fired Combustion Turbine | 44.6 | CO | Larimer | 40.8609 | -105.0212 | 2028 | 3
PSCO | Rawhide | 6761 | H |  |  | Natural Gas Fired Combustion Turbine | 44.6 | CO | Larimer | 40.8609 | -105.0212 | 2028 | 3
PSCO | Stagecoach LRE | 68079 | STAS1 |  |  | Solar Photovoltaic | 300 | CO | Pueblo | 38.1774 | -104.5012 | 2029 | 6
PSCO | Sundance (CO) | 67666 | SUNDN |  |  | Solar Photovoltaic | 74.9 | CO | Elbert | 39.4148 | -104.4481 | 2026 | 8
PSEI | Beaver Creek Wind Facility | 65019 | BCW1 |  |  | Onshore Wind Turbine | 62 | MT | Stillwater | 45.956 | -109.497 | 2025 | 8
PSEI | Beaver Creek Wind Facility | 65019 | BCW2 |  |  | Onshore Wind Turbine | 62 | MT | Stillwater | 45.956 | -109.497 | 2025 | 8
PSEI | Beaver Creek Wind Facility | 65019 | BCW3 |  |  | Onshore Wind Turbine | 62 | MT | Stillwater | 45.956 | -109.497 | 2025 | 8
PSEI | Beaver Creek Wind Facility | 65019 | BCW4 |  |  | Onshore Wind Turbine | 62 | MT | Stillwater | 45.956 | -109.497 | 2025 | 8
SC | Holliday Solar I | 62229 | 43 |  |  | Solar Photovoltaic | 74 | SC | Horry | 34.0541 | -79.2066 | 2028 | 11
SC | Kingstree East 230 Solar Project | 67862 | SOLAR |  |  | Solar Photovoltaic | 249 | SC | Georgetown | 33.5636 | -79.4633 | 2029 | 12
SC | Lambert Solar |  |  | TBD |  | Solar Photovoltaic | [7 empty] | 74 | SC | Georgetown
SC | Shining Sun Solar | 62309 | 73 |  |  | Solar Photovoltaic | 74 | SC | Orangeburg | 33.5425 | -80.5722 | 2028 | 11
SCEG | Big Fork Solar | 62184 | 26 |  |  | Solar Photovoltaic | 74.9 | SC | Barnwell | 33.1353 | -81.2391 | 2028 | 11
SCEG | Big Fork Solar | 62184 | 27 |  |  | Batteries | 74.9 | SC | Barnwell | 33.1353 | -81.2391 | 2026 | 6
SCEG | Catalina Solar (SC) | 68060 | CAT01 |  |  | Solar Photovoltaic | 75 | SC | Saluda | 33.9029 | -81.6015 | 2025 | 9
SCEG | Colleton Solar | 62188 | 30 |  |  | Solar Photovoltaic | 74.9 | SC | Colleton | 33.1238 | -80.8425 | 2028 | 11
SCEG | Colleton Solar | 62188 | 31 |  |  | Batteries | 74.9 | SC | Colleton | 33.1238 | -80.8425
SCEG | Crossroads Solar | 62190 | 32 |  |  | Solar Photovoltaic | 50 | SC | Barnwell | 33.3689 | -81.365 | 2028 | 11
SCEG | Crossroads Solar | 62190 | 33 |  |  | Batteries | 50 | SC | Barnwell | 33.3689 | -81.365
SCEG | Parr GT | 3291 | GT5 |  |  | Natural Gas Fired Combustion Turbine | 65.4 | SC | Fairfield | 34.2642 | -81.3308 | 2025 | 12
SCEG | Parr GT | 3291 | GT6 |  |  | Natural Gas Fired Combustion Turbine | 65.4 | SC | Fairfield | 34.2642 | -81.3308 | 2025 | 12
SCEG | Quest Solar | 62299 | 66 |  |  | Solar Photovoltaic | 50 | SC | Allendale | 32.9765 | -81.2268 | 2028 | 11
SCEG | Quest Solar | 62299 | 67 |  |  | Batteries | 50 | SC | Allendale | 32.9765 | -81.2268
SOCO | East Atmore Solar | 67957 | EATMR |  |  | Solar Photovoltaic | 80 | AL | Escambia | 31.0204 | -87.3584 | 2025 | 10
SOCO | SR Metter |  |  |  |  | Solar Photovoltaic | [7 empty] | 80 | GA | Tatnall
SOCO | SR Toombs |  |  |  |  | Solar Photovoltaic | [7 empty] | 250 | GA | Toombs
SOCO | Timberland Solar | 65892 | TSPV |  |  | Solar Photovoltaic | 140 | GA | Oglethorpe | 33.9643 | -82.8158 | 2025 | 8
SOCO | Walker Springs I |  |  |  |  | Solar Photovoltaic | [7 empty] | 80 | AL | Clarke
SWPP | Baldwin City Plant No 2 | 8020 | 10 |  |  | Petroleum Liquids | 2.2 | KS | Douglas | 38.7649 | -95.192 | 2025 | 1
SWPP | Baldwin City Plant No 2 | 8020 | 9 |  |  | Petroleum Liquids | 2.2 | KS | Douglas | 38.7649 | -95.192 | 2025 | 1
SWPP | Big Elk Solar | 66113 | NEBE1 |  |  | Solar Photovoltaic | 100 | NE | Washington | 41.4757 | -96.2931 | 2027 | 12
SWPP | Burt County Wind | 61511 | BCNE |  |  | Onshore Wind Turbine | 75 | NE | Burt | 41.886 | -96.345 | 2027 | 7
SWPP | Chilocco Wind Farm | 58406 | 1 |  |  | Onshore Wind Turbine | 169.2 | OK | Kay | 36.9786 | -97.0806
SWPP | Dos Rios Wind | 68381 | DR |  |  | Onshore Wind Turbine | 220 | OK | Hughes | 35.2655 | -95.929
SWPP | Emerick Wind | 64344 | 9999 |  |  | Onshore Wind Turbine | 322 | NE | Madison | 41.891 | -97.7176 | 2029 | 11
SWPP | GREC | 165 | 4 |  |  | Natural Gas Fired Combustion Turbine | 594 | OK | Mayes | 36.1903 | -95.2894 | 2026 | 4
SWPP | Hallsville | 68417 | 1 |  |  | Natural Gas Fired Combustion Turbine | 225 | TX | Harrison | 32.4607 | -94.4852 | 2027 | 12
SWPP | Hallsville | 68417 | 2 |  |  | Natural Gas Fired Combustion Turbine | 225 | TX | Harrison | 32.4607 | -94.4852 | 2027 | 12
SWPP | Horseshoe Lake | 2951 | 11 |  |  | Natural Gas Fired Combustion Turbine | 224 | OK | Oklahoma | 35.5087 | -97.1797 | 2027 | 10
SWPP | Horseshoe Lake | 2951 | 12 |  |  | Natural Gas Fired Combustion Turbine | 224 | OK | Oklahoma | 35.5087 | -97.1797 | 2027 | 10
SWPP | Huckleberry Solar | 68011 | HBS |  |  | Solar Photovoltaic | 124.7 | OK | Mayes | 36.2544 | -95.3975 | 2026 | 1
SWPP | Mayes County Solar | 68006 | MYS |  |  | Solar Photovoltaic | 101.5 | OK | Mayes | 36.2901 | -95.4265 | 2026 | 3
SWPP | McNew Generating Station | 68295 | MCN1 |  |  | Natural Gas Fired Combined Cycle | 765 | KS | Reno | 38.0059 | -97.9217 | 2030 | 1
SWPP | Mullin Creek #1 Generating Station | 68296 | MC1 |  |  | Natural Gas Fired Combustion Turbine | 489.7 | MO | Nodaway | 38.0059 | -97.9217 | 2030 | 1
SWPP | Naples Power Plant | 68273 | 1 |  |  | Natural Gas Fired Combustion Turbine | 450 | TX | Morris | 33.2196 | -94.7056 | 2028 | 12
SWPP | Naples Power Plant | 68273 | 2 |  |  | Natural Gas Fired Combustion Turbine | 450 | TX | Morris | 33.2196 | -94.7056 | 2028 | 12
SWPP | Papillion Creek Wastewater | 55027 | 1600C |  |  | Natural Gas Internal Combustion Engine | 2.5 | NE | Sarpy | 41.0772 | -95.87 | 2026 | 5
SWPP | Papillion Creek Wastewater | 55027 | 1600D |  |  | Natural Gas Internal Combustion Engine | 2.5 | NE | Sarpy | 41.0772 | -95.87 | 2026 | 5
SWPP | Pasilla Solar and Battery Storage | 67897 | 45HLA |  |  | Solar Photovoltaic | 250 | NM | Lea | 33.05 | -103.08 | 2028 | 10
SWPP | Pasilla Solar and Battery Storage | 67897 | 45HLB |  |  | Batteries | 250 | NM | Lea | 33.05 | -103.08 | 2028 | 10
SWPP | Pioneer Generation Station | 57881 | 04 |  |  | Natural Gas Fired Combustion Turbine | 245.7 | ND | Williams | 48.2325 | -103.9528 | 2025 | 8
SWPP | Pioneer Generation Station | 57881 | 05 |  |  | Natural Gas Fired Combustion Turbine | 245.7 | ND | Williams | 48.2325 | -103.9528 | 2025 | 6
SWPP | Pioneer Generation Station | 57881 | 31 |  |  | Natural Gas Internal Combustion Engine | 18.8 | ND | Williams | 48.2325 | -103.9528 | 2025 | 4
SWPP | Pioneer Generation Station | 57881 | 32 |  |  | Natural Gas Internal Combustion Engine | 18.8 | ND | Williams | 48.2325 | -103.9528 | 2025 | 4
SWPP | Pioneer Generation Station | 57881 | 33 |  |  | Natural Gas Internal Combustion Engine | 18.8 | ND | Williams | 48.2325 | -103.9528 | 2025 | 4
SWPP | Pioneer Generation Station | 57881 | 34 |  |  | Natural Gas Internal Combustion Engine | 18.8 | ND | Williams | 48.2325 | -103.9528 | 2025 | 4
SWPP | Pioneer Generation Station | 57881 | 35 |  |  | Natural Gas Internal Combustion Engine | 18.8 | ND | Williams | 48.2325 | -103.9528 | 2025 | 4
SWPP | Pioneer Generation Station | 57881 | 36 |  |  | Natural Gas Internal Combustion Engine | 18.8 | ND | Williams | 48.2325 | -103.9528 | 2025 | 4
SWPP | Plum Nellie Wind Farm LLC | 65948 | PNW01 |  |  | Onshore Wind Turbine | 201.6 | KS | Cloud | 39.3768 | -97.5565 | 2027 | 10
SWPP | Rocking R Solar, LLC | 65941 | RRS |  |  | Solar Photovoltaic | 72.5 | LA | Caddo | 32.884 | -93.8833 | 2025 | 8
SWPP | Russell | 67320 | 1 |  |  | Solar Photovoltaic | 20 | KS | Russell | 38.8938 | -98.7942 | 2025 | 3
SWPP | Saltbranch 2 | 68009 | SB12 |  |  | Solar Photovoltaic | 73 | OK | Mayes | 36.3316 | -95.2293 | 2026 | 3
SWPP | Saltbranch Solar 1 | 68007 | SLTB1 |  |  | Solar Photovoltaic | 73 | OK | Mayes | 36.3316 | -95.2293 | 2026 | 3
SWPP | Silver Queen Wind Farm | 64835 | NA |  |  | Onshore Wind Turbine | 252 | IA | Crawford | 42.0024 | -95.1316 | 2027 | 10
SWPP | Skeleton Creek Energy Center Hybrid | 62494 | SCBAT |  |  | Batteries | 252 | OK | Garfield | 36.5214 | -98.0344 | 2025 | 12
SWPP | Skeleton Creek Energy Center Hybrid | 62494 | SCSOL |  |  | Solar Photovoltaic | 250 | OK | Garfield | 36.5214 | -98.0344 | 2025 | 12
SWPP | Standing Bear Lake | 64548 | 1 |  |  | Natural Gas Internal Combustion Engine | 18.1 | NE | Douglas | 41.3158 | -96.0939 | 2025 | 10
SWPP | Standing Bear Lake | 64548 | 2 |  |  | Natural Gas Internal Combustion Engine | 18.1 | NE | Douglas | 41.3158 | -96.0939 | 2025 | 10
SWPP | Standing Bear Lake | 64548 | 3 |  |  | Natural Gas Internal Combustion Engine | 18.1 | NE | Douglas | 41.3158 | -96.0939 | 2025 | 10
SWPP | Standing Bear Lake | 64548 | 4 |  |  | Natural Gas Internal Combustion Engine | 18.1 | NE | Douglas | 41.3158 | -96.0939 | 2025 | 10
SWPP | Standing Bear Lake | 64548 | 5 |  |  | Natural Gas Internal Combustion Engine | 18.1 | NE | Douglas | 41.3158 | -96.0939 | 2025 | 10
SWPP | Standing Bear Lake | 64548 | 6 |  |  | Natural Gas Internal Combustion Engine | 18.1 | NE | Douglas | 41.3158 | -96.0939 | 2025 | 10
SWPP | Standing Bear Lake | 64548 | 7 |  |  | Natural Gas Internal Combustion Engine | 18.1 | NE | Douglas | 41.3158 | -96.0939 | 2025 | 10
SWPP | Standing Bear Lake | 64548 | 8 |  |  | Natural Gas Internal Combustion Engine | 18.1 | NE | Douglas | 41.3158 | -96.0939 | 2025 | 10
SWPP | Standing Bear Lake | 64548 | 9 |  |  | Natural Gas Internal Combustion Engine | 18.1 | NE | Douglas | 41.3158 | -96.0939 | 2025 | 10
SWPP | Swan Creek Wind | 68382 | SWCR |  |  | Onshore Wind Turbine | 126 | NE | Saline | 40.581 | -97.2102 | 2029 | 12
SWPP | Tip Top Solar Energy Center LLC | 63028 | GEN1 |  |  | Solar Photovoltaic | 220 | NM | Lea | 32.1331 | -103.3234 | 2026 | 12
SWPP | Turtle Creek | 64547 | 1 |  |  | Natural Gas Fired Combustion Turbine | 264 | NE | Sarpy | 41.0922 | -96.1683 | 2025 | 6
SWPP | Turtle Creek | 64547 | 2 |  |  | Natural Gas Fired Combustion Turbine | 264 | NE | Sarpy | 41.0922 | -96.1683 | 2025 | 6
SWPP | Twelvemile Solar 1 & 2 | 68088 | TS12 |  |  | Solar Photovoltaic | 152 | OK | Mayes | 36.3316 | -95.2293 | 2026 | 3
SWPP | Twelvemile Solar 3 | 68089 | TS03 |  |  | Solar Photovoltaic | 200 | OK | Mayes | 36.3316 | -95.2293 | 2026 | 12
SWPP | Viola Generating Station | 68294 | VIO1 |  |  | Natural Gas Fired Combined Cycle | 765 | KS | Sumner | 37.3315 | -97.67 | 2029 | 1
SWPP | WPWP | 67722 | WPWP |  |  | Onshore Wind Turbine | 307.2 | KS | Sumner | 37.2839 | -97.2151 | 2025 | 2
TEC | Lake Mabel Solar and Battery Storage | 66128 | BESS1 |  |  | Batteries | 40 | FL | Polk | 27.9788 | -81.6101 | 2025 | 3
TEC | Long Branch Solar | 68472 | 1 |  |  | Solar Photovoltaic | 74.5 | FL | Manatee | 27.6257 | -82.1713 | 2025 | 12
TEC | South Tampa Resiliency Project | 66920 | MPS01 |  |  | Natural Gas Internal Combustion Engine | 18.8 | FL | Hillsborough | 27.8633 | -82.5174 | 2025 | 2
TEC | South Tampa Resiliency Project | 66920 | MPS02 |  |  | Natural Gas Internal Combustion Engine | 18.8 | FL | Hillsborough | 27.8633 | -82.5174 | 2025 | 2
TEC | South Tampa Resiliency Project | 66920 | MPS03 |  |  | Natural Gas Internal Combustion Engine | 18.8 | FL | Hillsborough | 27.8633 | -82.5174 | 2025 | 12
TEC | South Tampa Resiliency Project | 66920 | MPS04 |  |  | Natural Gas Internal Combustion Engine | 18.8 | FL | Hillsborough | 27.8633 | -82.5174 | 2025 | 12
TEC | Wimauma Solar and Battery Storage |  |  | 66167 | BESS1 | Batteries | [7 empty] | 40 | FL | Hillsborough
TEPC | Babacomari Solar | 67797 | BS |  |  | Solar Photovoltaic | 160 | AZ | Cochise | 31.6566 | -110.4134 | 2026 | 2
TEPC | Roadrunner Phase 2 |  |  |  |  | Batteries | [7 empty] | 200 | AZ | Pima
TEPC | Roadrunner Reserve Phase 1 | 67905 | RDR1 |  |  | Batteries | 200 | AZ | Pima | 32.0718 | -110.8162 | 2025 | 7
TEPC | Torch |  |  |  |  | Batteries | [7 empty] | 80 | AZ | Cochise
TEPC | Torch |  |  |  |  | Solar Photovoltaic | [7 empty] | 80 | AZ | Cochise
TEPC | Wilmot Energy Center LLC |  |  |  |  | Batteries | [7 empty] | 100 | AZ | Pima
TEPC | Wilmot Energy Center LLC |  |  |  |  | Solar Photovoltaic | [7 empty] | 100 | AZ | Pima
TVA | CPV Jugfork. LLC |  |  |  |  | Batteries | [7 empty] | 20
TVA | CPV Jugfork. LLC |  |  |  |  | Solar Photovoltaic | [7 empty] | 200
TVA | Cumberland CC |  |  | 3399 | CUG 1 | Natural Gas Fired Combined Cycle | [7 empty] | 451 | TN | Stewart
TVA | Cumberland CC |  |  | 3399 | CUG 2 | Natural Gas Fired Combined Cycle | [7 empty] | 330 | TN | Stewart
TVA | Cumberland CC |  |  | 3399 | CUG 3 | Natural Gas Fired Combined Cycle | [7 empty] | 451 | TN | Stewart
TVA | Cumberland CC |  |  | 3399 | CUG 4 | Natural Gas Fired Combined Cycle | [7 empty] | 330 | TN | Stewart
TVA | Graceland Solar, LLC | 66687 | GRA1 |  |  | Solar Photovoltaic | 150 | TN | Shelby | 35.3094 | -89.8665 | 2026 | 5
TVA | Hillsboro Solar 3 | 66852 | HILL3 |  |  | Solar Photovoltaic | 200 | AL | Lawrence | 34.6699 | -87.2332 | 2027 | 5
TVA | Hope SB, LLC |  |  |  |  | Batteries | [7 empty] | 200
TVA | Hope SB, LLC |  |  |  |  | Solar Photovoltaic | [7 empty] | 200
TVA | Horus Kentucky 1, LLC |  |  |  |  | Solar Photovoltaic | [7 empty] | 69.3
TVA | Johnsonville | 3406 | G21 |  |  | Natural Gas Fired Combustion Turbine | 65.8 | TN | Humphreys | 36.0278 | -87.9861 | 2025 | 5
TVA | Johnsonville | 3406 | G22 |  |  | Natural Gas Fired Combustion Turbine | 65.8 | TN | Humphreys | 36.0278 | -87.9861 | 2025 | 5
TVA | Johnsonville | 3406 | G23 |  |  | Natural Gas Fired Combustion Turbine | 65.8 | TN | Humphreys | 36.0278 | -87.9861 | 2025 | 5
TVA | Johnsonville | 3406 | G24 |  |  | Natural Gas Fired Combustion Turbine | 65.8 | TN | Humphreys | 36.0278 | -87.9861 | 2025 | 5
TVA | Johnsonville | 3406 | G25 |  |  | Natural Gas Fired Combustion Turbine | 65.8 | TN | Humphreys | 36.0278 | -87.9861 | 2025 | 5
TVA | Johnsonville | 3406 | G26 |  |  | Natural Gas Fired Combustion Turbine | 65.8 | TN | Humphreys | 36.0278 | -87.9861 | 2025 | 12
TVA | Johnsonville | 3406 | G27 |  |  | Natural Gas Fired Combustion Turbine | 65.8 | TN | Humphreys | 36.0278 | -87.9861 | 2025 | 5
TVA | Johnsonville | 3406 | G28 |  |  | Natural Gas Fired Combustion Turbine | 65.8 | TN | Humphreys | 36.0278 | -87.9861 | 2025 | 5
TVA | Johnsonville | 3406 | G29 |  |  | Natural Gas Fired Combustion Turbine | 65.8 | TN | Humphreys | 36.0278 | -87.9861 | 2025 | 5
TVA | Johnsonville | 3406 | G30 |  |  | Natural Gas Fired Combustion Turbine | 65.8 | TN | Humphreys | 36.0278 | -87.9861 | 2025 | 5
TVA | Kingston Aeros |  |  | 3407 | KIG 1 | Natural Gas Fired Combustion Turbine | [7 empty] | 55 | TN | Roane
TVA | Kingston Aeros |  |  | 3407 | KIG 10 | Natural Gas Fired Combustion Turbine | [7 empty] | 55 | TN | Roane
TVA | Kingston Aeros |  |  | 3407 | KIG 11 | Natural Gas Fired Combustion Turbine | [7 empty] | 55 | TN | Roane
TVA | Kingston Aeros |  |  | 3407 | KIG 12 | Natural Gas Fired Combustion Turbine | [7 empty] | 55 | TN | Roane
TVA | Kingston Aeros |  |  | 3407 | KIG 13 | Natural Gas Fired Combustion Turbine | [7 empty] | 55 | TN | Roane
TVA | Kingston Aeros |  |  | 3407 | KIG 14 | Natural Gas Fired Combustion Turbine | [7 empty] | 55 | TN | Roane
TVA | Kingston Aeros |  |  | 3407 | KIG 15 | Natural Gas Fired Combustion Turbine | [7 empty] | 55 | TN | Roane
TVA | Kingston Aeros |  |  | 3407 | KIG 16 | Natural Gas Fired Combustion Turbine | [7 empty] | 55 | TN | Roane
TVA | Kingston Aeros |  |  | 3407 | KIG 2 | Natural Gas Fired Combustion Turbine | [7 empty] | 55 | TN | Roane
TVA | Kingston Aeros |  |  | 3407 | KIG 3 | Natural Gas Fired Combustion Turbine | [7 empty] | 55 | TN | Roane
TVA | Kingston Aeros |  |  | 3407 | KIG 4 | Natural Gas Fired Combustion Turbine | [7 empty] | 55 | TN | Roane
TVA | Kingston Aeros |  |  | 3407 | KIG 5 | Natural Gas Fired Combustion Turbine | [7 empty] | 55 | TN | Roane
TVA | Kingston Aeros |  |  | 3407 | KIG 6 | Natural Gas Fired Combustion Turbine | [7 empty] | 55 | TN | Roane
TVA | Kingston Aeros |  |  | 3407 | KIG 7 | Natural Gas Fired Combustion Turbine | [7 empty] | 55 | TN | Roane
TVA | Kingston Aeros |  |  | 3407 | KIG 8 | Natural Gas Fired Combustion Turbine | [7 empty] | 55 | TN | Roane
TVA | Kingston Aeros |  |  | 3407 | KIG 9 | Natural Gas Fired Combustion Turbine | [7 empty] | 55 | TN | Roane
TVA | Kingston CC |  |  | 3407 | CT17 | Natural Gas Fired Combined Cycle | [7 empty] | 451 | TN | Roane
TVA | Kingston CC |  |  | 3407 | STG18 | Natural Gas Fired Combined Cycle | [7 empty] | 330 | TN | Roane
TVA | MS Solar 5, LLC |  |  |  |  | Batteries | [7 empty] | 50
TVA | MS Solar 5, LLC |  |  |  |  | Solar Photovoltaic | [7 empty] | 200
TVA | Okolona Solar, LLC |  |  |  |  | Solar Photovoltaic | [7 empty] | 145
TVA | Optimist | 68536 | MS7_S |  |  | Batteries | 50 | MS | Clay | 33.6435 | -88.594 | 2026 | 1
TVA | Optimist | 68536 | OEMS7 |  |  | Solar Photovoltaic | 200 | MS | Clay | 33.6435 | -88.594 | 2026 | 1
TVA | Ridgely Energy Farm | 65445 | RBESS |  |  | Batteries | 50 | TN | Lake | 36.3063 | -89.462 | 2025 | 8
TVA | Ridgely Energy Farm | 65445 | RIGPV |  |  | Solar Photovoltaic | 254 | TN | Lake | 36.3063 | -89.462 | 2025 | 8
TVA | SR Adamsville | 68224 | ADAMV |  |  | Solar Photovoltaic | 25 | TN | McNairy | 35.256 | -88.3697 | 2026 | 6
TVA | SR Middleton, LLC |  |  |  |  | Solar Photovoltaic | [7 empty] | 55
TVA | SR Millington II, LLC |  |  | 66699 | MILL2 | Solar Photovoltaic | [7 empty] | 74.9 | TN | Shelby
TVA | SR Puryear | 68564 | PURYR |  |  | Solar Photovoltaic | 50 | TN | Henry | 36.4499 | -88.3011 | 2027 | 8
TVA | SR Ripley II, LLC |  |  |  |  | Solar Photovoltaic | [7 empty] | 30
TVA | SR Tullahoma | 68568 | TULLA |  |  | Solar Photovoltaic | 200 | TN | Moore | 35.36 | -86.2753 | 2027 | 4
TVA | Silicon Ranch |  |  |  |  | Solar Photovoltaic | [7 empty] | 110
TVA | Silicon Ranch Corporation |  |  |  |  | Solar Photovoltaic | [7 empty] | 150
TVA | Spring Valley Solar 2 | 66858 | SPRV2 |  |  | Solar Photovoltaic | 200 | AL | Colbert | 34.675 | -87.6637 | 2028 | 2
TVA | Trifecta Red Hills I, LLC |  |  |  |  | Solar Photovoltaic | [7 empty] | 67.5
TVA | Vonore Battery Energy Storage System | 64255 | VBESS |  |  | Batteries | 20 | TN | Monroe | 35.6154 | -84.2749 | 2025 | 12
TVA | Yum Yum Solar LLC | 63026 | GEN1 |  |  | Solar Photovoltaic | 147 | TN | Fayette | 35.2525 | -89.2514 | 2026 | 5
TVA | Yum Yum Solar, LLC |  |  |  |  | Solar Photovoltaic | [7 empty] | 147
WACM | Axial Basin Solar |  |  |  |  | Solar Photovoltaic | [7 empty] | 145 | CO | Moffat
WACM | Coyote Gulch Solar | 64857 | C0513 |  |  | Solar Photovoltaic | 140 | CO | Montezuma | 37.431 | -108.724 | 2026 | 12
WACM | Dolores Canyon Solar | 64858 | C0497 |  |  | Solar Photovoltaic | 110 | CO | Montezuma | 37.705 | -108.755 | 2026 | 12
WACM | Fuller Battery Storage |  |  |  |  | Batteries | [7 empty] | 100 | CO | Colorado Springs
WACM | Garnet Mesa Solar |  |  |  |  | Solar Photovoltaic | [7 empty] | 80 | CO | Delta
WACM | Oh Be Joyful Solar |  |  |  |  | Solar Photovoltaic | [7 empty] | 1.25 | CO | Gunnison
WACM | Raceway Solar |  |  |  |  | Solar Photovoltaic | [8 empty] | CO | Gunnison
WACM | Rail Tie Wind | 64847 | CRTW1 |  |  | Onshore Wind Turbine | 504 | WY | Albany | 41.0558 | -105.4942 | 2026 | 12
WACM | Sandhills Allliance Solar |  |  |  |  | Solar Photovoltaic | [7 empty] | 7.8 | NE | Alliance
WACM | Sandhills Ft. Morgan Solar |  |  |  |  | Solar Photovoltaic | [7 empty] | 4 | CO | Ft. Morgan
WACM | Sandhills Gering Solar |  |  |  |  | Solar Photovoltaic | [7 empty] | 4 | NE | Gering
WACM | Sandhills Sidney Solar |  |  |  |  | Solar Photovoltaic | [7 empty] | 3.8 | NE | Sidney
WACM | Shandhills Wray Solar |  |  |  |  | Solar Photovoltaic | [7 empty] | 1 | CO | Yuma
WACM | Shandhills Yuma Solar |  |  |  |  | Solar Photovoltaic | [7 empty] | 1 | CO | Yuma
WACM | Sheepherder Solar One |  |  |  |  | Solar Photovoltaic | [7 empty] | 495 | CO | Douglas
WACM | Two Rivers Solar |  |  |  |  | Solar Photovoltaic | [7 empty] | 2.2

## SCH 4
BA Code | Plant Name | EIA Plant ID | EIA Generator ID | Plant ID (EIA-930A) | Generator ID (EIA-930A) | Generator Reported on EIA-930A Schedule 2? | BAs having a Pseudo-Tie or Dynamic Relationship | Electric Generator Technology | Nameplate Capacity (MW) (EIA-860) | State (EIA-860) | County (EIA-860) | Latitude (EIA-860) | Longitude (EIA-860) | Operation Year (EIA-860) | Opeartion Month (EIA-860) | Nameplate Capacity (MW) (EIA-930A) | State (EIA-930A) | County (EIA-930A)
AVA | Main Canal Headworks | 56698 | 1 |  |  | Yes | SCL,TPWR | Conventional Hydroelectric | 26.8 | WA | Grant | 47.6164 | -119.2992 | 1987 | 1
AVA | Summer Falls Power Plant | 56695 | 1 |  |  | Yes | SCL,TPWR | Conventional Hydroelectric | 46 | WA | Grant | 47.5025 | -119.2917 | 1985 | 1
AVA | Summer Falls Power Plant | 56695 | 2 |  |  | Yes | SCL,TPWR | Conventional Hydroelectric | 46 | WA | Grant | 47.5025 | -119.2917 | 1985 | 1
AVRN | Priest Rapids |  |  | 3887 | 10, 10A | No | GCPD | Conventional Hydroelectric | [7 empty] | 214 | WA | Grant
AZPS | Aragonne Wind LLC | 56336 | 1 |  |  | Yes | PNM | Onshore Wind Turbine | 90 | NM | Guadalupe | 34.8147 | -105.0108 | 2006 | 12
AZPS | Arlington Valley |  |  | 55282 | CC1 | No | WALC | Natural Gas Fired Combined Cycle | [7 empty] | 560 | AZ | Maricopa
AZPS | Griffith |  |  | 55124 | CC1 | No | GRID | Natural Gas Fired Combined Cycle | [7 empty] | 655 | AZ | Mohave
AZPS | High Lonesome Mesa LLC | 56945 | 1 |  |  | No | PNM | Onshore Wind Turbine | 100 | NM | Torrance | 34.4667 | -105.9625 | 2009 | 7
AZPS | South Point |  |  | 55177 | CC1 | No | WALC | Natural Gas Fired Combined Cycle | [8 empty] | AZ | Mohave
BANC | New Melones | 6158 | 1 |  |  | No | CISO | Conventional Hydroelectric | 150 | CA | Tuolumne | 37.9469 | -120.5282 | 1979 | 6
BANC | New Melones | 6158 | 2 |  |  | No | CISO | Conventional Hydroelectric | 150 | CA | Tuolumne | 37.9469 | -120.5282 | 1979 | 6
BANC | Sutter Energy Center | 55112 | CT01 |  |  | Yes | CISO | Natural Gas Fired Combined Cycle | 212 | CA | Sutter | 39.0531 | -121.6959 | 2001 | 7
BANC | Sutter Energy Center | 55112 | CT02 |  |  | Yes | CISO | Natural Gas Fired Combined Cycle | 212 | CA | Sutter | 39.0531 | -121.6959 | 2001 | 7
BANC | Sutter Energy Center | 55112 | ST01 |  |  | Yes | CISO | Natural Gas Fired Combined Cycle | 212 | CA | Sutter | 39.0531 | -121.6959 | 2001 | 7
BPAT | Biglow Canyon Wind Farm | 56485 | 1 |  |  | Yes | PGE | Onshore Wind Turbine | 125.4 | OR | Sherman | 45.6537 | -120.6034 | 2007 | 12
BPAT | Biglow Canyon Wind Farm | 56485 | 2 |  |  | Yes | PGE | Onshore Wind Turbine | 163.3 | OR | Sherman | 45.6537 | -120.6034 | 2009 | 9
BPAT | Biglow Canyon Wind Farm | 56485 | 3 |  |  | Yes | PGE | Onshore Wind Turbine | 161 | OR | Sherman | 45.6537 | -120.6034 | 2010 | 8
BPAT | Carty Generating Station | 58503 | GEN1 |  |  | Yes | PGE | Natural Gas Fired Combined Cycle | 300 | OR | Morrow | 45.6986 | -119.8131 | 2016 | 7
BPAT | Carty Generating Station | 58503 | GEN2 |  |  | Yes | PGE | Natural Gas Fired Combined Cycle | 200 | OR | Morrow | 45.6986 | -119.8131 | 2016 | 7
BPAT | Coyote Springs | 7350 | 1 |  |  | Yes | PGE | Natural Gas Fired Combined Cycle | 208 | OR | Morrow | 45.848 | -119.6739 | 1995 | 11
BPAT | Coyote Springs | 7350 | 2 |  |  | Yes | PGE | Natural Gas Fired Combined Cycle | 88 | OR | Morrow | 45.848 | -119.6739 | 1995 | 11
BPAT | Falls River Hydro | 54668 | 1 |  |  | No | IPCO | Conventional Hydroelectric | 4.5 | ID | Fremont | 44.0597 | -111.3535 | 1993 | 8
BPAT | Falls River Hydro | 54668 | 2 |  |  | No | IPCO | Conventional Hydroelectric | 4.5 | ID | Fremont | 44.0597 | -111.3535 | 1993 | 8
BPAT | Frederickson Power LP | 55818 | FICT |  |  | No | PSEI | Natural Gas Fired Combined Cycle | 192 | WA | Pierce | 47.0861 | -122.3657 | 2002 | 8
BPAT | Frederickson Power LP | 55818 | FIST |  |  | No | PSEI | Natural Gas Fired Combined Cycle | 126.3 | WA | Pierce | 47.0861 | -122.3657 | 2002 | 8
BPAT | Goldendale Generating Station | 55482 | G1 |  |  | No | PSEI | Natural Gas Fired Combined Cycle | 188.5 | WA | Klickitat | 45.8114 | -120.833 | 2004 | 8
BPAT | Goldendale Generating Station | 55482 | G2 |  |  | No | PSEI | Natural Gas Fired Combined Cycle | 114.3 | WA | Klickitat | 45.8114 | -120.833 | 2004 | 8
BPAT | Mint Farm Generating Station | 55700 | 1STG |  |  | No | PSEI | Natural Gas Fired Combined Cycle | 133 | WA | Cowlitz | 46.1388 | -122.9855 | 2008 | 1
BPAT | Mint Farm Generating Station | 55700 | CTG1 |  |  | No | PSEI | Natural Gas Fired Combined Cycle | 186 | WA | Cowlitz | 46.1388 | -122.9855 | 2008 | 1
BPAT | Potholes East Canal 66.0 | 56697 | 1 |  |  | No | TWPR | Conventional Hydroelectric | 2.3 | WA | Franklin | 46.3785 | -119.2544 | 1985 | 3
BPAT | Priest Rapids | 3887 | 1 |  |  | No | TWPR | Conventional Hydroelectric | 95 | WA | Grant | 46.6451 | -119.908 | 1961 | 7
BPAT | Priest Rapids | 3887 | 10 |  |  | No | TWPR | Conventional Hydroelectric | 95 | WA | Grant | 46.6451 | -119.908 | 1959 | 11
BPAT | Priest Rapids | 3887 | 2 |  |  | No | TWPR | Conventional Hydroelectric | 95 | WA | Grant | 46.6451 | -119.908 | 1961 | 5
BPAT | Priest Rapids | 3887 | 3 |  |  | No | TWPR | Conventional Hydroelectric | 95 | WA | Grant | 46.6451 | -119.908 | 1960 | 9
BPAT | Priest Rapids | 3887 | 4 |  |  | No | TWPR | Conventional Hydroelectric | 95 | WA | Grant | 46.6451 | -119.908 | 1960 | 9
BPAT | Priest Rapids | 3887 | 5 |  |  | No | TWPR | Conventional Hydroelectric | 95 | WA | Grant | 46.6451 | -119.908 | 1960 | 4
BPAT | Priest Rapids | 3887 | 6 |  |  | No | TWPR | Conventional Hydroelectric | 95 | WA | Grant | 46.6451 | -119.908 | 1960 | 2
BPAT | Priest Rapids | 3887 | 7 |  |  | No | TWPR | Conventional Hydroelectric | 95 | WA | Grant | 46.6451 | -119.908 | 1960 | 1
BPAT | Priest Rapids | 3887 | 8 |  |  | No | TWPR | Conventional Hydroelectric | 95 | WA | Grant | 46.6451 | -119.908 | 1959 | 12
BPAT | Priest Rapids | 3887 | 9 |  |  | No | TWPR | Conventional Hydroelectric | 95 | WA | Grant | 46.6451 | -119.908 | 1959 | 10
BPAT | Tucannon River Wind Farm | 58571 | 1 |  |  | Yes | PGE | Onshore Wind Turbine | 266.8 | WA | Columbia | 46.4211 | -118.0269 | 2014 | 12
BPAT | Wheatridge 1 |  |  | 64507 | WIND | No | PGE | Onshore Wind Turbine | [7 empty] | 100 | OR | Morrow
CHPD | Nine Canyon | 7936 | 1 |  |  | Yes | BPAT | Onshore Wind Turbine | 95.9 | WA | Benton | 46.0958 | -119.0964 | 2002 | 9
CISO | Arlington Valley CC |  |  | 55282 |  |  | Dynamic import | GAS | [7 empty] | 565 | AZ | Maricopa
CISO | Arlington Valley Solar Energy II |  |  | 57680 |  |  | Pseudo tie | SOLR | [7 empty] | 127 | AZ | Maricopa
CISO | BIGLOW CANYON |  |  | 56485 |  |  | Dynamic import | WIND | [7 empty] | 50 | OR | Sherman
CISO | Broadview Energy JN, LLC | 60145 | 1 |  |  |  | Dynamic import | Onshore Wind Turbine | 181.7 | NM | Curry | 34.7342 | -103.108 | 2017 | 3
CISO | Broadview Energy KW, LLC | 60152 | 1 |  |  |  | Dynamic import | Onshore Wind Turbine | 142.6 | NM | Curry | 34.727 | -103.1668 | 2017 | 3
CISO | CLINES CORNERS |  |  | 64054 |  |  | Dynamic import | WIND | [7 empty] | 129.94 | NM | Torrance
CISO | CLINES CORNERS B |  |  | 64054 |  |  | Dynamic import | WIND | [7 empty] | 194.28 | NM | Torrance
CISO | CSF Columbia Gorge | [5 empty] | Dynamic import | WIND | [7 empty] | 50
CISO | Calipatria Solar Farm | 59088 | GEN 1 |  |  |  | Pseudo tie | Solar Photovoltaic | 20 | CA | Imperial | 33.1658 | -115.5322 | 2016 | 2
CISO | Central Valley 1 | [5 empty] | Dynamic import | WATR | [7 empty] | 10 | CA | Shasta
CISO | Central Valley Tesla | [5 empty] | Dynamic import | WATR | [7 empty] | 10 | CA | Shasta
CISO | Central Valley Tracy | [5 empty] | Dynamic import | WATR | [7 empty] | 10 | CA | Shasta
CISO | Colgreen North Shore Solar Farm | 60825 | CNS1 |  |  |  | Pseudo tie | Solar Photovoltaic | 74.8 | CA | Riverside | 33.5401 | -115.9748 | 2018 | 12
CISO | Duran Mesa LLC | 64065 | 1 |  |  |  | Dynamic import | Onshore Wind Turbine | 105 | NM | Lincoln | 34.3907 | -105.4921 | 2021 | 12
CISO | El Cabo Wind | 58098 | 1 |  |  |  | Dynamic import | Onshore Wind Turbine | 298 | NM | Torrance | 34.6511 | -105.4617 | 2017 | 12
CISO | Grady Wind |  |  | 60317 |  |  | Pseudo tie | WIND | [7 empty] | 200 | NM | Curry
CISO | Grant County Hydro Facilities |  |  | 3887 |  |  | Dynamic import | WATR | [7 empty] | 125 | WA | Grant
CISO | Griffith Energy |  |  | 55124 |  |  | Dynamic import | GAS | [7 empty] | 570 | AZ | Mohave
CISO | HOOVER MWD |  |  | 2518 |  |  | Pseudo tie | WATR | [7 empty] | 249 | NV | Coconino
CISO | HOOVER VEA |  |  | 2518 |  |  | Pseudo tie | WATR | [7 empty] | 16 | NV | Coconino
CISO | Harq |  |  | 66670 |  |  | Dynamic import | SOLR | [7 empty] | 150 | AZ | Maricopa
CISO | Heber 2 |  |  | 54689 |  |  | Dynamic import | GEOT | [7 empty] | 28 | CA | Imperial
CISO | Heber South |  |  | 54689 |  |  | Dynamic import | GEOT | [7 empty] | 17 | CA | Imperial
CISO | Hoover DAM - SCE Share |  |  | 2518 |  |  | Pseudo tie | WATR | [7 empty] | 287 | NV | Coconino
CISO | Hoover Power Plant |  |  | 2518 |  |  | Pseudo tie | WATR | [7 empty] | 40.39 | NV | Coconino
CISO | IPPDYN |  |  | 6481 |  |  | Dynamic import | COAL | [7 empty] | 135 | UT | Millard
CISO | Iberdrola Centroid Sytem Resource | [5 empty] | Dynamic import | WIND | [7 empty] | 100
CISO | Intermountain Power Project |  |  | 6481 |  |  | Dynamic import | COAL | [7 empty] | 107 | UT | Millard
CISO | Intermountain Power Project |  |  | 6481 |  |  | Dynamic import | COAL | [7 empty] | 234 | UT | Millard
CISO | MALIN_5_HERMDYN |  |  | 55328 |  |  | Dynamic import | GAS | [7 empty] | 308 | OR | Umatilla
CISO | MSQUIT_5_SERDYN |  |  | 58557 |  |  | Dynamic import | GAS | [7 empty] | 625 | AZ | Maricopa
CISO | Magnolia Power Plant - PASADENA |  |  | 56046 |  |  | Dynamic import | GAS | [7 empty] | 18 | CA | Los Angeles
CISO | Magnolia Power Plant Anaheim |  |  | 56046 |  |  | Dynamic import | GAS | [7 empty] | 109 | CA | Los Angeles
CISO | Magnolia Power Plant Cerritos |  |  | 56046 |  |  | Dynamic import | GAS | [7 empty] | 12 | CA | Los Angeles
CISO | Magnolia Power Project |  |  | 56046 |  |  | Dynamic import | GAS | [7 empty] | 12 | CA | Los Angeles
CISO | Midway Solar Farm 1 | 60336 | MSF1 |  |  |  | Pseudo tie | Solar Photovoltaic | 50 | CA | Imperial | 33.1766 | -115.5728 | 2018 | 1
CISO | Midway Solar Farm III | 60315 | MSF3 |  |  |  | Pseudo tie | Solar Photovoltaic | 20 | CA | Imperial | 33.1548 | -115.5449 | 2018 | 9
CISO | Milford Wind Corridor I LLC | 57079 | 1 |  |  |  | Dynamic import | Onshore Wind Turbine | 203.5 | UT | Beaver | 38.5357 | -112.935 | 2009 | 9
CISO | NGILAA_5_SDGDYN | [5 empty] | Dynamic import | GAS | [7 empty] | 55
CISO | Ocotillo Wells Solar and BESS |  |  | 65820 |  |  | Pseudo tie | HYBD | [7 empty] | 49.89 | CA | SAN DIEGO
CISO | RAMON_2_SCEDYN | [5 empty] | Dynamic import | GEOT | [7 empty] | 106.18
CISO | Seville 1 | 59722 | SEV1 |  |  |  | Pseudo tie | Solar Photovoltaic | 20 | CA | Imperial | 33.1125 | -116.0139 | 2015 | 12
CISO | Solar Gen 2 Solar Facility | 58592 | ALHM |  |  |  | Pseudo tie | Solar Photovoltaic | 54.4 | CA | Imperial | 33.08 | -115.47 | 2014 | 11
CISO | Solar Gen 2 Solar Facility | 58592 | ARK |  |  |  | Pseudo tie | Solar Photovoltaic | 54.4 | CA | Imperial | 33.08 | -115.47 | 2014 | 11
CISO | Solar Gen 2 Solar Facility | 58592 | SONR |  |  |  | Pseudo tie | Solar Photovoltaic | 54.4 | CA | Imperial | 33.08 | -115.47 | 2014 | 11
CISO | Sun Streams, LLC | 60827 | GEN01 |  |  |  | Dynamic import | Solar Photovoltaic | 160 | AZ | Maricopa | 33.3488 | -112.8348 | 2020 | 1
CISO | Sutter Power Plant Pseudo-CISO |  |  | 55112 |  |  | Pseudo tie | GAS | [7 empty] | 275 | CA | Sutter
CISO | Tecolote Wind LLC | 64066 | 1 |  |  |  | Dynamic import | Onshore Wind Turbine | 272 | NM | Lincoln | 34.36 | -105.44 | 2021 | 12
CISO | Titan Solar 1 Pseudo |  |  | 63832 |  |  | Pseudo tie | SOLR | [7 empty] | 70 | CA | Irvine
CISO | Townsite Solar BESS | [5 empty] | Dynamic import | HYBD | [7 empty] | 180 | CA | Clark
CISO | VIKINGS CO-LOCATED BESS |  |  | 65711 |  |  | Pseudo tie | LESR | [7 empty] | 150 | CA | Imperial
CISO | VIKINGS CO-LOCATED PV |  |  | 65711 |  |  | Pseudo tie | SOLR | [7 empty] | 130 | CA | Imperial
CISO | Vikings Solar BESS Hybrid Project |  |  | 65711 |  |  | Pseudo tie | HYBD | [7 empty] | 150 | CA | Imperial
CISO | White Hills A |  |  | 63114 |  |  | Dynamic import | WIND | [7 empty] | 50 | AZ | Mohave
CISO | White Hills B |  |  | 63114 |  |  | Dynamic import | WIND | [7 empty] | 300 | AZ | Mohave
CISO | Wister Solar | 63487 | WSOL |  |  |  | Pseudo tie | Solar Photovoltaic | 20 | CA | Imperial | 33.2694 | -115.503 | 2022 | 7
CPLE | Anson County Generation Facility | 56249 | 1 |  |  | Yes | CPLW, DUK, PJM | Natural Gas Fired Combustion Turbine | 57.3 | NC | Anson | 34.9687 | -79.9217 | 2007 | 6
CPLE | Anson County Generation Facility | 56249 | 2 |  |  | Yes | CPLW, DUK, PJM | Natural Gas Fired Combustion Turbine | 57.3 | NC | Anson | 34.9687 | -79.9217 | 2007 | 6
CPLE | Anson County Generation Facility | 56249 | 3 |  |  | Yes | CPLW, DUK, PJM | Natural Gas Fired Combustion Turbine | 57.3 | NC | Anson | 34.9687 | -79.9217 | 2007 | 6
CPLE | Anson County Generation Facility | 56249 | 4 |  |  | Yes | CPLW, DUK, PJM | Natural Gas Fired Combustion Turbine | 57.3 | NC | Anson | 34.9687 | -79.9217 | 2007 | 6
CPLE | Anson County Generation Facility | 56249 | 5 |  |  | Yes | CPLW, DUK, PJM | Natural Gas Fired Combustion Turbine | 57.3 | NC | Anson | 34.9687 | -79.9217 | 2007 | 6
CPLE | Bay Tree | 63976 | 959 |  |  | Yes | CPLW, DUK, PJM | Solar Photovoltaic | 70.1 | NC | Bladen | 34.7041 | -78.3934 | 2021 | 11
CPLE | Bladen Solar | 61561 | GEN1 |  |  | Yes | CPLW, DUK, PJM | Solar Photovoltaic | 50 | NC | Bladen | 34.8235 | -78.6234 | 2017 | 12
CPLE | Brantley Solar | 60623 | PV1 |  |  | Yes | CPLW, DUK, PJM | Solar Photovoltaic | 50.2 | NC | Nash | 35.8905 | -78.1552 | 2018 | 10
CPLE | Brunswick Nuclear | 6014 | 1 |  |  | Yes | CPLW, DUK, PJM | Nuclear | 1001.6 | NC | Brunswick | 33.9597 | -78.0114 | 1977 | 3
CPLE | Brunswick Nuclear | 6014 | 2 |  |  | Yes | CPLW, DUK, PJM | Nuclear | 1001.6 | NC | Brunswick | 33.9597 | -78.0114 | 1975 | 11
CPLE | Buckleberry Solar | 61693 | GEN |  |  | Yes | CPLW, DUK, PJM | Solar Photovoltaic | 52.1 | NC | Lenoir | 35.3807 | -77.406 | 2018 | 11
CPLE | Bullock Solar, LLC | 61512 | GEN1 |  |  | Yes | CPLW, DUK, PJM | Solar Photovoltaic | 50 | NC | Vance | 36.4754 | -78.3151 | 2017 | 12
CPLE | Butler-Warner Generation Plant | 1016 | 1 |  |  | Yes | CPLW, DUK, PJM | Natural Gas Fired Combined Cycle | 28.8 | NC | Cumberland | 35.0986 | -78.8294 | 1976 | 12
CPLE | Butler-Warner Generation Plant | 1016 | 2 |  |  | Yes | CPLW, DUK, PJM | Natural Gas Fired Combined Cycle | 28.8 | NC | Cumberland | 35.0986 | -78.8294 | 1976 | 12
CPLE | Butler-Warner Generation Plant | 1016 | 3 |  |  | Yes | CPLW, DUK, PJM | Natural Gas Fired Combined Cycle | 28.8 | NC | Cumberland | 35.0986 | -78.8294 | 1976 | 7
CPLE | Butler-Warner Generation Plant | 1016 | 4 |  |  | Yes | CPLW, DUK, PJM | Natural Gas Fired Combustion Turbine | 28.8 | NC | Cumberland | 35.0986 | -78.8294 | 1976 | 7
CPLE | Butler-Warner Generation Plant | 1016 | 5 |  |  | Yes | CPLW, DUK, PJM | Natural Gas Fired Combustion Turbine | 28.8 | NC | Cumberland | 35.0986 | -78.8294 | 1977 | 7
CPLE | Butler-Warner Generation Plant | 1016 | 6 |  |  | Yes | CPLW, DUK, PJM | Natural Gas Fired Combined Cycle | 28.8 | NC | Cumberland | 35.0986 | -78.8294 | 1978 | 6
CPLE | Butler-Warner Generation Plant | 1016 | 7 |  |  | Yes | CPLW, DUK, PJM | Natural Gas Fired Combined Cycle | 28.8 | NC | Cumberland | 35.0986 | -78.8294 | 1979 | 6
CPLE | Butler-Warner Generation Plant | 1016 | 8 |  |  | Yes | CPLW, DUK, PJM | Natural Gas Fired Combined Cycle | 28.8 | NC | Cumberland | 35.0986 | -78.8294 | 1980 | 5
CPLE | Butler-Warner Generation Plant | 1016 | 9 |  |  | Yes | CPLW, DUK, PJM | Natural Gas Fired Combined Cycle | 73 | NC | Cumberland | 35.0986 | -78.8294 | 1988 | 12
CPLE | Cabin Creek Solar, LLC | 65107 | PGR34 |  |  | Yes | CPLW, DUK, PJM | Solar Photovoltaic | 70.2 | NC | Montgomery | 35.336 | -79.7417 | 2023 | 1
CPLE | Craven County Wood Energy LP | 10525 | 1UNI |  |  | Yes | CPLW, DUK, PJM | Wood/Wood Waste Biomass | 50 | NC | Craven | 35.1302 | -77.1679 | 1990 | 11
CPLE | Crooked Run | 62678 | 299 |  |  | Yes | CPLW, DUK, PJM | Solar Photovoltaic | 70.1 | NC | Pender | 34.677 | -77.9775 | 2019 | 12
CPLE | Darlington County | 3250 | 12 |  |  | Yes | CPLW, DUK, PJM | Natural Gas Fired Combustion Turbine | 158 | SC | Darlington | 34.4185 | -80.1657 | 1997 | 5
CPLE | Darlington County | 3250 | 13 |  |  | Yes | CPLW, DUK, PJM | Natural Gas Fired Combustion Turbine | 158 | SC | Darlington | 34.4185 | -80.1657 | 1997 | 6
CPLE | East Nash PV2 | 63789 | ENSH2 |  |  | Yes | CPLW, DUK, PJM | Solar Photovoltaic | 23.4 | NC | Nash | 35.9557 | -78.0936 | 2023 | 12
CPLE | Eastover Solar | 66717 | ESTOR |  |  | Yes | CPLW, DUK, PJM | Solar Photovoltaic | 73.6 | SC | Richland | 33.9185 | -80.6467 | 2023 | 3
CPLE | Elm City Solar Facility | 59164 | NSC 1 |  |  | Yes | CPLW, DUK, PJM | Solar Photovoltaic | 40 | NC | Wilson | 35.7811 | -77.8469 | 2016 | 3
CPLE | Florence Mill | 50806 | GEN3 |  |  | Yes | CPLW, DUK, PJM | Wood/Wood Waste Biomass | 76.5 | SC | Florence | 34.1497 | -79.5606 | 1987 | 3
CPLE | Fox Creek Solar | 60624 | PV1 |  |  | Yes | CPLW, DUK, PJM | Solar Photovoltaic | 50.2 | NC | Franklin | 36.1269 | -78.2731 | 2018 | 11
CPLE | H B Robinson | 3251 | 2 |  |  | Yes | CPLW, DUK, PJM | Nuclear | 768.6 | SC | Darlington | 34.4017 | -80.1589 | 1971 | 3
CPLE | Hamlet Generating Facility | 56292 | ES1 |  |  | Yes | CPLW, DUK, PJM | Natural Gas Fired Combustion Turbine | 57.3 | NC | Richmond | 34.8423 | -79.7361 | 2007 | 12
CPLE | Hamlet Generating Facility | 56292 | ES2 |  |  | Yes | CPLW, DUK, PJM | Natural Gas Fired Combustion Turbine | 57.3 | NC | Richmond | 34.8423 | -79.7361 | 2007 | 12
CPLE | Hamlet Generating Facility | 56292 | ES3 |  |  | Yes | CPLW, DUK, PJM | Natural Gas Fired Combustion Turbine | 57.3 | NC | Richmond | 34.8423 | -79.7361 | 2007 | 12
CPLE | Hamlet Generating Facility | 56292 | ES4 |  |  | Yes | CPLW, DUK, PJM | Natural Gas Fired Combustion Turbine | 57.3 | NC | Richmond | 34.8423 | -79.7361 | 2007 | 12
CPLE | Hamlet Generating Facility | 56292 | ES5 |  |  | Yes | CPLW, DUK, PJM | Natural Gas Fired Combustion Turbine | 57.3 | NC | Richmond | 34.8423 | -79.7361 | 2007 | 12
CPLE | Hamlet Generating Facility | 56292 | ES6 |  |  | Yes | CPLW, DUK, PJM | Natural Gas Fired Combustion Turbine | 57.3 | NC | Richmond | 34.8423 | -79.7361 | 2013 | 7
CPLE | Harris (NC) | 6015 | 1 |  |  | Yes | CPLW, DUK, PJM | Nuclear | 950.9 | NC | Wake | 35.6334 | -78.9556 | 1987 | 5
CPLE | Highest Power Solar, LLC | 63812 | PGR31 |  |  | Yes | CPLW, DUK, PJM | Solar Photovoltaic | 48.7 | NC | Franklin | 36.12 | -78.25 | 2022 | 2
CPLE | Holstein Plant | 58623 | PV1 |  |  | Yes | CPLW, DUK, PJM | Solar Photovoltaic | 20 | NC | Scotland | 34.7742 | -79.3408 | 2015 | 12
CPLE | Innovative Solar 31 | 60540 | IS031 |  |  | Yes | CPLW, DUK, PJM | Solar Photovoltaic | 35 | NC | Bladen | 34.5394 | -78.7554 | 2017 | 1
CPLE | Innovative Solar 42 | 60539 | IS042 |  |  | Yes | CPLW, DUK, PJM | Solar Photovoltaic | 71 | NC | Bladen | 34.8476 | -78.8774 | 2017 | 9
CPLE | Innovative Solar 43, LLC | 60149 | FLS1 |  |  | Yes | CPLW, DUK, PJM | Solar Photovoltaic | 50.8 | NC | Bladen | 34.53 | -78.3048 | 2016 | 12
CPLE | Innovative Solar 46 | 59671 | IS046 |  |  | Yes | CPLW, DUK, PJM | Solar Photovoltaic | 78.5 | NC | Cumberland | 34.9182 | -78.9436 | 2016 | 12
CPLE | Innovative Solar 47 | 59666 | IS047 |  |  | Yes | CPLW, DUK, PJM | Solar Photovoltaic | 33.8 | NC | Robeson | 34.8019 | -79.3324 | 2017 | 4
CPLE | Innovative Solar 54 | 59669 | IS054 |  |  | Yes | CPLW, DUK, PJM | Solar Photovoltaic | 50 | NC | Lenoir | 35.2137 | -77.7124 | 2018 | 12
CPLE | Innovative Solar 67 | 59678 | IS067 |  |  | Yes | CPLW, DUK, PJM | Solar Photovoltaic | 33.3 | NC | Pender | 34.6233 | -78.0054 | 2018 | 12
CPLE | International Paper Co. - New Bern Mill | 50188 | TG2 |  |  | Yes | CPLW, DUK, PJM | Wood/Wood Waste Biomass | 38.1 | NC | Craven | 35.212 | -77.1144 | 2014 | 4
CPLE | International Paper Riegelwood Mill | 54656 | NO3 |  |  | Yes | CPLW, DUK, PJM | Wood/Wood Waste Biomass | 44 | NC | Columbus | 34.3533 | -78.2137 | 1976 | 12
CPLE | L V Sutton Combined Cycle | 58697 | CA1 |  |  | Yes | CPLW, DUK, PJM | Natural Gas Fired Combined Cycle | 288 | NC | New Hanover | 34.2831 | -77.9853 | 2013 | 11
CPLE | L V Sutton Combined Cycle | 58697 | CT004 |  |  | Yes | CPLW, DUK, PJM | Natural Gas Fired Combustion Turbine | 60.5 | NC | New Hanover | 34.2831 | -77.9853 | 2017 | 7
CPLE | L V Sutton Combined Cycle | 58697 | CT005 |  |  | Yes | CPLW, DUK, PJM | Natural Gas Fired Combustion Turbine | 60.5 | NC | New Hanover | 34.2831 | -77.9853 | 2017 | 7
CPLE | L V Sutton Combined Cycle | 58697 | CT1 |  |  | Yes | CPLW, DUK, PJM | Natural Gas Fired Combined Cycle | 221 | NC | New Hanover | 34.2831 | -77.9853 | 2013 | 11
CPLE | L V Sutton Combined Cycle | 58697 | CT2 |  |  | Yes | CPLW, DUK, PJM | Natural Gas Fired Combined Cycle | 221 | NC | New Hanover | 34.2831 | -77.9853 | 2013 | 11
CPLE | Lumberton | 10382 | GEN1 |  |  | Yes | CPLW, DUK, PJM | Wood/Wood Waste Biomass | 34.7 | NC | Robeson | 34.59 | -78.9968 | 1985 | 12
CPLE | Mayo | 6250 | 1 |  |  | Yes | CPLW, DUK, PJM | Conventional Steam Coal | 763.2 | NC | Person | 36.5278 | -78.8917 | 1983 | 3
CPLE | Monroe Solar Facility | 60383 | MONPV |  |  | Yes | CPLW, DUK, PJM | Solar Photovoltaic | 54.6 | NC | Union | 34.9299 | -80.6256 | 2017 | 3
CPLE | PCS Phosphate | 50509 | GEN1 |  |  | Yes | CPLW, DUK, PJM | All Other | 54 | NC | Beaufort | 35.3763 | -76.7799 | 1984 | 12
CPLE | Phobos Solar, LLC | 65106 | PGR33 |  |  | Yes | CPLW, DUK, PJM | Solar Photovoltaic | 78.8 | NC | Nash | 35.8829 | -78.155 | 2023 | 1
CPLE | Roxboro | 2712 | 1 |  |  | Yes | CPLW, DUK, PJM | Conventional Steam Coal | 410.8 | NC | Person | 36.4833 | -79.0731 | 1966 | 5
CPLE | Roxboro | 2712 | 2 |  |  | Yes | CPLW, DUK, PJM | Conventional Steam Coal | 657 | NC | Person | 36.4833 | -79.0731 | 1968 | 5
CPLE | Roxboro | 2712 | 3 |  |  | Yes | CPLW, DUK, PJM | Conventional Steam Coal | 745.2 | NC | Person | 36.4833 | -79.0731 | 1973 | 7
CPLE | Roxboro | 2712 | 4 |  |  | Yes | CPLW, DUK, PJM | Conventional Steam Coal | 745.2 | NC | Person | 36.4833 | -79.0731 | 1980 | 9
CPLE | Sherwood H Smith Jr Energy Complex | 7805 | 001 |  |  | Yes | CPLW, DUK, PJM | Natural Gas Fired Combustion Turbine | 199.4 | NC | Richmond | 34.8392 | -79.7406 | 2001 | 5
CPLE | Sherwood H Smith Jr Energy Complex | 7805 | 002 |  |  | Yes | CPLW, DUK, PJM | Natural Gas Fired Combustion Turbine | 199.4 | NC | Richmond | 34.8392 | -79.7406 | 2001 | 5
CPLE | Sherwood H Smith Jr Energy Complex | 7805 | 003 |  |  | Yes | CPLW, DUK, PJM | Natural Gas Fired Combustion Turbine | 199.4 | NC | Richmond | 34.8392 | -79.7406 | 2001 | 5
CPLE | Sherwood H Smith Jr Energy Complex | 7805 | 004 |  |  | Yes | CPLW, DUK, PJM | Natural Gas Fired Combustion Turbine | 199.4 | NC | Richmond | 34.8392 | -79.7406 | 2001 | 5
CPLE | Sherwood H Smith Jr Energy Complex | 7805 | 10 |  |  | Yes | CPLW, DUK, PJM | Natural Gas Fired Combined Cycle | 191.2 | NC | Richmond | 34.8392 | -79.7406 | 2011 | 6
CPLE | Sherwood H Smith Jr Energy Complex | 7805 | 6 |  |  | Yes | CPLW, DUK, PJM | Natural Gas Fired Combustion Turbine | 199.4 | NC | Richmond | 34.8392 | -79.7406 | 2002 | 6
CPLE | Sherwood H Smith Jr Energy Complex | 7805 | 7 |  |  | Yes | CPLW, DUK, PJM | Natural Gas Fired Combined Cycle | 199.4 | NC | Richmond | 34.8392 | -79.7406 | 2002 | 6
CPLE | Sherwood H Smith Jr Energy Complex | 7805 | 8 |  |  | Yes | CPLW, DUK, PJM | Natural Gas Fired Combined Cycle | 199.4 | NC | Richmond | 34.8392 | -79.7406 | 2002 | 6
CPLE | Sherwood H Smith Jr Energy Complex | 7805 | 9 |  |  | Yes | CPLW, DUK, PJM | Natural Gas Fired Combined Cycle | 191.2 | NC | Richmond | 34.8392 | -79.7406 | 2011 | 6
CPLE | Sherwood H Smith Jr Energy Complex | 7805 | ST4 |  |  | Yes | CPLW, DUK, PJM | Natural Gas Fired Combined Cycle | 195.5 | NC | Richmond | 34.8392 | -79.7406 | 2002 | 6
CPLE | Sherwood H Smith Jr Energy Complex | 7805 | ST5 |  |  | Yes | CPLW, DUK, PJM | Natural Gas Fired Combined Cycle | 271.1 | NC | Richmond | 34.8392 | -79.7406 | 2011 | 6
CPLE | Shoe Creek Solar, LLC | 60380 | SCSPV |  |  | Yes | CPLW, DUK, PJM | Solar Photovoltaic | 65 | NC | Scotland | 34.8449 | -79.3847 | 2017 | 12
CPLE | Sonoco Products Co | 57919 | 4 |  |  | Yes | CPLW, DUK, PJM | Wood/Wood Waste Biomass | 28 | SC | Darlington | 34.3853 | -80.0678 | 1957 | 6
CPLE | Tillery | 2714 | 1 |  |  | Yes | CPLW, DUK, PJM | Conventional Hydroelectric | 22 | NC | Montgomery | 35.2067 | -80.0648 | 1928 | 8
CPLE | Tillery | 2714 | 3 |  |  | Yes | CPLW, DUK, PJM | Conventional Hydroelectric | 22 | NC | Montgomery | 35.2067 | -80.0648 | 1928 | 8
CPLE | Tillery | 2714 | 4 |  |  | Yes | CPLW, DUK, PJM | Conventional Hydroelectric | 22 | NC | Montgomery | 35.2067 | -80.0648 | 1960 | 6
CPLE | Trent River Solar, LLC | 63842 | PGR25 |  |  | Yes | CPLW, DUK, PJM | Solar Photovoltaic | 78.7 | NC | Jones | 34.9915 | -77.2514 | 2021 | 7
CPLE | Virginia Line Solar, LLC | 66358 | VAL |  |  | Yes | CPLW, DUK, PJM | Solar Photovoltaic | 35 | NC | Warren | 36.5238 | -78.2854 | 2023 | 12
CPLE | W H Weatherspoon | 2716 | GT1 |  |  | Yes | CPLW, DUK, PJM | Petroleum Liquids | 39.7 | NC | Robeson | 34.5875 | -78.9755 | 1970 | 5
CPLE | W H Weatherspoon | 2716 | GT2 |  |  | Yes | CPLW, DUK, PJM | Petroleum Liquids | 39.7 | NC | Robeson | 34.5875 | -78.9755 | 1970 | 5
CPLE | W H Weatherspoon | 2716 | GT3 |  |  | Yes | CPLW, DUK, PJM | Petroleum Liquids | 41.8 | NC | Robeson | 34.5875 | -78.9755 | 1971 | 4
CPLE | W H Weatherspoon | 2716 | GT4 |  |  | Yes | CPLW, DUK, PJM | Petroleum Liquids | 41.8 | NC | Robeson | 34.5875 | -78.9755 | 1971 | 4
CPLE | Warsaw Farm | 58848 | 1 |  |  | Yes | CPLW, DUK, PJM | Solar Photovoltaic | 65 | NC | Duplin | 35.0056 | -78.1258 | 2015 | 12
CPLE | Wayne County Energy Complex | 7538 | 1 |  |  | Yes | CPLW, DUK, PJM | Natural Gas Fired Combustion Turbine | 195.2 | NC | Wayne | 35.3758 | -78.0981 | 2000 | 5
CPLE | Wayne County Energy Complex | 7538 | 2 |  |  | Yes | CPLW, DUK, PJM | Natural Gas Fired Combustion Turbine | 195.2 | NC | Wayne | 35.3758 | -78.0981 | 2000 | 5
CPLE | Wayne County Energy Complex | 7538 | 3 |  |  | Yes | CPLW, DUK, PJM | Natural Gas Fired Combustion Turbine | 195.2 | NC | Wayne | 35.3758 | -78.0981 | 2000 | 6
CPLE | Wayne County Energy Complex | 7538 | 4 |  |  | Yes | CPLW, DUK, PJM | Natural Gas Fired Combustion Turbine | 195.2 | NC | Wayne | 35.3758 | -78.0981 | 2000 | 6
CPLE | Wayne County Energy Complex | 7538 | 5 |  |  | Yes | CPLW, DUK, PJM | Natural Gas Fired Combustion Turbine | 198.9 | NC | Wayne | 35.3758 | -78.0981 | 2009 | 6
CPLW | Asheville | 2706 | CT5 |  |  | Yes | CPLE | Natural Gas Fired Combined Cycle | 191.2 | NC | Buncombe | 35.4731 | -82.5417 | 2019 | 12
CPLW | Asheville | 2706 | CT7 |  |  | Yes | CPLE | Natural Gas Fired Combined Cycle | 191.2 | NC | Buncombe | 35.4731 | -82.5417 | 2020 | 1
CPLW | Asheville | 2706 | GT1 |  |  | Yes | CPLE | Natural Gas Fired Combustion Turbine | 211.7 | NC | Buncombe | 35.4731 | -82.5417 | 1999 | 6
CPLW | Asheville | 2706 | GT2 |  |  | Yes | CPLE | Natural Gas Fired Combustion Turbine | 211.8 | NC | Buncombe | 35.4731 | -82.5417 | 2000 | 6
CPLW | Asheville | 2706 | ST6 |  |  | Yes | CPLE | Natural Gas Fired Combined Cycle | 102.8 | NC | Buncombe | 35.4731 | -82.5417 | 2019 | 12
CPLW | Asheville | 2706 | ST8 |  |  | Yes | CPLE | Natural Gas Fired Combined Cycle | 102.8 | NC | Buncombe | 35.4731 | -82.5417 | 2020 | 4
CPLW | Marshall Dam | 2710 | HC1 |  |  | Yes | CPLE | Conventional Hydroelectric | 2.5 | NC | Madison | 35.7025 | -82.7106 | 1985 | 1
CPLW | Marshall Dam | 2710 | HC2 |  |  | Yes | CPLE | Conventional Hydroelectric | 2.5 | NC | Madison | 35.7025 | -82.7106 | 1985 | 1
CPLW | Walters | 2715 | 1 |  |  | Yes | CPLE | Conventional Hydroelectric | 36 | NC | Haywood | 35.6946 | -83.0503 | 1930 | 7
CPLW | Walters | 2715 | 2 |  |  | Yes | CPLE | Conventional Hydroelectric | 36 | NC | Haywood | 35.6946 | -83.0503 | 1930 | 7
CPLW | Walters | 2715 | 3 |  |  | Yes | CPLE | Conventional Hydroelectric | 36 | NC | Haywood | 35.6946 | -83.0503 | 1930 | 11
DEAA | Arlington Valley Energy Facility | 55282 | CTG1 |  |  | Yes | APS | Natural Gas Fired Combined Cycle | 198 | AZ | Maricopa | 33.3417 | -112.8897 | 2002 | 6
DEAA | Arlington Valley Energy Facility | 55282 | CTG2 |  |  | Yes | APS | Natural Gas Fired Combined Cycle | 198 | AZ | Maricopa | 33.3417 | -112.8897 | 2002 | 6
DEAA | Arlington Valley Energy Facility | 55282 | STG1 |  |  | Yes | APS | Natural Gas Fired Combined Cycle | 317 | AZ | Maricopa | 33.3417 | -112.8897 | 2002 | 6
DOPD | Rocky Reach | 3883 | C-1 |  |  | No | CHLN | Conventional Hydroelectric | 114 | WA | Chelan | 47.5336 | -120.2953 | 1961 | 6
DOPD | Rocky Reach | 3883 | C-10 |  |  | No | CHLN | Conventional Hydroelectric | 125.4 | WA | Chelan | 47.5336 | -120.2953 | 1974 | 1
DOPD | Rocky Reach | 3883 | C-11 |  |  | No | CHLN | Conventional Hydroelectric | 125.4 | WA | Chelan | 47.5336 | -120.2953 | 1974 | 2
DOPD | Rocky Reach | 3883 | C-2 |  |  | No | CHLN | Conventional Hydroelectric | 114 | WA | Chelan | 47.5336 | -120.2953 | 1961 | 6
DOPD | Rocky Reach | 3883 | C-3 |  |  | No | CHLN | Conventional Hydroelectric | 114 | WA | Chelan | 47.5336 | -120.2953 | 1961 | 6
DOPD | Rocky Reach | 3883 | C-4 |  |  | No | CHLN | Conventional Hydroelectric | 114 | WA | Chelan | 47.5336 | -120.2953 | 1961 | 8
DOPD | Rocky Reach | 3883 | C-5 |  |  | No | CHLN | Conventional Hydroelectric | 114 | WA | Chelan | 47.5336 | -120.2953 | 1961 | 8
DOPD | Rocky Reach | 3883 | C-6 |  |  | No | CHLN | Conventional Hydroelectric | 114 | WA | Chelan | 47.5336 | -120.2953 | 1961 | 8
DOPD | Rocky Reach | 3883 | C-7 |  |  | No | CHLN | Conventional Hydroelectric | 114 | WA | Chelan | 47.5336 | -120.2953 | 1961 | 9
DOPD | Rocky Reach | 3883 | C-8 |  |  | No | CHLN | Conventional Hydroelectric | 125.4 | WA | Chelan | 47.5336 | -120.2953 | 1973 | 8
DOPD | Rocky Reach | 3883 | C-9 |  |  | No | CHLN | Conventional Hydroelectric | 125.4 | WA | Chelan | 47.5336 | -120.2953 | 1973 | 11
DOPD | Wells | 3886 | U-1 |  |  | Yes | PGE, PSEI, AVA | Conventional Hydroelectric | 77.4 | WA | Chelan | 47.9469 | -119.8653 | 1967 | 9
DOPD | Wells | 3886 | U-10 |  |  | Yes | PGE, PSEI, AVA | Conventional Hydroelectric | 89 | WA | Chelan | 47.9469 | -119.8653 | 1969 | 1
DOPD | Wells | 3886 | U-2 |  |  | Yes | PGE, PSEI, AVA | Conventional Hydroelectric | 89 | WA | Chelan | 47.9469 | -119.8653 | 1967 | 10
DOPD | Wells | 3886 | U-3 |  |  | Yes | PGE, PSEI, AVA | Conventional Hydroelectric | 89 | WA | Chelan | 47.9469 | -119.8653 | 1967 | 9
DOPD | Wells | 3886 | U-4 |  |  | Yes | PGE, PSEI, AVA | Conventional Hydroelectric | 89 | WA | Chelan | 47.9469 | -119.8653 | 1967 | 9
DOPD | Wells | 3886 | U-5 |  |  | Yes | PGE, PSEI, AVA | Conventional Hydroelectric | 89 | WA | Chelan | 47.9469 | -119.8653 | 1967 | 9
DOPD | Wells | 3886 | U-6 |  |  | Yes | PGE, PSEI, AVA | Conventional Hydroelectric | 89 | WA | Chelan | 47.9469 | -119.8653 | 1967 | 9
DOPD | Wells | 3886 | U-7 |  |  | Yes | PGE, PSEI, AVA | Conventional Hydroelectric | 89 | WA | Chelan | 47.9469 | -119.8653 | 1967 | 9
DOPD | Wells | 3886 | U-8 |  |  | Yes | PGE, PSEI, AVA | Conventional Hydroelectric | 77.4 | WA | Chelan | 47.9469 | -119.8653 | 1968 | 10
DOPD | Wells | 3886 | U-9 |  |  | Yes | PGE, PSEI, AVA | Conventional Hydroelectric | 77.4 | WA | Chelan | 47.9469 | -119.8653 | 1969 | 1
DUK | Apple Data Center - PV2 | 58701 | PV2 |  |  | Yes | CPLE, SC, SCEG | Solar Photovoltaic | 20 | NC | Catawba | 35.7389 | -81.2078 | 2013 | 10
DUK | Apple Data Center PV | 57994 | PV1 |  |  | Yes | CPLE, SC, SCEG | Solar Photovoltaic | 21 | NC | Catawba | 35.5881 | -81.252 | 2013 | 2
DUK | Bad Creek | 7125 | 1 |  |  | Yes | CPLE, SC, SCEG | Hydroelectric Pumped Storage | 420 | SC | Oconee | 35.0075 | -82.9975 | 1991 | 5
DUK | Bad Creek | 7125 | 2 |  |  | Yes | CPLE, SC, SCEG | Hydroelectric Pumped Storage | 420 | SC | Oconee | 35.0075 | -82.9975 | 1991 | 5
DUK | Bad Creek | 7125 | 3 |  |  | Yes | CPLE, SC, SCEG | Hydroelectric Pumped Storage | 420 | SC | Oconee | 35.0075 | -82.9975 | 1991 | 9
DUK | Bad Creek | 7125 | 4 |  |  | Yes | CPLE, SC, SCEG | Hydroelectric Pumped Storage | 420 | SC | Oconee | 35.0075 | -82.9975 | 1991 | 9
DUK | Belews Creek | 8042 | 1 |  |  | Yes | CPLE, SC, SCEG | Natural Gas Steam Turbine | 1245.6 | NC | Stokes | 36.2811 | -80.0603 | 1974 | 8
DUK | Belews Creek | 8042 | 2 |  |  | Yes | CPLE, SC, SCEG | Natural Gas Steam Turbine | 1245.6 | NC | Stokes | 36.2811 | -80.0603 | 1975 | 12
DUK | Broad River Energy Center | 55166 | CT01 |  |  | No | CPLE | Natural Gas Fired Combustion Turbine | 197 | SC | Cherokee | 35.0786 | -81.575 | 2000 | 7
DUK | Broad River Energy Center | 55166 | CT02 |  |  | Yes | CPLE | Natural Gas Fired Combustion Turbine | 197 | SC | Cherokee | 35.0786 | -81.575 | 2000 | 7
DUK | Broad River Energy Center | 55166 | CT03 |  |  | Yes | CPLE | Natural Gas Fired Combustion Turbine | 197 | SC | Cherokee | 35.0786 | -81.575 | 2000 | 7
DUK | Broad River Energy Center | 55166 | CT04 |  |  | Yes | CPLE | Natural Gas Fired Combustion Turbine | 197 | SC | Cherokee | 35.0786 | -81.575 | 2001 | 6
DUK | Broad River Energy Center | 55166 | CT05 |  |  | Yes | CPLE | Natural Gas Fired Combustion Turbine | 197 | SC | Cherokee | 35.0786 | -81.575 | 2001 | 7
DUK | Broad River Solar, LLC | 62822 | GEN1 |  |  | Yes | CPLE, SC, SCEG | Solar Photovoltaic | 50 | NC | Cleveland | 35.188 | -81.751 | 2021 | 12
DUK | Buck | 2720 | CT11 |  |  | Yes | CPLE, SC, SCEG | Natural Gas Fired Combined Cycle | 185.3 | NC | Rowan | 35.7133 | -80.3767 | 2011 | 11
DUK | Buck | 2720 | CT12 |  |  | Yes | CPLE, SC, SCEG | Natural Gas Fired Combined Cycle | 185.3 | NC | Rowan | 35.7133 | -80.3767 | 2011 | 11
DUK | Buck | 2720 | ST10 |  |  | Yes | CPLE, SC, SCEG | Natural Gas Fired Combined Cycle | 327.3 | NC | Rowan | 35.7133 | -80.3767 | 2011 | 11
DUK | Catawba | 6036 | 1 |  |  | Yes | CPLE, PJM, SC, SCEG | Nuclear | 1205.1 | SC | York | 35.0514 | -81.0694 | 1985 | 6
DUK | Catawba | 6036 | 2 |  |  | Yes | CPLE, SC, SCEG | Nuclear | 1205.1 | SC | York | 35.0514 | -81.0694 | 1986 | 8
DUK | Cherokee County Cogen | 55043 | GT1 |  |  | Yes | CPLE, SC, SCEG | Natural Gas Fired Combined Cycle | 76.5 | SC | Cherokee | 35.0727 | -81.613 | 1998 | 7
DUK | Cherokee County Cogen | 55043 | ST1 |  |  | Yes | CPLE, SC, SCEG | Natural Gas Fired Combined Cycle | 41.2 | SC | Cherokee | 35.0727 | -81.613 | 1998 | 7
DUK | Cleveland Cnty Generating Facility | 57029 | 1 |  |  | Yes | CPLE, SC, SCEG | Natural Gas Fired Combustion Turbine | 184 | NC | Cleveland | 35.1705 | -81.4166 | 2012 | 12
DUK | Cleveland Cnty Generating Facility | 57029 | 2 |  |  | Yes | CPLE, SC, SCEG | Natural Gas Fired Combustion Turbine | 184 | NC | Cleveland | 35.1705 | -81.4166 | 2012 | 12
DUK | Cleveland Cnty Generating Facility | 57029 | 3 |  |  | Yes | CPLE, SC, SCEG | Natural Gas Fired Combustion Turbine | 184 | NC | Cleveland | 35.1705 | -81.4166 | 2012 | 12
DUK | Cleveland Cnty Generating Facility | 57029 | 4 |  |  | Yes | CPLE, SC, SCEG | Natural Gas Fired Combustion Turbine | 184 | NC | Cleveland | 35.1705 | -81.4166 | 2012 | 12
DUK | Cowans Ford | 2722 | 1 |  |  | Yes | CPLE, SC, SCEG | Conventional Hydroelectric | 87.5 | NC | Lincoln | 35.4346 | -80.9588 | 1963 | 9
DUK | Cowans Ford | 2722 | 2 |  |  | Yes | CPLE, SC, SCEG | Conventional Hydroelectric | 87.5 | NC | Lincoln | 35.4346 | -80.9588 | 1963 | 9
DUK | Cowans Ford | 2722 | 3 |  |  | Yes | CPLE, SC, SCEG | Conventional Hydroelectric | 87.5 | NC | Lincoln | 35.4346 | -80.9588 | 1963 | 9
DUK | Cowans Ford | 2722 | 4 |  |  | Yes | CPLE, SC, SCEG | Conventional Hydroelectric | 87.5 | NC | Lincoln | 35.4346 | -80.9588 | 1967 | 4
DUK | DD Fayetteville Solar NC LLC | 59117 | PV1 |  |  | Yes | CPLE, SC, SCEG | Solar Photovoltaic | 23.1 | NC | Bladen | 34.8344 | -78.8436 | 2015 | 11
DUK | Dan River | 2723 | CT8 |  |  | Yes | CPLE, SC, SCEG | Natural Gas Fired Combined Cycle | 185.3 | NC | Rockingham | 36.4862 | -79.7208 | 2012 | 12
DUK | Dan River | 2723 | CT9 |  |  | Yes | CPLE, SC, SCEG | Natural Gas Fired Combined Cycle | 185.3 | NC | Rockingham | 36.4862 | -79.7208 | 2012 | 12
DUK | Dan River | 2723 | ST7 |  |  | Yes | CPLE, SC, SCEG | Natural Gas Fired Combined Cycle | 327.3 | NC | Rockingham | 36.4862 | -79.7208 | 2012 | 12
DUK | Eden Solar LLC | 59778 | EDENS |  |  | Yes | CPLE, SC, SCEG | Solar Photovoltaic | 47.7 | NC | Richmond | 35.1485 | -79.6364 | 2015 | 12
DUK | G G Allen | 2718 | 1 |  |  | Yes | CPLE, SC, SCEG | Conventional Steam Coal | 163.2 | NC | Gaston | 35.1897 | -81.0122 | 1957 | 6
DUK | G G Allen | 2718 | 5 |  |  | Yes | CPLE, SC, SCEG | Conventional Steam Coal | 272 | NC | Gaston | 35.1897 | -81.0122 | 1961 | 7
DUK | Gaston Solar Power Plant | 62669 | PV1 |  |  | Yes | CPLE, SC, SCEG | Solar Photovoltaic | 25 | NC | Gaston | 35.3224 | -81.1343 | 2020 | 12
DUK | Innovative Solar 37 LLC | 59665 | IS037 |  |  | Yes | CPLE, SC, SCEG | Solar Photovoltaic | 100 | NC | Anson | 34.8383 | -79.9439 | 2017 | 5
DUK | James E. Rogers Energy Complex | 2721 | 5 |  |  | Yes | CPLE, SC, SCEG | Conventional Steam Coal | 621 | NC | Cleveland | 35.22 | -81.7594 | 1972 | 6
DUK | James E. Rogers Energy Complex | 2721 | 6 |  |  | Yes | CPLE, SC, SCEG | Conventional Steam Coal | 909.5 | NC | Cleveland | 35.22 | -81.7594 | 2012 | 12
DUK | Jocassee | 3262 | 1 |  |  | Yes | CPLE, SC, SCEG | Hydroelectric Pumped Storage | 193.5 | SC | Pickens | 34.9594 | -82.9147 | 1973 | 12
DUK | Jocassee | 3262 | 2 |  |  | Yes | CPLE, SC, SCEG | Hydroelectric Pumped Storage | 193.5 | SC | Pickens | 34.9594 | -82.9147 | 1973 | 12
DUK | Jocassee | 3262 | 3 |  |  | Yes | CPLE, SC, SCEG | Hydroelectric Pumped Storage | 193.5 | SC | Pickens | 34.9594 | -82.9147 | 1975 | 5
DUK | Jocassee | 3262 | 4 |  |  | Yes | CPLE, SC, SCEG | Hydroelectric Pumped Storage | 193.5 | SC | Pickens | 34.9594 | -82.9147 | 1975 | 5
DUK | Keowee | 6517 | 1 |  |  | Yes | CPLE, SC, SCEG | Conventional Hydroelectric | 78.8 | SC | Pickens | 34.7981 | -82.8872 | 1971 | 4
DUK | Keowee | 6517 | 2 |  |  | Yes | CPLE, SC, SCEG | Conventional Hydroelectric | 78.8 | SC | Pickens | 34.7981 | -82.8872 | 1971 | 4
DUK | Kings Mountain Energy Center | 59325 | KMEC1 |  |  | Yes | CPLE, SC, SCEG | Natural Gas Fired Combined Cycle | 310.2 | NC | Cleveland | 35.2025 | -81.3631 | 2018 | 8
DUK | Kings Mountain Energy Center | 59325 | KMEC2 |  |  | Yes | CPLE, SC, SCEG | Natural Gas Fired Combined Cycle | 233.7 | NC | Cleveland | 35.2025 | -81.3631 | 2018 | 8
DUK | Lee Combined Cycle Plant | 58215 | 1A |  |  | Yes | CPLE, SC, SCEG | Natural Gas Fired Combined Cycle | 221 | NC | Wayne | 35.3736 | -78.0894 | 2012 | 12
DUK | Lee Combined Cycle Plant | 58215 | 1B |  |  | Yes | CPLE, SC, SCEG | Natural Gas Fired Combined Cycle | 221 | NC | Wayne | 35.3736 | -78.0894 | 2012 | 12
DUK | Lee Combined Cycle Plant | 58215 | 1C |  |  | Yes | CPLE, SC, SCEG | Natural Gas Fired Combined Cycle | 221 | NC | Wayne | 35.3736 | -78.0894 | 2012 | 12
DUK | Lee Combined Cycle Plant | 58215 | ST1 |  |  | Yes | CPLE, SC, SCEG | Natural Gas Fired Combined Cycle | 405 | NC | Wayne | 35.3736 | -78.0894 | 2012 | 12
DUK | Lick Creek Solar, LLC | 63811 | PGR27 |  |  | Yes | CPLE, SC, SCEG | Solar Photovoltaic | 50 | NC | Stokes | 36.2831 | -80.1283 | 2022 | 3
DUK | Lincoln Combustion | 7277 | 1 |  |  | Yes | CPLE, SC, SCEG | Natural Gas Fired Combustion Turbine | 109.6 | NC | Lincoln | 35.4317 | -81.0347 | 1995 | 5
DUK | Lincoln Combustion | 7277 | 10 |  |  | Yes | CPLE, SC, SCEG | Natural Gas Fired Combustion Turbine | 109.6 | NC | Lincoln | 35.4317 | -81.0347 | 1995 | 11
DUK | Lincoln Combustion | 7277 | 11 |  |  | Yes | CPLE, SC, SCEG | Natural Gas Fired Combustion Turbine | 109.6 | NC | Lincoln | 35.4317 | -81.0347 | 1995 | 12
DUK | Lincoln Combustion | 7277 | 12 |  |  | Yes | CPLE, SC, SCEG | Natural Gas Fired Combustion Turbine | 109.6 | NC | Lincoln | 35.4317 | -81.0347 | 1995 | 12
DUK | Lincoln Combustion | 7277 | 13 |  |  | Yes | CPLE, SC, SCEG | Natural Gas Fired Combustion Turbine | 109.6 | NC | Lincoln | 35.4317 | -81.0347 | 1996 | 2
DUK | Lincoln Combustion | 7277 | 14 |  |  | Yes | CPLE, SC, SCEG | Natural Gas Fired Combustion Turbine | 109.6 | NC | Lincoln | 35.4317 | -81.0347 | 1996 | 2
DUK | Lincoln Combustion | 7277 | 15 |  |  | Yes | CPLE, SC, SCEG | Natural Gas Fired Combustion Turbine | 109.6 | NC | Lincoln | 35.4317 | -81.0347 | 1996 | 3
DUK | Lincoln Combustion | 7277 | 16 |  |  | Yes | CPLE, SC, SCEG | Natural Gas Fired Combustion Turbine | 109.6 | NC | Lincoln | 35.4317 | -81.0347 | 1996 | 3
DUK | Lincoln Combustion | 7277 | 2 |  |  | Yes | CPLE, SC, SCEG | Natural Gas Fired Combustion Turbine | 109.6 | NC | Lincoln | 35.4317 | -81.0347 | 1995 | 5
DUK | Lincoln Combustion | 7277 | 3 |  |  | Yes | CPLE, SC, SCEG | Natural Gas Fired Combustion Turbine | 109.6 | NC | Lincoln | 35.4317 | -81.0347 | 1995 | 6
DUK | Lincoln Combustion | 7277 | 4 |  |  | Yes | CPLE, SC, SCEG | Natural Gas Fired Combustion Turbine | 109.6 | NC | Lincoln | 35.4317 | -81.0347 | 1995 | 6
DUK | Lincoln Combustion | 7277 | 5 |  |  | Yes | CPLE, SC, SCEG | Natural Gas Fired Combustion Turbine | 109.6 | NC | Lincoln | 35.4317 | -81.0347 | 1995 | 7
DUK | Lincoln Combustion | 7277 | 6 |  |  | Yes | CPLE, SC, SCEG | Natural Gas Fired Combustion Turbine | 109.6 | NC | Lincoln | 35.4317 | -81.0347 | 1995 | 7
DUK | Lincoln Combustion | 7277 | 7 |  |  | Yes | CPLE, SC, SCEG | Natural Gas Fired Combustion Turbine | 109.6 | NC | Lincoln | 35.4317 | -81.0347 | 1995 | 9
DUK | Lincoln Combustion | 7277 | 8 |  |  | Yes | CPLE, SC, SCEG | Natural Gas Fired Combustion Turbine | 109.6 | NC | Lincoln | 35.4317 | -81.0347 | 1995 | 9
DUK | Lincoln Combustion | 7277 | 9 |  |  | Yes | CPLE, SC, SCEG | Natural Gas Fired Combustion Turbine | 109.6 | NC | Lincoln | 35.4317 | -81.0347 | 1995 | 11
DUK | Maiden Creek Solar Power Plant | 62668 | PV1 |  |  | Yes | CPLE, SC, SCEG | Solar Photovoltaic | 69.3 | NC | Catawba | 35.593 | -81.167 | 2021 | 1
DUK | Marshall (NC) | 2727 | 1 |  |  | Yes | CPLE, SC, SCEG | Natural Gas Steam Turbine | 348.5 | NC | Catawba | 35.5975 | -80.9658 | 1965 | 3
DUK | Marshall (NC) | 2727 | 2 |  |  | Yes | CPLE, SC, SCEG | Conventional Steam Coal | 348.5 | NC | Catawba | 35.5975 | -80.9658 | 1966 | 4
DUK | Marshall (NC) | 2727 | 3 |  |  | Yes | CPLE, SC, SCEG | Natural Gas Steam Turbine | 711 | NC | Catawba | 35.5975 | -80.9658 | 1969 | 5
DUK | Marshall (NC) | 2727 | 4 |  |  | Yes | CPLE, SC, SCEG | Conventional Steam Coal | 711 | NC | Catawba | 35.5975 | -80.9658 | 1970 | 5
DUK | McGuire | 6038 | 1 |  |  | Yes | CPLE, SC, SCEG | Nuclear | 1220.3 | NC | Mecklenburg | 35.4331 | -80.9486 | 1981 | 9
DUK | McGuire | 6038 | 2 |  |  | Yes | CPLE, SC, SCEG | Nuclear | 1220.3 | NC | Mecklenburg | 35.4331 | -80.9486 | 1984 | 3
DUK | Mill Creek (SC) | 7981 | 1 |  |  | Yes | CPLE, SC, SCEG | Natural Gas Fired Combustion Turbine | 99.9 | SC | Cherokee | 35.1597 | -81.4306 | 2002 | 12
DUK | Mill Creek (SC) | 7981 | 2 |  |  | Yes | CPLE, SC, SCEG | Natural Gas Fired Combustion Turbine | 99.9 | SC | Cherokee | 35.1597 | -81.4306 | 2002 | 12
DUK | Mill Creek (SC) | 7981 | 3 |  |  | Yes | CPLE, SC, SCEG | Natural Gas Fired Combustion Turbine | 99.9 | SC | Cherokee | 35.1597 | -81.4306 | 2002 | 12
DUK | Mill Creek (SC) | 7981 | 4 |  |  | Yes | CPLE, SC, SCEG | Natural Gas Fired Combustion Turbine | 99.9 | SC | Cherokee | 35.1597 | -81.4306 | 2002 | 12
DUK | Mill Creek (SC) | 7981 | 5 |  |  | Yes | CPLE, SC, SCEG | Natural Gas Fired Combustion Turbine | 99.9 | SC | Cherokee | 35.1597 | -81.4306 | 2003 | 5
DUK | Mill Creek (SC) | 7981 | 6 |  |  | Yes | CPLE, SC, SCEG | Natural Gas Fired Combustion Turbine | 99.9 | SC | Cherokee | 35.1597 | -81.4306 | 2003 | 5
DUK | Mill Creek (SC) | 7981 | 7 |  |  | Yes | CPLE, SC, SCEG | Natural Gas Fired Combustion Turbine | 99.9 | SC | Cherokee | 35.1597 | -81.4306 | 2003 | 5
DUK | Mill Creek (SC) | 7981 | 8 |  |  | Yes | CPLE, SC, SCEG | Natural Gas Fired Combustion Turbine | 99.9 | SC | Cherokee | 35.1597 | -81.4306 | 2003 | 5
DUK | Montgomery Solar LLC | 58649 | 1 |  |  | Yes | CPLE, SC, SCEG | Solar Photovoltaic | 20 | NC | Montgomery | 35.3444 | -79.7683 | 2015 | 12
DUK | NC 102 Project LLC | 61610 | NC102 |  |  | Yes | CPLE, SC, SCEG | Solar Photovoltaic | 74.8 | NC | Cabarrus | 35.2925 | -80.4975 | 2018 | 9
DUK | Nantahala | 2747 | 1 |  |  | Yes | CPLE, SC, SCEG | Conventional Hydroelectric | 43.2 | NC | Macon | 35.2715 | -83.6762 | 1942 | 7
DUK | Oconee | 3265 | 1 |  |  | Yes | CPLE, SC, SCEG | Nuclear | 886.7 | SC | Oconee | 34.7939 | -82.8986 | 1973 | 7
DUK | Oconee | 3265 | 2 |  |  | Yes | CPLE, SC, SCEG | Nuclear | 886.7 | SC | Oconee | 34.7939 | -82.8986 | 1974 | 9
DUK | Oconee | 3265 | 3 |  |  | Yes | CPLE, SC, SCEG | Nuclear | 893.3 | SC | Oconee | 34.7939 | -82.8986 | 1974 | 12
DUK | Partin Solar | 63827 | 95 |  |  | Yes | CPLE, SC, SCEG | Solar Photovoltaic | 50 | NC | Surry | 36.268 | -80.8219 | 2023 | 10
DUK | Pinson Solar Farm | 63777 | 1310 |  |  | Yes | CPLE, SC, SCEG | Solar Photovoltaic | 20 | SC | Spartanburg | 34.72 | -82.06 | 2022 | 8
DUK | Rockingham County CT Station | 55116 | CT1 |  |  | Yes | CPLE, SC, SCEG | Natural Gas Fired Combustion Turbine | 195.5 | NC | Rockingham | 36.3297 | -79.8297 | 2000 | 6
DUK | Rockingham County CT Station | 55116 | CT2 |  |  | Yes | CPLE, SC, SCEG | Natural Gas Fired Combustion Turbine | 195.5 | NC | Rockingham | 36.3297 | -79.8297 | 2000 | 6
DUK | Rockingham County CT Station | 55116 | CT3 |  |  | Yes | CPLE, SC, SCEG | Natural Gas Fired Combustion Turbine | 195.5 | NC | Rockingham | 36.3297 | -79.8297 | 2000 | 6
DUK | Rockingham County CT Station | 55116 | CT4 |  |  | Yes | CPLE, SC, SCEG | Natural Gas Fired Combustion Turbine | 195.5 | NC | Rockingham | 36.3297 | -79.8297 | 2000 | 6
DUK | Rockingham County CT Station | 55116 | CT5 |  |  | Yes | CPLE, SC, SCEG | Natural Gas Fired Combustion Turbine | 195.5 | NC | Rockingham | 36.3297 | -79.8297 | 2000 | 6
DUK | Rowan | 7826 | 001 |  |  | Yes | CPLE, SC, SCEG | Natural Gas Fired Combustion Turbine | 199.4 | NC | Rowan | 35.7314 | -80.6019 | 2001 | 4
DUK | Rowan | 7826 | 002 |  |  | Yes | CPLE, SC, SCEG | Natural Gas Fired Combustion Turbine | 199.4 | NC | Rowan | 35.7314 | -80.6019 | 2001 | 4
DUK | Rowan | 7826 | 003 |  |  | Yes | CPLE, SC, SCEG | Natural Gas Fired Combustion Turbine | 199.4 | NC | Rowan | 35.7314 | -80.6019 | 2001 | 5
DUK | Rowan | 7826 | 4 |  |  | Yes | CPLE, SC, SCEG | Natural Gas Fired Combined Cycle | 199.4 | NC | Rowan | 35.7314 | -80.6019 | 2003 | 6
DUK | Rowan | 7826 | 5 |  |  | Yes | CPLE, SC, SCEG | Natural Gas Fired Combined Cycle | 199.4 | NC | Rowan | 35.7314 | -80.6019 | 2003 | 6
DUK | Rowan | 7826 | STG |  |  | Yes | CPLE, SC, SCEG | Natural Gas Fired Combined Cycle | 195 | NC | Rowan | 35.7314 | -80.6019 | 2003 | 6
DUK | Ruff Solar LLC | 62594 | 11625 |  |  | Yes | CPLE, SC, SCEG | Solar Photovoltaic | 22 | NC | Rutherford | 35.3206 | -81.7634 | 2020 | 7
DUK | Rutherford Farm | 59589 | PV1 |  |  | Yes | CPLE, SC, SCEG | Solar Photovoltaic | 74.8 | NC | Rutherford | 35.2578 | -81.8306 | 2016 | 12
DUK | Speedway Solar NC, LLC | 62821 | GEN1 |  |  | Yes | CPLE, SC, SCEG | Solar Photovoltaic | 22.6 | NC | Cabarrus | 35.218 | -80.536 | 2021 | 12
DUK | Stanly Solar, LLC | 64702 | PGR32 |  |  | Yes | CPLE, SC, SCEG | Solar Photovoltaic | 50 | NC | Stanly | 35.2897 | -80.2356 | 2022 | 8
DUK | Stony Knoll Solar, LLC | 62820 | GEN1 |  |  | Yes | CPLE, SC, SCEG | Solar Photovoltaic | 22.6 | NC | Surry | 36.288 | -80.656 | 2022 | 3
DUK | Sugar Solar, LLC | 63807 | PGR29 |  |  | Yes | CPLE, SC, SCEG | Solar Photovoltaic | 60 | NC | Yadkin | 36.1607 | -80.6574 | 2021 | 12
DUK | Thorpe | 2750 | 1 |  |  | Yes | CPLE, SC, SCEG | Conventional Hydroelectric | 21.6 | NC | Jackson | 35.234 | -83.1254 | 1941 | 10
DUK | Univ of NC Chapel Hill Cogen Facility | 54276 | TG3 |  |  | Yes | CPLE, SC, SCEG | Natural Gas Steam Turbine | 28 | NC | Orange | 35.9069 | -79.0617 | 1991 | 7
DUK | Vaughn Creek PV1 | 60001 | VNCRK |  |  | Yes | CPLE, SC, SCEG | Solar Photovoltaic | 20 | NC | Hertford | 36.451 | -77.1206 | 2017 | 12
DUK | W S Lee | 3264 | 7 |  |  | Yes | CPLE, SC, SCEG | Natural Gas Fired Combustion Turbine | 54 | SC | Anderson | 34.6022 | -82.435 | 2007 | 1
DUK | W S Lee | 3264 | 8 |  |  | Yes | CPLE, SC, SCEG | Natural Gas Fired Combustion Turbine | 54 | SC | Anderson | 34.6022 | -82.435 | 2007 | 1
DUK | W S Lee | 3264 | CT11 |  |  | Yes | CPLE, SC, SCEG | Natural Gas Fired Combined Cycle | 242.3 | SC | Anderson | 34.6022 | -82.435 | 2018 | 4
DUK | W S Lee | 3264 | CT12 |  |  | Yes | CPLE, SC, SCEG | Natural Gas Fired Combined Cycle | 242.3 | SC | Anderson | 34.6022 | -82.435 | 2018 | 4
DUK | W S Lee | 3264 | ST10 |  |  | Yes | CPLE, SC, SCEG | Natural Gas Fired Combined Cycle | 362.1 | SC | Anderson | 34.6022 | -82.435 | 2018 | 4
EPE | Palo Verde | 6008 | 1 |  |  | No | AZPS | Nuclear | 1403.2 | AZ | Maricopa | 33.3881 | -112.8617 | 1986 | 1
EPE | Palo Verde | 6008 | 2 |  |  | No | AZPS | Nuclear | 1403.2 | AZ | Maricopa | 33.3881 | -112.8617 | 1986 | 9
EPE | Palo Verde | 6008 | 3 |  |  | No | AZPS | Nuclear | 1403.2 | AZ | Maricopa | 33.3881 | -112.8617 | 1988 | 1
GCPD | Nine Canyon | 7936 | 1 |  |  | No | BPA | Onshore Wind Turbine | 95.9 | WA | Benton | 46.0958 | -119.0964 | 2002 | 9
GCPD | Priest Rapids | 3887 | 1 |  |  | Yes | AVA, AVRN, CHPD, GWA, NWMT, PSEI, PACW, PGE, SCL, TPWR | Conventional Hydroelectric | 95 | WA | Grant | 46.6451 | -119.908 | 1961 | 7
GCPD | Priest Rapids | 3887 | 10 |  |  | Yes | AVA, AVRN, CHPD, GWA, NWMT, PSEI, PACW, PGE, SCL, TPWR | Conventional Hydroelectric | 95 | WA | Grant | 46.6451 | -119.908 | 1959 | 11
GCPD | Priest Rapids | 3887 | 2 |  |  | Yes | AVA, AVRN, CHPD, GWA, NWMT, PSEI, PACW, PGE, SCL, TPWR | Conventional Hydroelectric | 95 | WA | Grant | 46.6451 | -119.908 | 1961 | 5
GCPD | Priest Rapids | 3887 | 3 |  |  | Yes | AVA, AVRN, CHPD, GWA, NWMT, PSEI, PACW, PGE, SCL, TPWR | Conventional Hydroelectric | 95 | WA | Grant | 46.6451 | -119.908 | 1960 | 9
GCPD | Priest Rapids | 3887 | 4 |  |  | Yes | AVA, AVRN, CHPD, GWA, NWMT, PSEI, PACW, PGE, SCL, TPWR | Conventional Hydroelectric | 95 | WA | Grant | 46.6451 | -119.908 | 1960 | 9
GCPD | Priest Rapids | 3887 | 5 |  |  | Yes | AVA, AVRN, CHPD, GWA, NWMT, PSEI, PACW, PGE, SCL, TPWR | Conventional Hydroelectric | 95 | WA | Grant | 46.6451 | -119.908 | 1960 | 4
GCPD | Priest Rapids | 3887 | 6 |  |  | Yes | AVA, AVRN, CHPD, GWA, NWMT, PSEI, PACW, PGE, SCL, TPWR | Conventional Hydroelectric | 95 | WA | Grant | 46.6451 | -119.908 | 1960 | 2
GCPD | Priest Rapids | 3887 | 7 |  |  | Yes | AVA, AVRN, CHPD, GWA, NWMT, PSEI, PACW, PGE, SCL, TPWR | Conventional Hydroelectric | 95 | WA | Grant | 46.6451 | -119.908 | 1960 | 1
GCPD | Priest Rapids | 3887 | 8 |  |  | Yes | AVA, AVRN, CHPD, GWA, NWMT, PSEI, PACW, PGE, SCL, TPWR | Conventional Hydroelectric | 95 | WA | Grant | 46.6451 | -119.908 | 1959 | 12
GCPD | Priest Rapids | 3887 | 9 |  |  | Yes | AVA, AVRN, CHPD, GWA, NWMT, PSEI, PACW, PGE, SCL, TPWR | Conventional Hydroelectric | 95 | WA | Grant | 46.6451 | -119.908 | 1959 | 10
GCPD | Wanapum | 3888 | 10A |  |  | Yes | AVA, AVRN, CHPD, GWA, NWMT, PSEI, PACW, PGE, SCL, TPWR | Conventional Hydroelectric | 122 | WA | Grant | 46.8731 | -119.9703 | 2014 | 6
GCPD | Wanapum | 3888 | 1A |  |  | Yes | AVA, AVRN, CHPD, GWA, NWMT, PSEI, PACW, PGE, SCL, TPWR | Conventional Hydroelectric | 122 | WA | Grant | 46.8731 | -119.9703 | 2013 | 10
GCPD | Wanapum | 3888 | 2A |  |  | Yes | AVA, AVRN, CHPD, GWA, NWMT, PSEI, PACW, PGE, SCL, TPWR | Conventional Hydroelectric | 122 | WA | Grant | 46.8731 | -119.9703 | 2012 | 12
GCPD | Wanapum | 3888 | 3A |  |  | Yes | AVA, AVRN, CHPD, GWA, NWMT, PSEI, PACW, PGE, SCL, TPWR | Conventional Hydroelectric | 122 | WA | Grant | 46.8731 | -119.9703 | 2017 | 8
GCPD | Wanapum | 3888 | 4A |  |  | Yes | AVA, AVRN, CHPD, GWA, NWMT, PSEI, PACW, PGE, SCL, TPWR | Conventional Hydroelectric | 122 | WA | Grant | 46.8731 | -119.9703 | 2020 | 9
GCPD | Wanapum | 3888 | 5A |  |  | Yes | AVA, AVRN, CHPD, GWA, NWMT, PSEI, PACW, PGE, SCL, TPWR | Conventional Hydroelectric | 122 | WA | Grant | 46.8731 | -119.9703 | 2012 | 2
GCPD | Wanapum | 3888 | 6A |  |  | Yes | AVA, AVRN, CHPD, GWA, NWMT, PSEI, PACW, PGE, SCL, TPWR | Conventional Hydroelectric | 122 | WA | Grant | 46.8731 | -119.9703 | 2016 | 7
GCPD | Wanapum | 3888 | 7A |  |  | Yes | AVA, AVRN, CHPD, GWA, NWMT, PSEI, PACW, PGE, SCL, TPWR | Conventional Hydroelectric | 122 | WA | Grant | 46.8731 | -119.9703 | 2011 | 4
GCPD | Wanapum | 3888 | 8A |  |  | Yes | AVA, AVRN, CHPD, GWA, NWMT, PSEI, PACW, PGE, SCL, TPWR | Conventional Hydroelectric | 122 | WA | Grant | 46.8731 | -119.9703 | 2018 | 11
GCPD | Wanapum | 3888 | 9A |  |  | Yes | AVA, AVRN, CHPD, GWA, NWMT, PSEI, PACW, PGE, SCL, TPWR | Conventional Hydroelectric | 122 | WA | Grant | 46.8731 | -119.9703 | 2015 | 6
GRID | Broadview Energy JN, LLC | 60145 | 1 |  |  | Yes | PNM | Onshore Wind Turbine | 181.7 | NM | Curry | 34.7342 | -103.108 | 2017 | 3
GRID | Broadview Energy KW, LLC | 60152 | 1 |  |  | Yes | PNM | Onshore Wind Turbine | 142.6 | NM | Curry | 34.727 | -103.1668 | 2017 | 3
GRID | Grady Wind Energy Center, LLC | 60317 | 1 |  |  | Yes | CAISO | Onshore Wind Turbine | 220.5 | NM | Curry | 34.7341 | -103.0922 | 2019 | 8
GRID | Griffith Energy LLC | 55124 | CTG1 |  |  | Yes | APS | Natural Gas Fired Combined Cycle | 176.6 | AZ | Mohave | 35.054 | -114.1333 | 2002 | 1
GRID | Griffith Energy LLC | 55124 | CTG2 |  |  | Yes | APS | Natural Gas Fired Combined Cycle | 176.6 | AZ | Mohave | 35.054 | -114.1333 | 2002 | 1
GRID | Griffith Energy LLC | 55124 | STG |  |  | Yes | APS | Natural Gas Fired Combined Cycle | 301.8 | AZ | Mohave | 35.054 | -114.1333 | 2002 | 1
GRID | Sun Streams, LLC | 60827 | GEN01 |  |  | Yes | APS | Solar Photovoltaic | 160 | AZ | Maricopa | 33.3488 | -112.8348 | 2020 | 1
GWA | NaturEner Glacier Wind Energy 1 | 57049 | NGW1 |  |  | Yes | NWMT,GWA | Onshore Wind Turbine | 106.5 | MT | Toole | 48.51 | -112.1097 | 2008 | 10
GWA | NaturEner Glacier Wind Energy 2 | 57050 | NGW2 |  |  | Yes | NWMT,GWA | Onshore Wind Turbine | 103.5 | MT | Toole | 48.5333 | -112.1847 | 2009 | 11
HGMA | Harquahala Generating Project | 55372 | CTG1 |  |  | Yes | SRP | Natural Gas Fired Combined Cycle | 281.7 | AZ | Maricopa | 33.476 | -113.1134 | 2004 | 6
HGMA | Harquahala Generating Project | 55372 | CTG2 |  |  | Yes | SRP | Natural Gas Fired Combined Cycle | 281.7 | AZ | Maricopa | 33.476 | -113.1134 | 2004 | 9
HGMA | Harquahala Generating Project | 55372 | CTG3 |  |  | Yes | SRP | Natural Gas Fired Combined Cycle | 281.7 | AZ | Maricopa | 33.476 | -113.1134 | 2004 | 8
HGMA | Harquahala Generating Project | 55372 | STG1 |  |  | Yes | SRP | Natural Gas Fired Combined Cycle | 144 | AZ | Maricopa | 33.476 | -113.1134 | 2004 | 6
HGMA | Harquahala Generating Project | 55372 | STG2 |  |  | Yes | SRP | Natural Gas Fired Combined Cycle | 144 | AZ | Maricopa | 33.476 | -113.1134 | 2004 | 9
HGMA | Harquahala Generating Project | 55372 | STG3 |  |  | Yes | SRP | Natural Gas Fired Combined Cycle | 144 | AZ | Maricopa | 33.476 | -113.1134 | 2004 | 8
IID | Alhambra |  |  | 58592 |  | No | CAISO | Solar Photovoltaic | [7 empty] | 50 | CA | Imperial
IID | Arkansas |  |  | 58592 |  | No | CAISO | Solar Photovoltaic | [7 empty] | 50 | CA | Imperial
IID | Calps Solar |  |  | 59088 |  | No | CAISO | Solar Photovoltaic | [7 empty] | 19.9 | CA | Imperial
IID | Colgreen |  |  | 60495 |  | No | CAISO | Solar Photovoltaic | [7 empty] | 74.8 | CA | Imperial
IID | Heber South |  |  | 54111 |  | No | CAISO | Geothermal | [7 empty] | 35 | CA | Imperial
IID | Holtville |  |  |  |  | No | CAISO | Solar Photovoltaic | [7 empty] | 30 | CA | Imperial
IID | Hudson Ranch |  |  | 57475 |  | No | CAISO | Geothermal | [7 empty] | 55 | CA | Imperial
IID | Midway Solar Farm 1 | 60336 | MSF1 |  |  | Yes | CAISO | Solar Photovoltaic | 50 | CA | Imperial | 33.1766 | -115.5728 | 2018 | 1
IID | Midway Solar Farm III | 60315 | MSF3 |  |  | Yes | CAISO | Solar Photovoltaic | 20 | CA | Imperial | 33.1548 | -115.5449 | 2018 | 9
IID | North Brawley Geothermal Plant | 56832 | GE1 |  |  | Yes | CAISO | Geothermal | 16 | CA | Imperial | 33.0139 | -115.5439 | 2009 | 10
IID | North Brawley Geothermal Plant | 56832 | GE2 |  |  | Yes | CAISO | Geothermal | 16 | CA | Imperial | 33.0139 | -115.5439 | 2009 | 10
IID | North Brawley Geothermal Plant | 56832 | GE3 |  |  | Yes | CAISO | Geothermal | 16 | CA | Imperial | 33.0139 | -115.5439 | 2009 | 10
IID | North Brawley Geothermal Plant | 56832 | GE4 |  |  | Yes | CAISO | Geothermal | 16 | CA | Imperial | 33.0139 | -115.5439 | 2009 | 10
IID | North Brawley Geothermal Plant | 56832 | GE5 |  |  | Yes | CAISO | Geothermal | 16 | CA | Imperial | 33.0139 | -115.5439 | 2009 | 10
IID | Ocotillo Wells | 65820 | OWS |  |  | No | CAISO | Solar Photovoltaic | 50 | CA | San Diego | 33.0747 | -116.0912 | 2023 | 9
IID | Salton Sea Power Gen Co - Unit 4 | 54996 | 4100 |  |  | Yes | CAISO | Geothermal | 47.5 | CA | Imperial | 33.157 | -115.6386 | 1996 | 5
IID | Seville 1 |  |  | 59723 | SEV1 | No | CAISO | Solar Photovoltaic | [7 empty] | 20 | CA | Imperial
IID | Sonora |  |  | 58592 |  | No | CAISO | Solar Photovoltaic | [7 empty] | 50 | CA | Imperial
IID | Titan Solar |  |  |  |  | No | CAISO | Solar Photovoltaic | [7 empty] | 70 | CA | Imperial
IID | Turbo |  |  | 55984 |  | No | CAISO | Geothermal | [7 empty] | 11.5 | CA | Imperial
IID | Vikings Energy Farm | 65711 | GEN1 |  |  | No | CAISO | Solar Photovoltaic | 136.8 | CA | Imperial | 32.8034 | -115.2717 | 2024 | 10
IID | Vikings Energy Farm | 65711 | GEN2 |  |  | No | CAISO | Batteries | 150 | CA | Imperial | 32.8034 | -115.2717 | 2024 | 5
IID | Wister Solar | 63487 | WSOL |  |  | Yes | CAISO | Solar Photovoltaic | 20 | CA | Imperial | 33.2694 | -115.503 | 2022 | 7
IID | Yucca |  |  |  |  | No | AZPS | Natural Gas Fired Combustion Turbine | [7 empty] | 75 | CA | Imperial
IPCO | Falls River Hydro | 54668 | 1 |  |  | No | BPAT | Conventional Hydroelectric | 4.5 | ID | Fremont | 44.0597 | -111.3535 | 1993 | 8
IPCO | Falls River Hydro | 54668 | 2 |  |  | No | BPAT | Conventional Hydroelectric | 4.5 | ID | Fremont | 44.0597 | -111.3535 | 1993 | 8
IPCO | Fighting Creek LFGTE Plant | 57902 | G-123 |  |  | No | AVA | Landfill Gas | 1.6 | ID | Kootenai | 47.5317 | -116.93 | 2012 | 3
IPCO | Fighting Creek LFGTE Plant | 57902 | G-162 |  |  | No | AVA | Landfill Gas | 1.6 | ID | Kootenai | 47.5317 | -116.93 | 2012 | 3
IPCO | Horseshoe Bend Wind Park | 56591 | HBWP |  |  | No | NWMT | Onshore Wind Turbine | 9 | MT | Cascade | 47.4983 | -111.4392 | 2006 | 2
IPCO | Jim Bridger | 8066 | 1 |  |  | No | PACE | Natural Gas Steam Turbine | 577.9 | WY | Sweetwater | 41.7378 | -108.7875 | 1974 | 11
IPCO | Jim Bridger | 8066 | 2 |  |  | No | PACE | Natural Gas Steam Turbine | 586.2 | WY | Sweetwater | 41.7378 | -108.7875 | 1975 | 12
IPCO | Jim Bridger | 8066 | 3 |  |  | No | PACE | Conventional Steam Coal | 577.9 | WY | Sweetwater | 41.7378 | -108.7875 | 1976 | 9
IPCO | Jim Bridger | 8066 | 4 |  |  | No | PACE | Conventional Steam Coal | 584 | WY | Sweetwater | 41.7378 | -108.7875 | 1979 | 11
IPCO | North Valmy | 8224 | 1 |  |  | No | NVEP | Conventional Steam Coal | 277.2 | NV | Humboldt | 40.8813 | -117.1516 | 1981 | 12
IPCO | North Valmy | 8224 | 2 |  |  | No | NVEP | Conventional Steam Coal | 289.8 | NV | Humboldt | 40.8813 | -117.1516 | 1985 | 5
IPCO | Tiber Dam Hydroelectric Plant | 56499 | HY1 |  |  | No | WAUW | Conventional Hydroelectric | 7.5 | MT | Liberty | 48.318 | -111.1018 | 2004 | 6
JEA | Vogtle | 649 | 3 |  |  | No | SOCO | Nuclear | 1114 | GA | Burke | 33.1427 | -81.7625 | 2023 | 7
JEA | Vogtle | 649 | 4 |  |  | No | SOCO | Nuclear | 1114 | GA | Burke | 33.1427 | -81.7625 | 2024 | 4
LDWP | Hoover Dam (AZ) | 8902 | A0 |  |  | No | WAPA | Conventional Hydroelectric | 2.4 | AZ | Mohave | 36.0155 | -114.738 | 1936 | 9
LDWP | Hoover Dam (AZ) | 8902 | A1 |  |  | No | WAPA | Conventional Hydroelectric | 130 | AZ | Mohave | 36.0155 | -114.738 | 1941 | 10
LDWP | Hoover Dam (AZ) | 8902 | A2 |  |  | No | WAPA | Conventional Hydroelectric | 130 | AZ | Mohave | 36.0155 | -114.738 | 1942 | 7
LDWP | Hoover Dam (AZ) | 8902 | A3 |  |  | No | WAPA | Conventional Hydroelectric | 130 | AZ | Mohave | 36.0155 | -114.738 | 1952 | 9
LDWP | Hoover Dam (AZ) | 8902 | A4 |  |  | No | WAPA | Conventional Hydroelectric | 130 | AZ | Mohave | 36.0155 | -114.738 | 1952 | 5
LDWP | Hoover Dam (AZ) | 8902 | A5 |  |  | No | WAPA | Conventional Hydroelectric | 127 | AZ | Mohave | 36.0155 | -114.738 | 1943 | 1
LDWP | Hoover Dam (AZ) | 8902 | A6 |  |  | No | WAPA | Conventional Hydroelectric | 130 | AZ | Mohave | 36.0155 | -114.738 | 1939 | 9
LDWP | Hoover Dam (AZ) | 8902 | A7 |  |  | No | WAPA | Conventional Hydroelectric | 130 | AZ | Mohave | 36.0155 | -114.738 | 1939 | 6
LDWP | Hoover Dam (AZ) | 8902 | A8 |  |  | No | WAPA | Conventional Hydroelectric | 61.5 | AZ | Mohave | 36.0155 | -114.738 | 1937 | 8
LDWP | Hoover Dam (AZ) | 8902 | A9 |  |  | No | WAPA | Conventional Hydroelectric | 68.5 | AZ | Mohave | 36.0155 | -114.738 | 1952 | 4
LDWP | Hoover Dam (NV) | 154 | N0 |  |  | No | WAPA | Conventional Hydroelectric | 2.4 | NV | Clark | 36.0155 | -114.738 | 1936 | 9
LDWP | Hoover Dam (NV) | 154 | N1 |  |  | No | WAPA | Conventional Hydroelectric | 130 | NV | Clark | 36.0155 | -114.738 | 1936 | 12
LDWP | Hoover Dam (NV) | 154 | N2 |  |  | No | WAPA | Conventional Hydroelectric | 130 | NV | Clark | 36.0155 | -114.738 | 1936 | 10
LDWP | Hoover Dam (NV) | 154 | N3 |  |  | No | WAPA | Conventional Hydroelectric | 130 | NV | Clark | 36.0155 | -114.738 | 1937 | 3
LDWP | Hoover Dam (NV) | 154 | N4 |  |  | No | WAPA | Conventional Hydroelectric | 130 | NV | Clark | 36.0155 | -114.738 | 1936 | 11
LDWP | Hoover Dam (NV) | 154 | N5 |  |  | No | WAPA | Conventional Hydroelectric | 130 | NV | Clark | 36.0155 | -114.738 | 1938 | 6
LDWP | Hoover Dam (NV) | 154 | N6 |  |  | No | WAPA | Conventional Hydroelectric | 130 | NV | Clark | 36.0155 | -114.738 | 1938 | 8
LDWP | Hoover Dam (NV) | 154 | N7 |  |  | No | WAPA | Conventional Hydroelectric | 127 | NV | Clark | 36.0155 | -114.738 | 1944 | 11
LDWP | Hoover Dam (NV) | 154 | N8 |  |  | No | WAPA | Conventional Hydroelectric | 130 | NV | Clark | 36.0155 | -114.738 | 1961 | 12
LDWP | Intermountain Power Project | 6481 | 1 |  |  | Yes | CAISO | Conventional Steam Coal | 820 | UT | Millard | 39.5097 | -112.5802 | 1986 | 6
LDWP | Intermountain Power Project | 6481 | 2 |  |  | Yes | CAISO | Conventional Steam Coal | 820 | UT | Millard | 39.5097 | -112.5802 | 1987 | 5
LDWP | Magnolia Power Project | 56046 | 1 |  |  | Yes | CAISO | Natural Gas Fired Combined Cycle | 198.9 | CA | Los Angeles | 34.1786 | -118.3153 | 2005 | 9
LDWP | Magnolia Power Project | 56046 | 2 |  |  | Yes | CAISO | Natural Gas Fired Combined Cycle | 188.7 | CA | Los Angeles | 34.1786 | -118.3153 | 2005 | 9
LDWP | Milford Wind Corridor I LLC | 57079 | 1 |  |  | Yes | CAISO | Onshore Wind Turbine | 203.5 | UT | Beaver | 38.5357 | -112.935 | 2009 | 9
LDWP | Milford Wind Corridor Stage II LLC | 57107 | 1 |  |  | Yes | CAISO | Onshore Wind Turbine | 102 | UT | Beaver | 38.5852 | -112.931 | 2011 | 5
LDWP | Palo Verde | 6008 | 1 |  |  | No | APS | Nuclear | 1403.2 | AZ | Maricopa | 33.3881 | -112.8617 | 1986 | 1
LDWP | Palo Verde | 6008 | 2 |  |  | No | APS | Nuclear | 1403.2 | AZ | Maricopa | 33.3881 | -112.8617 | 1986 | 9
LDWP | Palo Verde | 6008 | 3 |  |  | No | APS | Nuclear | 1403.2 | AZ | Maricopa | 33.3881 | -112.8617 | 1988 | 1
LDWP | Red Cloud Wind LLC | 63981 | 1 |  |  | No | PNM | Onshore Wind Turbine | 350 | NM | Lincoln | 34.2741 | -105.4229 | 2021 | 12
LGEE | Bluegrass Generating Station | 55164 | CT1 |  |  | Yes | PJM | Natural Gas Fired Combustion Turbine | 208 | KY | Oldham | 38.3902 | -85.4133 | 2002 | 6
LGEE | Bluegrass Generating Station | 55164 | CT2 |  |  | Yes | PJM | Natural Gas Fired Combustion Turbine | 208 | KY | Oldham | 38.3902 | -85.4133 | 2002 | 6
LGEE | Bluegrass Generating Station | 55164 | CT3 |  |  | Yes | PJM | Natural Gas Fired Combustion Turbine | 208 | KY | Oldham | 38.3902 | -85.4133 | 2002 | 6
LGEE | Cooperative Solar One | 60863 | PV1 |  |  | Yes | PJM | Solar Photovoltaic | 8.5 | KY | Clark | 38.0272 | -84.2547 | 2017 | 11
LGEE | Mother Ann Lee | 1359 | 1 |  |  | Yes | PJM | Conventional Hydroelectric | 0.7 | KY | Mercer | 37.8297 | -84.7247 | 2008 | 12
LGEE | Mother Ann Lee | 1359 | 2 |  |  | Yes | PJM | Conventional Hydroelectric | 0.7 | KY | Mercer | 37.8297 | -84.7247 | 2007 | 7
LGEE | Mother Ann Lee | 1359 | 3 |  |  | Yes | PJM | Conventional Hydroelectric | 0.7 | KY | Mercer | 37.8297 | -84.7247 | 2007 | 3
MISO | Big Stone | 6098 | 1 |  |  | Yes | SWPP | Conventional Steam Coal | 450 | SD | Grant | 45.3037 | -96.5101 | 1975 | 5
MISO | Bluegrass Ridge | 56555 | 1 |  |  | No | SWPP | Onshore Wind Turbine | 56.7 | MO | Gentry | 40.1006 | -94.4869 | 2007 | 6
MISO | California Ridge Wind Energy LLC | 58008 | CR |  |  | Yes | TVA | Onshore Wind Turbine | 217 | IL | Vermilion | 40.2117 | -87.8783 | 2012 | 12
MISO | Cedar Hills Wind Farm | 57171 | 1 |  |  | Yes | SWPP | Onshore Wind Turbine | 19.5 | ND | Bowman | 46.2456 | -103.7672 | 2010 | 6
MISO | Coyote | 8222 | 1 |  |  | Yes | SWPP | Conventional Steam Coal | 450 | ND | Mercer | 47.2214 | -101.8157 | 1981 | 5
MISO | Crossroads Energy Center | 55395 | CT01 |  |  | Yes | SWPP | Natural Gas Fired Combustion Turbine | 76.6 | MS | Coahoma | 34.183 | -90.5621 | 2002 | 7
MISO | Crossroads Energy Center | 55395 | CT02 |  |  | Yes | SWPP | Natural Gas Fired Combustion Turbine | 76.6 | MS | Coahoma | 34.183 | -90.5621 | 2002 | 7
MISO | Crossroads Energy Center | 55395 | CT03 |  |  | Yes | SWPP | Natural Gas Fired Combustion Turbine | 76.6 | MS | Coahoma | 34.183 | -90.5621 | 2002 | 7
MISO | Crossroads Energy Center | 55395 | CT04 |  |  | Yes | SWPP | Natural Gas Fired Combustion Turbine | 76.6 | MS | Coahoma | 34.183 | -90.5621 | 2002 | 7
MISO | Diamond Willow Wind Facility | 56782 | DIAW |  |  | Yes | SWPP | Onshore Wind Turbine | 30 | MT | Fallon | 46.2753 | -104.1836 | 2007 | 12
MISO | Fowler Ridge Wind Farm LLC | 56777 | FIA |  |  | No | PJM | Onshore Wind Turbine | 101.3 | IN | Benton | 40.5839 | -87.3336 | 2009 | 3
MISO | Fredericktown Energy Center | 57946 | UNIT1 |  |  | No | SWPP | Natural Gas Fired Combustion Turbine | 13.8 | MO | Madison | 37.5717 | -90.3173 | 2015 | 6
MISO | Fredericktown Energy Center | 57946 | UNIT2 |  |  | No | SWPP | Natural Gas Fired Combustion Turbine | 13.8 | MO | Madison | 37.5717 | -90.3173 | 2015 | 6
MISO | George Neal South | 7343 | 4 |  |  | Yes | SWPP | Conventional Steam Coal | 695.9 | IA | Woodbury | 42.3006 | -96.3617 | 1979 | 7
MISO | Gibson | 6113 | 5 |  |  | Yes | Not Generated | Conventional Steam Coal | 667.9 | IN | Gibson | 38.3722 | -87.7658 | 1982 | 10
MISO | Glendive GT | 2176 | GT-2 |  |  | Yes | SWPP | Natural Gas Fired Combustion Turbine | 43 | MT | Dawson | 47.0539 | -104.74 | 2003 | 5
MISO | Glendive GT | 2176 | GT1 |  |  | Yes | SWPP | Natural Gas Fired Combustion Turbine | 40.7 | MT | Dawson | 47.0539 | -104.74 | 1979 | 6
MISO | Lewis & Clark | 6089 | 3 |  |  | Yes | SWPP | Natural Gas Internal Combustion Engine | 9.3 | MT | Richland | 47.6785 | -104.1566 | 2016 | 4
MISO | Madison | 55110 | CT1 |  |  | No | PJM | Natural Gas Fired Combustion Turbine | 86.5 | OH | Butler | 39.4522 | -84.4647 | 2000 | 6
MISO | Madison | 55110 | CT2 |  |  | No | PJM | Natural Gas Fired Combustion Turbine | 86.5 | OH | Butler | 39.4522 | -84.4647 | 2000 | 6
MISO | Madison | 55110 | CT3 |  |  | No | PJM | Natural Gas Fired Combustion Turbine | 86.5 | OH | Butler | 39.4522 | -84.4647 | 2000 | 6
MISO | Madison | 55110 | CT4 |  |  | No | PJM | Natural Gas Fired Combustion Turbine | 86.5 | OH | Butler | 39.4522 | -84.4647 | 2000 | 6
MISO | Madison | 55110 | CT5 |  |  | No | PJM | Natural Gas Fired Combustion Turbine | 86.5 | OH | Butler | 39.4522 | -84.4647 | 2000 | 6
MISO | Madison | 55110 | CT6 |  |  | No | PJM | Natural Gas Fired Combustion Turbine | 86.5 | OH | Butler | 39.4522 | -84.4647 | 2000 | 6
MISO | Madison | 55110 | CT7 |  |  | No | PJM | Natural Gas Fired Combustion Turbine | 86.5 | OH | Butler | 39.4522 | -84.4647 | 2000 | 6
MISO | Madison | 55110 | CT8 |  |  | No | PJM | Natural Gas Fired Combustion Turbine | 86.5 | OH | Butler | 39.4522 | -84.4647 | 2000 | 6
MISO | Miles City GT | 2177 | 1 |  |  | Yes | SWPP | Natural Gas Fired Combustion Turbine | 23.3 | MT | Custer | 46.4112 | -105.7953 | 1972 | 5
MISO | Mt Pleasant | 1166 | 1 |  |  | No | Not Generated | Petroleum Liquids | 2 | IA | Henry | 40.9718 | -91.5512 | 2002 | 2
MISO | Plum Point Energy Station | 56456 | STG1 |  |  | Yes | SWPP | Conventional Steam Coal | 720 | AR | Mississippi | 35.6644 | -89.9489 | 2010 | 9
MISO | Prairie State Generating Station | 55856 | PC1 |  |  | Yes | PJM | Conventional Steam Coal | 883 | IL | St Clair | 38.2792 | -89.6669 | 2012 | 6
MISO | Prairie State Generating Station | 55856 | PC2 |  |  | Yes | PJM | Conventional Steam Coal | 883 | IL | St Clair | 38.2792 | -89.6669 | 2012 | 11
MISO | Sikeston Power Station | 6768 | 1 |  |  | No | SWPP | Conventional Steam Coal | 261 | MO | Scott | 36.8791 | -89.6209 | 1981 | 9
MISO | Thunder Spirit Wind, LLC | 58965 | 2 |  |  | Yes | SWPP | Onshore Wind Turbine | 48 | ND | Adams | 46.075 | -102.5633 | 2018 | 10
MISO | Walter Scott Jr Energy Center | 1082 | 3 |  |  | Yes | SWPP | Conventional Steam Coal | 725.8 | IA | Pottawattamie | 41.18 | -95.8408 | 1978 | 12
MISO | Walter Scott Jr Energy Center | 1082 | 4 |  |  | Yes | SWPP | Conventional Steam Coal | 922.5 | IA | Pottawattamie | 41.18 | -95.8408 | 2007 | 6
MISO | White Oak Energy LLC | 57342 | 1 |  |  | Yes | TVA | Onshore Wind Turbine | 150 | IL | McLean | 40.5908 | -89.0467 | 2011 | 6
NEVP | Apex Generating Station | 55514 | CTG1 |  |  | Yes | LADWP | Natural Gas Fired Combined Cycle | 174 | NV | Clark | 36.416 | -114.9609 | 2003 | 5
NEVP | Apex Generating Station | 55514 | CTG2 |  |  | Yes | LADWP | Natural Gas Fired Combined Cycle | 174 | NV | Clark | 36.416 | -114.9609 | 2003 | 5
NEVP | Apex Generating Station | 55514 | STG1 |  |  | Yes | LADWP | Natural Gas Fired Combined Cycle | 252.6 | NV | Clark | 36.416 | -114.9609 | 2003 | 5
NEVP | Hoover Dam (NV) | 154 | N8 |  |  | Yes | NVE | Conventional Hydroelectric | 130 | NV | Clark | 36.0155 | -114.738 | 1961 | 12
NWMT | Clearwater Wind East | 66183 | CWE |  |  | Yes | AVA | Onshore Wind Turbine | 207.9 | MT | Custer | 46.7896 | -106.0021 | 2024 | 1
NWMT | Clearwater Wind I | 65577 | CW1 |  |  | Yes | PSEI | Onshore Wind Turbine | 365.5 | MT | Rosebud | 46.8177 | -106.3789 | 2022 | 11
NWMT | Clearwater Wind II | 66184 | CW2 |  |  | Yes | PGE | Onshore Wind Turbine | 102.8 | MT | Rosebud | 46.8188 | -106.1946 | 2023 | 12
NWMT | Clearwater Wind III | 66811 | CW3 |  |  | Yes | PGE | Onshore Wind Turbine | 100 | MT | Rosebud | 46.8188 | -106.1946 | 2024 | 9
NWMT | Colstrip | 6076 | 3 |  |  | Yes | AVA,PGE,PACE,PACW,PSEI | Conventional Steam Coal | 823.7 | MT | Rosebud | 45.8831 | -106.614 | 1984 | 1
NWMT | Colstrip | 6076 | 4 |  |  | Yes | AVA,PGE,PACE,PACW,PSEI | Conventional Steam Coal | 823.7 | MT | Rosebud | 45.8831 | -106.614 | 1986 | 4
PGE | Biglow Canyon Wind Farm | 56485 | 1 |  |  | Yes | BPAT | Onshore Wind Turbine | 125.4 | OR | Sherman | 45.6537 | -120.6034 | 2007 | 12
PGE | Biglow Canyon Wind Farm | 56485 | 2 |  |  | Yes | BPAT | Onshore Wind Turbine | 163.3 | OR | Sherman | 45.6537 | -120.6034 | 2009 | 9
PGE | Biglow Canyon Wind Farm | 56485 | 3 |  |  | Yes | BPAT | Onshore Wind Turbine | 161 | OR | Sherman | 45.6537 | -120.6034 | 2010 | 8
PGE | Carty Generating Station | 58503 | GEN1 |  |  | Yes | BPAT | Natural Gas Fired Combined Cycle | 300 | OR | Morrow | 45.6986 | -119.8131 | 2016 | 7
PGE | Carty Generating Station | 58503 | GEN2 |  |  | Yes | BPAT | Natural Gas Fired Combined Cycle | 200 | OR | Morrow | 45.6986 | -119.8131 | 2016 | 7
PGE | Clearwater Wind East | 66183 | CWE |  |  | No | NWMT | Onshore Wind Turbine | 207.9 | MT | Custer | 46.7896 | -106.0021 | 2024 | 1
PGE | Clearwater Wind II | 66184 | CW2 |  |  | No | NWMT | Onshore Wind Turbine | 102.8 | MT | Rosebud | 46.8188 | -106.1946 | 2023 | 12
PGE | Coyote Springs | 7350 | 1 |  |  | Yes | BPAT | Natural Gas Fired Combined Cycle | 208 | OR | Morrow | 45.848 | -119.6739 | 1995 | 11
PGE | Coyote Springs | 7350 | 2 |  |  | Yes | BPAT | Natural Gas Fired Combined Cycle | 88 | OR | Morrow | 45.848 | -119.6739 | 1995 | 11
PGE | Tucannon River Wind Farm | 58571 | 1 |  |  | Yes | BPAT | Onshore Wind Turbine | 266.8 | WA | Columbia | 46.4211 | -118.0269 | 2014 | 12
PGE | Wheatridge 1 |  |  | 64507 | WND | No | BPAT | Onshore Wind Turbine | [7 empty] | 100 | OR | Morrow
PJM | Allegheny Hydro No 8 | 50897 | GEN1 |  |  | Yes | NYIS | Conventional Hydroelectric | 6.8 | PA | Armstrong | 40.8966 | -79.479 | 1990 | 12
PJM | Allegheny Hydro No 8 | 50897 | GEN2 |  |  | Yes | NYIS | Conventional Hydroelectric | 6.8 | PA | Armstrong | 40.8966 | -79.479 | 1990 | 12
PJM | Allegheny Hydro No 9 | 50898 | GEN1 |  |  | Yes | NYIS | Conventional Hydroelectric | 8.9 | PA | Armstrong | 40.956 | -79.5507 | 1990 | 12
PJM | Allegheny Hydro No 9 | 50898 | GEN2 |  |  | Yes | NYIS | Conventional Hydroelectric | 8.9 | PA | Armstrong | 40.956 | -79.5507 | 1990 | 12
PJM | Bluegrass Generating Station | 55164 | CT1 |  |  | No | LGEE | Natural Gas Fired Combustion Turbine | 208 | KY | Oldham | 38.3902 | -85.4133 | 2002 | 6
PJM | Bluegrass Generating Station | 55164 | CT2 |  |  | No | LGEE | Natural Gas Fired Combustion Turbine | 208 | KY | Oldham | 38.3902 | -85.4133 | 2002 | 6
PJM | Bluegrass Generating Station | 55164 | CT3 |  |  | No | LGEE | Natural Gas Fired Combustion Turbine | 208 | KY | Oldham | 38.3902 | -85.4133 | 2002 | 6
PJM | Catawba | 6036 | 1 |  |  | No | DUK | Nuclear | 1205.1 | SC | York | 35.0514 | -81.0694 | 1985 | 6
PJM | Cottonwood Energy Company LP | 55358 | CT1 |  |  | No | MISO | Natural Gas Fired Combined Cycle | 198.9 | TX | Newton | 30.2588 | -93.7353 | 2003 | 7
PJM | Cottonwood Energy Company LP | 55358 | CT2 |  |  | No | MISO | Natural Gas Fired Combined Cycle | 198.9 | TX | Newton | 30.2588 | -93.7353 | 2003 | 7
PJM | Cottonwood Energy Company LP | 55358 | CT3 |  |  | No | MISO | Natural Gas Fired Combined Cycle | 198.9 | TX | Newton | 30.2588 | -93.7353 | 2003 | 7
PJM | Cottonwood Energy Company LP | 55358 | CT4 |  |  | No | MISO | Natural Gas Fired Combined Cycle | 198.9 | TX | Newton | 30.2588 | -93.7353 | 2003 | 7
PJM | Cottonwood Energy Company LP | 55358 | ST1 |  |  | No | MISO | Natural Gas Fired Combined Cycle | 159.5 | TX | Newton | 30.2588 | -93.7353 | 2003 | 7
PJM | Cottonwood Energy Company LP | 55358 | ST2 |  |  | No | MISO | Natural Gas Fired Combined Cycle | 159.5 | TX | Newton | 30.2588 | -93.7353 | 2003 | 7
PJM | Cottonwood Energy Company LP | 55358 | ST3 |  |  | No | MISO | Natural Gas Fired Combined Cycle | 159.5 | TX | Newton | 30.2588 | -93.7353 | 2003 | 7
PJM | Cottonwood Energy Company LP | 55358 | ST4 |  |  | No | MISO | Natural Gas Fired Combined Cycle | 159.5 | TX | Newton | 30.2588 | -93.7353 | 2003 | 7
PJM | Edwardsport |  |  | 1004 | 2 | No | MISO | Coal Integrated Gasification Combined Cycle | [7 empty] | 236.5 | IN | Knox
PJM | Fowler Ridge Wind Farm LLC | 56777 | FII |  |  | Yes | MISO | Onshore Wind Turbine | 200 | IN | Benton | 40.5839 | -87.3336 | 2009 | 12
PJM | Gibson | 6113 | 5 |  |  | No | MISO | Conventional Steam Coal | 667.9 | IN | Gibson | 38.3722 | -87.7658 | 1982 | 10
PJM | Hamlet Generating Facility | 56292 | ES2 |  |  | No | CPLE | Natural Gas Fired Combustion Turbine | 57.3 | NC | Richmond | 34.8423 | -79.7361 | 2007 | 12
PJM | Hamlet Generating Facility | 56292 | ES3 |  |  | No | CPLE | Natural Gas Fired Combustion Turbine | 57.3 | NC | Richmond | 34.8423 | -79.7361 | 2007 | 12
PJM | Hamlet Generating Facility | 56292 | ES6 |  |  | No | CPLE | Natural Gas Fired Combustion Turbine | 57.3 | NC | Richmond | 34.8423 | -79.7361 | 2013 | 7
PJM | Madison | 55110 | CT1 |  |  | Yes | MISO | Natural Gas Fired Combustion Turbine | 86.5 | OH | Butler | 39.4522 | -84.4647 | 2000 | 6
PJM | Madison | 55110 | CT2 |  |  | Yes | MISO | Natural Gas Fired Combustion Turbine | 86.5 | OH | Butler | 39.4522 | -84.4647 | 2000 | 6
PJM | Madison | 55110 | CT3 |  |  | Yes | MISO | Natural Gas Fired Combustion Turbine | 86.5 | OH | Butler | 39.4522 | -84.4647 | 2000 | 6
PJM | Madison | 55110 | CT4 |  |  | Yes | MISO | Natural Gas Fired Combustion Turbine | 86.5 | OH | Butler | 39.4522 | -84.4647 | 2000 | 6
PJM | Madison | 55110 | CT5 |  |  | Yes | MISO | Natural Gas Fired Combustion Turbine | 86.5 | OH | Butler | 39.4522 | -84.4647 | 2000 | 6
PJM | Madison | 55110 | CT6 |  |  | Yes | MISO | Natural Gas Fired Combustion Turbine | 86.5 | OH | Butler | 39.4522 | -84.4647 | 2000 | 6
PJM | Madison | 55110 | CT7 |  |  | Yes | MISO | Natural Gas Fired Combustion Turbine | 86.5 | OH | Butler | 39.4522 | -84.4647 | 2000 | 6
PJM | Madison | 55110 | CT8 |  |  | Yes | MISO | Natural Gas Fired Combustion Turbine | 86.5 | OH | Butler | 39.4522 | -84.4647 | 2000 | 6
PJM | New Bern | 56688 | 1 |  |  | No | CPLE | Landfill Gas | 0.3 | NC | Craven | 35.1681 | -77.2267 | 2007 | 8
PJM | New Bern | 56688 | 10 |  |  | No | CPLE | Landfill Gas | 0.3 | NC | Craven | 35.1681 | -77.2267 | 2007 | 8
PJM | New Bern | 56688 | 11 |  |  | No | CPLE | Landfill Gas | 0.3 | NC | Craven | 35.1681 | -77.2267 | 2007 | 8
PJM | New Bern | 56688 | 12 |  |  | No | CPLE | Landfill Gas | 0.3 | NC | Craven | 35.1681 | -77.2267 | 2007 | 8
PJM | New Bern | 56688 | 13 |  |  | No | CPLE | Landfill Gas | 0.3 | NC | Craven | 35.1681 | -77.2267 | 2011 | 5
PJM | New Bern | 56688 | 14 |  |  | No | CPLE | Landfill Gas | 0.3 | NC | Craven | 35.1681 | -77.2267 | 2011 | 5
PJM | New Bern | 56688 | 15 |  |  | No | CPLE | Landfill Gas | 0.3 | NC | Craven | 35.1681 | -77.2267 | 2011 | 5
PJM | New Bern | 56688 | 16 |  |  | No | CPLE | Landfill Gas | 0.3 | NC | Craven | 35.1681 | -77.2267 | 2011 | 5
PJM | New Bern | 56688 | 17 |  |  | No | CPLE | Landfill Gas | 0.3 | NC | Craven | 35.1681 | -77.2267 | 2011 | 5
PJM | New Bern | 56688 | 18 |  |  | No | CPLE | Landfill Gas | 0.3 | NC | Craven | 35.1681 | -77.2267 | 2011 | 5
PJM | New Bern | 56688 | 2 |  |  | No | CPLE | Landfill Gas | 0.3 | NC | Craven | 35.1681 | -77.2267 | 2007 | 8
PJM | New Bern | 56688 | 3 |  |  | No | CPLE | Landfill Gas | 0.3 | NC | Craven | 35.1681 | -77.2267 | 2007 | 8
PJM | New Bern | 56688 | 4 |  |  | No | CPLE | Landfill Gas | 0.3 | NC | Craven | 35.1681 | -77.2267 | 2007 | 8
PJM | New Bern | 56688 | 5 |  |  | No | CPLE | Landfill Gas | 0.3 | NC | Craven | 35.1681 | -77.2267 | 2007 | 8
PJM | New Bern | 56688 | 6 |  |  | No | CPLE | Landfill Gas | 0.3 | NC | Craven | 35.1681 | -77.2267 | 2007 | 8
PJM | New Bern | 56688 | 7 |  |  | No | CPLE | Landfill Gas | 0.3 | NC | Craven | 35.1681 | -77.2267 | 2007 | 8
PJM | New Bern | 56688 | 8 |  |  | No | CPLE | Landfill Gas | 0.3 | NC | Craven | 35.1681 | -77.2267 | 2007 | 8
PJM | New Bern | 56688 | 9 |  |  | No | CPLE | Landfill Gas | 0.3 | NC | Craven | 35.1681 | -77.2267 | 2007 | 8
PJM | Newton | 6017 | 1 |  |  | No | MISO | Conventional Steam Coal | 617.4 | IL | Jasper | 38.9361 | -88.2781 | 1977 | 11
PJM | Prairie State Generating Station | 55856 | PC1 |  |  | No | MISO | Conventional Steam Coal | 883 | IL | St Clair | 38.2792 | -89.6669 | 2012 | 6
PJM | Prairie State Generating Station | 55856 | PC2 |  |  | No | MISO | Conventional Steam Coal | 883 | IL | St Clair | 38.2792 | -89.6669 | 2012 | 11
PJM | Tatanka Wind Power LLC | 56669 | TW1 |  |  | No | MISO | Onshore Wind Turbine | 180 | ND | Dickey | 45.9593 | -98.9463 | 2008 | 1
PJM | Trimble County | 6071 | 1 |  |  | No | LGEE | Conventional Steam Coal | 566.1 | KY | Trimble | 38.5847 | -85.4117 | 1990 | 12
PJM | Trimble County | 6071 | 2 |  |  | No | LGEE | Conventional Steam Coal | 834 | KY | Trimble | 38.5847 | -85.4117 | 2011 | 2
PNM | Red Cloud Wind LLC | 63981 | 1 |  |  | Yes | LDWP | Onshore Wind Turbine | 350 | NM | Lincoln | 34.2741 | -105.4229 | 2021 | 12
PSCO | Craig (CO) | 6021 | 1 |  |  | No | WACM | Conventional Steam Coal | 446.4 | CO | Moffat | 40.4627 | -107.5912 | 1980 | 7
PSCO | Craig (CO) | 6021 | 2 |  |  | No | WACM | Conventional Steam Coal | 446.4 | CO | Moffat | 40.4627 | -107.5912 | 1979 | 11
PSCO | Golden West Power Partners LLC | 59974 | GW1 |  |  | Yes | WACM | Onshore Wind Turbine | 250 | CO | El Paso | 38.935 | -104.212 | 2015 | 10
PSCO | Hayden | 525 | 1 |  |  | Yes | WACM | Conventional Steam Coal | 190 | CO | Routt | 40.4856 | -107.185 | 1965 | 7
PSCO | Hayden | 525 | 2 |  |  | Yes | WACM | Conventional Steam Coal | 275.4 | CO | Routt | 40.4856 | -107.185 | 1976 | 9
PSCO | Medicine Bow |  |  | 62042 | 10 | No | WAUW | Onshore Wind Turbine | [7 empty] | 4.9 | WY | Carbon
PSCO | Medicine Bow |  |  | 62042 | 11 | No | WAUW | Onshore Wind Turbine | [7 empty] | 1.3 | WY | Carbon
PSCO | Ridge Crest Wind Partners | 55741 | A1 |  |  | Yes | WACM | Onshore Wind Turbine | 29.7 | CO | Logan | 40.9459 | -103.162 | 2001 | 12
PSCO | Spanish Peaks Solar | 62379 | 47301 |  |  | Yes | PNM | Solar Photovoltaic | 140 | CO | Las Animas | 37.378 | -104.475 | 2024 | 12
PSCO | Spring Canyon | 56320 | 1 |  |  | Yes | WACM | Onshore Wind Turbine | 60 | CO | Logan | 40.983 | -102.9647 | 2006 | 2
PSCO | Spring Canyon Expansion Wind Energy Ctr | 58769 | 1 |  |  | Yes | WACM | Onshore Wind Turbine | 34 | CO | Logan | 40.9642 | -103.0772 | 2014 | 10
PSCO | Spring Canyon Expansion Wind Energy Ctr | 58769 | SCIII |  |  | Yes | WACM | Onshore Wind Turbine | 28.6 | CO | Logan | 40.9642 | -103.0772 | 2014 | 12
PSEI | Chelan | 6424 | A-1 |  |  | No | CHPD | Conventional Hydroelectric | 29.6 | WA | Chelan | 47.8347 | -120.0133 | 1927 | 9
PSEI | Chelan | 6424 | A-2 |  |  | No | CHPD | Conventional Hydroelectric | 29.6 | WA | Chelan | 47.8347 | -120.0133 | 1928 | 8
PSEI | Clearwater Wind I | 65577 | CW1 |  |  | No | NWMT | Onshore Wind Turbine | 365.5 | MT | Rosebud | 46.8177 | -106.3789 | 2022 | 11
PSEI | Colstrip | 6076 | 3 |  |  | No | NWMT | Conventional Steam Coal | 823.7 | MT | Rosebud | 45.8831 | -106.614 | 1984 | 1
PSEI | Colstrip | 6076 | 4 |  |  | No | NWMT | Conventional Steam Coal | 823.7 | MT | Rosebud | 45.8831 | -106.614 | 1986 | 4
PSEI | Frederickson Power LP | 55818 | FICT |  |  | No | BPAT | Natural Gas Fired Combined Cycle | 192 | WA | Pierce | 47.0861 | -122.3657 | 2002 | 8
PSEI | Frederickson Power LP | 55818 | FIST |  |  | No | BPAT | Natural Gas Fired Combined Cycle | 126.3 | WA | Pierce | 47.0861 | -122.3657 | 2002 | 8
PSEI | Goldendale Generating Station | 55482 | G1 |  |  | No | BPAT | Natural Gas Fired Combined Cycle | 188.5 | WA | Klickitat | 45.8114 | -120.833 | 2004 | 8
PSEI | Goldendale Generating Station | 55482 | G2 |  |  | No | BPAT | Natural Gas Fired Combined Cycle | 114.3 | WA | Klickitat | 45.8114 | -120.833 | 2004 | 8
PSEI | Mint Farm Generating Station | 55700 | 1STG |  |  | No | BPAT | Natural Gas Fired Combined Cycle | 133 | WA | Cowlitz | 46.1388 | -122.9855 | 2008 | 1
PSEI | Mint Farm Generating Station | 55700 | CTG1 |  |  | No | BPAT | Natural Gas Fired Combined Cycle | 186 | WA | Cowlitz | 46.1388 | -122.9855 | 2008 | 1
PSEI | Priest Rapids | 3887 | 1 |  |  | No | GCPD | Conventional Hydroelectric | 95 | WA | Grant | 46.6451 | -119.908 | 1961 | 7
PSEI | Priest Rapids | 3887 | 10 |  |  | No | GCPD | Conventional Hydroelectric | 95 | WA | Grant | 46.6451 | -119.908 | 1959 | 11
PSEI | Priest Rapids | 3887 | 2 |  |  | No | GCPD | Conventional Hydroelectric | 95 | WA | Grant | 46.6451 | -119.908 | 1961 | 5
PSEI | Priest Rapids | 3887 | 3 |  |  | No | GCPD | Conventional Hydroelectric | 95 | WA | Grant | 46.6451 | -119.908 | 1960 | 9
PSEI | Priest Rapids | 3887 | 4 |  |  | No | GCPD | Conventional Hydroelectric | 95 | WA | Grant | 46.6451 | -119.908 | 1960 | 9
PSEI | Priest Rapids | 3887 | 5 |  |  | No | GCPD | Conventional Hydroelectric | 95 | WA | Grant | 46.6451 | -119.908 | 1960 | 4
PSEI | Priest Rapids | 3887 | 6 |  |  | No | GCPD | Conventional Hydroelectric | 95 | WA | Grant | 46.6451 | -119.908 | 1960 | 2
PSEI | Priest Rapids | 3887 | 7 |  |  | No | GCPD | Conventional Hydroelectric | 95 | WA | Grant | 46.6451 | -119.908 | 1960 | 1
PSEI | Priest Rapids | 3887 | 8 |  |  | No | GCPD | Conventional Hydroelectric | 95 | WA | Grant | 46.6451 | -119.908 | 1959 | 12
PSEI | Priest Rapids | 3887 | 9 |  |  | No | GCPD | Conventional Hydroelectric | 95 | WA | Grant | 46.6451 | -119.908 | 1959 | 10
PSEI | Rock Island | 6200 | A |  |  | No | CHPD | Conventional Hydroelectric | 1.2 | WA | Chelan | 47.3461 | -120.0917 | 1931 | 10
PSEI | Rock Island | 6200 | B-1 |  |  | No | CHPD | Conventional Hydroelectric | 20.7 | WA | Chelan | 47.3461 | -120.0917 | 1931 | 11
PSEI | Rock Island | 6200 | B-10 |  |  | No | CHPD | Conventional Hydroelectric | 22.5 | WA | Chelan | 47.3461 | -120.0917 | 1953 | 4
PSEI | Rock Island | 6200 | B-2 |  |  | No | CHPD | Conventional Hydroelectric | 20.7 | WA | Chelan | 47.3461 | -120.0917 | 1931 | 10
PSEI | Rock Island | 6200 | B-3 |  |  | No | CHPD | Conventional Hydroelectric | 20.7 | WA | Chelan | 47.3461 | -120.0917 | 1932 | 12
PSEI | Rock Island | 6200 | B-4 |  |  | No | CHPD | Conventional Hydroelectric | 20.7 | WA | Chelan | 47.3461 | -120.0917 | 1932 | 10
PSEI | Rock Island | 6200 | B-5 |  |  | No | CHPD | Conventional Hydroelectric | 22.5 | WA | Chelan | 47.3461 | -120.0917 | 1952 | 9
PSEI | Rock Island | 6200 | B-6 |  |  | No | CHPD | Conventional Hydroelectric | 22.5 | WA | Chelan | 47.3461 | -120.0917 | 1952 | 10
PSEI | Rock Island | 6200 | B-7 |  |  | No | CHPD | Conventional Hydroelectric | 22.5 | WA | Chelan | 47.3461 | -120.0917 | 1952 | 11
PSEI | Rock Island | 6200 | B-8 |  |  | No | CHPD | Conventional Hydroelectric | 22.5 | WA | Chelan | 47.3461 | -120.0917 | 1953 | 1
PSEI | Rock Island | 6200 | B-9 |  |  | No | CHPD | Conventional Hydroelectric | 22.5 | WA | Chelan | 47.3461 | -120.0917 | 1953 | 3
PSEI | Rock Island | 6200 | U-1 |  |  | No | CHPD | Conventional Hydroelectric | 51.3 | WA | Chelan | 47.3461 | -120.0917 | 1979 | 8
PSEI | Rock Island | 6200 | U-2 |  |  | No | CHPD | Conventional Hydroelectric | 51.3 | WA | Chelan | 47.3461 | -120.0917 | 1979 | 6
PSEI | Rock Island | 6200 | U-3 |  |  | No | CHPD | Conventional Hydroelectric | 51.3 | WA | Chelan | 47.3461 | -120.0917 | 1979 | 4
PSEI | Rock Island | 6200 | U-4 |  |  | No | CHPD | Conventional Hydroelectric | 51.3 | WA | Chelan | 47.3461 | -120.0917 | 1979 | 2
PSEI | Rock Island | 6200 | U-5 |  |  | No | CHPD | Conventional Hydroelectric | 51.3 | WA | Chelan | 47.3461 | -120.0917 | 1978 | 12
PSEI | Rock Island | 6200 | U-6 |  |  | No | CHPD | Conventional Hydroelectric | 51.3 | WA | Chelan | 47.3461 | -120.0917 | 1978 | 10
PSEI | Rock Island | 6200 | U-7 |  |  | No | CHPD | Conventional Hydroelectric | 51.3 | WA | Chelan | 47.3461 | -120.0917 | 1978 | 8
PSEI | Rock Island | 6200 | U-8 |  |  | No | CHPD | Conventional Hydroelectric | 51.3 | WA | Chelan | 47.3461 | -120.0917 | 1978 | 7
PSEI | Rocky Reach | 3883 | C-1 |  |  | No | CHPD | Conventional Hydroelectric | 114 | WA | Chelan | 47.5336 | -120.2953 | 1961 | 6
PSEI | Rocky Reach | 3883 | C-10 |  |  | No | CHPD | Conventional Hydroelectric | 125.4 | WA | Chelan | 47.5336 | -120.2953 | 1974 | 1
PSEI | Rocky Reach | 3883 | C-11 |  |  | No | CHPD | Conventional Hydroelectric | 125.4 | WA | Chelan | 47.5336 | -120.2953 | 1974 | 2
PSEI | Rocky Reach | 3883 | C-2 |  |  | No | CHPD | Conventional Hydroelectric | 114 | WA | Chelan | 47.5336 | -120.2953 | 1961 | 6
PSEI | Rocky Reach | 3883 | C-3 |  |  | No | CHPD | Conventional Hydroelectric | 114 | WA | Chelan | 47.5336 | -120.2953 | 1961 | 6
PSEI | Rocky Reach | 3883 | C-4 |  |  | No | CHPD | Conventional Hydroelectric | 114 | WA | Chelan | 47.5336 | -120.2953 | 1961 | 8
PSEI | Rocky Reach | 3883 | C-5 |  |  | No | CHPD | Conventional Hydroelectric | 114 | WA | Chelan | 47.5336 | -120.2953 | 1961 | 8
PSEI | Rocky Reach | 3883 | C-6 |  |  | No | CHPD | Conventional Hydroelectric | 114 | WA | Chelan | 47.5336 | -120.2953 | 1961 | 8
PSEI | Rocky Reach | 3883 | C-7 |  |  | No | CHPD | Conventional Hydroelectric | 114 | WA | Chelan | 47.5336 | -120.2953 | 1961 | 9
PSEI | Rocky Reach | 3883 | C-8 |  |  | No | CHPD | Conventional Hydroelectric | 125.4 | WA | Chelan | 47.5336 | -120.2953 | 1973 | 8
PSEI | Rocky Reach | 3883 | C-9 |  |  | No | CHPD | Conventional Hydroelectric | 125.4 | WA | Chelan | 47.5336 | -120.2953 | 1973 | 11
PSEI | Wanapum | 3888 | 10A |  |  | No | GCPD | Conventional Hydroelectric | 122 | WA | Grant | 46.8731 | -119.9703 | 2014 | 6
PSEI | Wanapum | 3888 | 1A |  |  | No | GCPD | Conventional Hydroelectric | 122 | WA | Grant | 46.8731 | -119.9703 | 2013 | 10
PSEI | Wanapum | 3888 | 2A |  |  | No | GCPD | Conventional Hydroelectric | 122 | WA | Grant | 46.8731 | -119.9703 | 2012 | 12
PSEI | Wanapum | 3888 | 3A |  |  | No | GCPD | Conventional Hydroelectric | 122 | WA | Grant | 46.8731 | -119.9703 | 2017 | 8
PSEI | Wanapum | 3888 | 4A |  |  | No | GCPD | Conventional Hydroelectric | 122 | WA | Grant | 46.8731 | -119.9703 | 2020 | 9
PSEI | Wanapum | 3888 | 5A |  |  | No | GCPD | Conventional Hydroelectric | 122 | WA | Grant | 46.8731 | -119.9703 | 2012 | 2
PSEI | Wanapum | 3888 | 6A |  |  | No | GCPD | Conventional Hydroelectric | 122 | WA | Grant | 46.8731 | -119.9703 | 2016 | 7
PSEI | Wanapum | 3888 | 7A |  |  | No | GCPD | Conventional Hydroelectric | 122 | WA | Grant | 46.8731 | -119.9703 | 2011 | 4
PSEI | Wanapum | 3888 | 8A |  |  | No | GCPD | Conventional Hydroelectric | 122 | WA | Grant | 46.8731 | -119.9703 | 2018 | 11
PSEI | Wanapum | 3888 | 9A |  |  | No | GCPD | Conventional Hydroelectric | 122 | WA | Grant | 46.8731 | -119.9703 | 2015 | 6
PSEI | Wells | 3886 | U-1 |  |  | No | DOPD | Conventional Hydroelectric | 77.4 | WA | Chelan | 47.9469 | -119.8653 | 1967 | 9
PSEI | Wells | 3886 | U-10 |  |  | No | DOPD | Conventional Hydroelectric | 89 | WA | Chelan | 47.9469 | -119.8653 | 1969 | 1
PSEI | Wells | 3886 | U-2 |  |  | No | DOPD | Conventional Hydroelectric | 89 | WA | Chelan | 47.9469 | -119.8653 | 1967 | 10
PSEI | Wells | 3886 | U-3 |  |  | No | DOPD | Conventional Hydroelectric | 89 | WA | Chelan | 47.9469 | -119.8653 | 1967 | 9
PSEI | Wells | 3886 | U-4 |  |  | No | DOPD | Conventional Hydroelectric | 89 | WA | Chelan | 47.9469 | -119.8653 | 1967 | 9
PSEI | Wells | 3886 | U-5 |  |  | No | DOPD | Conventional Hydroelectric | 89 | WA | Chelan | 47.9469 | -119.8653 | 1967 | 9
PSEI | Wells | 3886 | U-6 |  |  | No | DOPD | Conventional Hydroelectric | 89 | WA | Chelan | 47.9469 | -119.8653 | 1967 | 9
PSEI | Wells | 3886 | U-7 |  |  | No | DOPD | Conventional Hydroelectric | 89 | WA | Chelan | 47.9469 | -119.8653 | 1967 | 9
PSEI | Wells | 3886 | U-8 |  |  | No | DOPD | Conventional Hydroelectric | 77.4 | WA | Chelan | 47.9469 | -119.8653 | 1968 | 10
PSEI | Wells | 3886 | U-9 |  |  | No | DOPD | Conventional Hydroelectric | 77.4 | WA | Chelan | 47.9469 | -119.8653 | 1969 | 1
SC | V C Summer | 6127 | 1 |  |  | No | SCEG | Nuclear | 1029.6 | SC | Fairfield | 34.2983 | -81.3153 | 1984 | 1
SCEG | Bull Street Plant | 59727 | GEN1 |  |  | Yes | DUK | Natural Gas Fired Combustion Turbine | 2 | SC | Orangeburg | 33.4898 | -80.8703 | 2005 | 4
SCEG | North Road Peak | 7479 | EAST |  |  | Yes | DUK | Petroleum Liquids | 7 | SC | Orangeburg | 33.5452 | -80.9109 | 1987 | 4
SCEG | North Road Peak | 7479 | WEST |  |  | Yes | DUK | Petroleum Liquids | 7 | SC | Orangeburg | 33.5452 | -80.9109 | 1987 | 4
SCEG | Rowesville Rd Plant | 7480 | GEN3 |  |  | Yes | DUK | Natural Gas Fired Combustion Turbine | 4.8 | SC | Orangeburg | 33.4366 | -80.8474 | 1994 | 6
SCEG | Rowesville Rd Plant | 7480 | GEN4 |  |  | Yes | DUK | Natural Gas Fired Combustion Turbine | 4.8 | SC | Orangeburg | 33.4366 | -80.8474 | 1994 | 6
SCEG | Substation 20 Plant | 59728 | GEN1 |  |  | Yes | DUK | Natural Gas Fired Combustion Turbine | 2 | SC | Orangeburg | 33.4402 | -80.8417 | 2014 | 6
SCEG | V C Summer | 6127 | 1 |  |  | Yes | SC | Nuclear | 1029.6 | SC | Fairfield | 34.2983 | -81.3153 | 1984 | 1
SCL | Main Canal Headworks |  |  | 56698 | 160 | No | AVA | Conventional Hydroelectric | [7 empty] | 26.8 | WA | Grant
SCL | Priest Rapids | 3887 | 1 |  |  | No | GCPD | Conventional Hydroelectric | 95 | WA | Grant | 46.6451 | -119.908 | 1961 | 7
SCL | Priest Rapids | 3887 | 10 |  |  | No | GCPD | Conventional Hydroelectric | 95 | WA | Grant | 46.6451 | -119.908 | 1959 | 11
SCL | Priest Rapids | 3887 | 2 |  |  | No | GCPD | Conventional Hydroelectric | 95 | WA | Grant | 46.6451 | -119.908 | 1961 | 5
SCL | Priest Rapids | 3887 | 3 |  |  | No | GCPD | Conventional Hydroelectric | 95 | WA | Grant | 46.6451 | -119.908 | 1960 | 9
SCL | Priest Rapids | 3887 | 4 |  |  | No | GCPD | Conventional Hydroelectric | 95 | WA | Grant | 46.6451 | -119.908 | 1960 | 9
SCL | Priest Rapids | 3887 | 5 |  |  | No | GCPD | Conventional Hydroelectric | 95 | WA | Grant | 46.6451 | -119.908 | 1960 | 4
SCL | Priest Rapids | 3887 | 6 |  |  | No | GCPD | Conventional Hydroelectric | 95 | WA | Grant | 46.6451 | -119.908 | 1960 | 2
SCL | Priest Rapids | 3887 | 7 |  |  | No | GCPD | Conventional Hydroelectric | 95 | WA | Grant | 46.6451 | -119.908 | 1960 | 1
SCL | Priest Rapids | 3887 | 8 |  |  | No | GCPD | Conventional Hydroelectric | 95 | WA | Grant | 46.6451 | -119.908 | 1959 | 12
SCL | Priest Rapids | 3887 | 9 |  |  | No | GCPD | Conventional Hydroelectric | 95 | WA | Grant | 46.6451 | -119.908 | 1959 | 10
SCL | Summer Falls Power Plant |  |  | 56695 | 161 | No | AVA | Conventional Hydroelectric | [7 empty] | 46 | WA | Grant
SCL | Summer Falls Power Plant |  |  | 56695 | 162 | No | AVA | Conventional Hydroelectric | [7 empty] | 46 | WA | Grant
SCL | Wanapum | 3888 | 10A |  |  | No | GCPD | Conventional Hydroelectric | 122 | WA | Grant | 46.8731 | -119.9703 | 2014 | 6
SCL | Wanapum | 3888 | 1A |  |  | No | GCPD | Conventional Hydroelectric | 122 | WA | Grant | 46.8731 | -119.9703 | 2013 | 10
SCL | Wanapum | 3888 | 2A |  |  | No | GCPD | Conventional Hydroelectric | 122 | WA | Grant | 46.8731 | -119.9703 | 2012 | 12
SCL | Wanapum | 3888 | 3A |  |  | No | GCPD | Conventional Hydroelectric | 122 | WA | Grant | 46.8731 | -119.9703 | 2017 | 8
SCL | Wanapum | 3888 | 4A |  |  | No | GCPD | Conventional Hydroelectric | 122 | WA | Grant | 46.8731 | -119.9703 | 2020 | 9
SCL | Wanapum | 3888 | 5A |  |  | No | GCPD | Conventional Hydroelectric | 122 | WA | Grant | 46.8731 | -119.9703 | 2012 | 2
SCL | Wanapum | 3888 | 6A |  |  | No | GCPD | Conventional Hydroelectric | 122 | WA | Grant | 46.8731 | -119.9703 | 2016 | 7
SCL | Wanapum | 3888 | 7A |  |  | No | GCPD | Conventional Hydroelectric | 122 | WA | Grant | 46.8731 | -119.9703 | 2011 | 4
SCL | Wanapum | 3888 | 8A |  |  | No | GCPD | Conventional Hydroelectric | 122 | WA | Grant | 46.8731 | -119.9703 | 2018 | 11
SCL | Wanapum | 3888 | 9A |  |  | No | GCPD | Conventional Hydroelectric | 122 | WA | Grant | 46.8731 | -119.9703 | 2015 | 6
SEC | Hillsborough County Resource Recovery | 50858 | GEN1 |  |  | No | TEC,FPC | Municipal Solid Waste | 29 | FL | Hillsborough | 27.9549 | -82.3405 | 1987 | 4
SEC | Hillsborough County Resource Recovery | 50858 | GEN2 |  |  | No | TEC,FPC | Municipal Solid Waste | 18 | FL | Hillsborough | 27.9549 | -82.3405 | 2009 | 6
SEC | McKay Bay Facility | 50875 | GEN1 |  |  | No | TEC,FPC | Municipal Solid Waste | 22.1 | FL | Hillsborough | 27.9495 | -82.4212 | 1985 | 6
SEC | Oleander Power Project LP | 55286 | OG2 |  |  | No | FPL | Natural Gas Fired Combustion Turbine | 198.9 | FL | Brevard | 28.3661 | -80.7947 | 2002 | 6
SEC | Oleander Power Project LP | 55286 | OG3 |  |  | No | FPL | Natural Gas Fired Combustion Turbine | 198.9 | FL | Brevard | 28.3661 | -80.7947 | 2002 | 7
SEC | Oleander Power Project LP | 55286 | OG4 |  |  | No | FPL | Natural Gas Fired Combustion Turbine | 198.9 | FL | Brevard | 28.3661 | -80.7947 | 2002 | 8
SEC | Shady Hills Generating Station | 55414 | G101 |  |  | No | FPC | Natural Gas Fired Combustion Turbine | 180.4 | FL | Pasco | 28.3665 | -82.5586 | 2002 | 1
SEC | Shady Hills Generating Station | 55414 | G201 |  |  | No | FPC | Natural Gas Fired Combustion Turbine | 180.4 | FL | Pasco | 28.3665 | -82.5586 | 2002 | 1
SEC | Shady Hills Generating Station | 55414 | G301 |  |  | No | FPC | Natural Gas Fired Combustion Turbine | 180.4 | FL | Pasco | 28.3665 | -82.5586 | 2002 | 1
SOCO | E B Harris Electric Generating Plant | 7897 | CT1A |  |  | Yes | DUK | Natural Gas Fired Combined Cycle | 185 | AL | Autauga | 32.3814 | -86.5744 | 2003 | 6
SOCO | Jack McDonough | 710 | 4 |  |  | Yes | SC | Natural Gas Fired Combined Cycle | 369 | GA | Cobb | 33.8239 | -84.4758 | 2011 | 12
SOCO | James H Miller Jr | 6002 | 1 |  |  | Yes | FPL | Conventional Steam Coal | 705.5 | AL | Jefferson | 33.6319 | -87.0597 | 1978 | 10
SOCO | Vogtle | 649 | 3 |  |  | Yes | JEA | Nuclear | 1114 | GA | Burke | 33.1427 | -81.7625 | 2023 | 7
SOCO | Wansley Combined Cycle | 55965 | CT6A |  |  | Yes | DUK | Natural Gas Fired Combined Cycle | 203.1 | GA | Heard | 33.4064 | -85.037 | 2002 | 6
SPA | Carthage | 2121 | 10 |  |  | No | SWPP | Petroleum Liquids | 7 | MO | Jasper | 37.1766 | -94.2994 | 1965 | 7
SPA | Carthage | 2121 | 11 |  |  | No | SWPP | Petroleum Liquids | 4.5 | MO | Jasper | 37.1766 | -94.2994 | 1970 | 7
SPA | Carthage | 2121 | 12 |  |  | No | SWPP | Petroleum Liquids | 4.5 | MO | Jasper | 37.1766 | -94.2994 | 1971 | 7
SPA | Carthage | 2121 | 13 |  |  | No | SWPP | Petroleum Liquids | 6 | MO | Jasper | 37.1766 | -94.2994 | 1976 | 2
SPA | Carthage | 2121 | 14 |  |  | No | SWPP | Petroleum Liquids | 6 | MO | Jasper | 37.1766 | -94.2994 | 1976 | 4
SPA | Carthage | 2121 | 6 |  |  | No | SWPP | Petroleum Liquids | 2.5 | MO | Jasper | 37.1766 | -94.2994 | 1946 | 7
SPA | Carthage | 2121 | 7 |  |  | No | SWPP | Petroleum Liquids | 3 | MO | Jasper | 37.1766 | -94.2994 | 1949 | 7
SPA | Carthage | 2121 | 8 |  |  | No | SWPP | Petroleum Liquids | 3.3 | MO | Jasper | 37.1766 | -94.2994 | 1952 | 7
SPA | Carthage | 2121 | 9 |  |  | No | SWPP | Petroleum Liquids | 5 | MO | Jasper | 37.1766 | -94.2994 | 1957 | 8
SPA | Kennett | 2139 | 10 |  |  | No | SWPP | Petroleum Liquids | 6.2 | MO | Dunklin | 36.2338 | -90.0521 | 1971 | 8
SPA | Kennett | 2139 | 11 |  |  | No | SWPP | Petroleum Liquids | 6.2 | MO | Dunklin | 36.2338 | -90.0521 | 1975 | 8
SPA | Kennett | 2139 | 12 |  |  | No | SWPP | Natural Gas Internal Combustion Engine | 6.4 | MO | Dunklin | 36.2338 | -90.0521 | 2001 | 8
SPA | Kennett | 2139 | 13 |  |  | No | SWPP | Natural Gas Internal Combustion Engine | 6.4 | MO | Dunklin | 36.2338 | -90.0521 | 2001 | 8
SPA | Kennett | 2139 | 9 |  |  | No | SWPP | Petroleum Liquids | 6.2 | MO | Dunklin | 36.2338 | -90.0521 | 1965 | 8
SPA | Malden | 2142 | 2A |  |  | No | SWPP | Petroleum Liquids | 1.8 | MO | Dunklin | 36.5531 | -89.9682 | 1996 | 2
SPA | Malden | 2142 | 3A |  |  | No | SWPP | Petroleum Liquids | 1.8 | MO | Dunklin | 36.5531 | -89.9682 | 1996 | 2
SPA | Malden | 2142 | 4A |  |  | No | SWPP | Petroleum Liquids | 1.8 | MO | Dunklin | 36.5531 | -89.9682 | 1996 | 2
SPA | Malden | 2142 | 5 |  |  | No | SWPP | Petroleum Liquids | 1.4 | MO | Dunklin | 36.5531 | -89.9682 | 1957 | 8
SPA | Malden | 2142 | 6 |  |  | No | SWPP | Petroleum Liquids | 2 | MO | Dunklin | 36.5531 | -89.9682 | 1963 | 8
SPA | Malden | 2142 | 7 |  |  | No | SWPP | Petroleum Liquids | 2.8 | MO | Dunklin | 36.5531 | -89.9682 | 1973 | 8
SPA | Malden | 2142 | 8 |  |  | No | SWPP | Petroleum Liquids | 4.3 | MO | Dunklin | 36.5531 | -89.9682 | 1973 | 8
SPA | Municipal Light | 193 | 1 |  |  | No | SWPP | Petroleum Liquids | 2 | AR | Clay | 36.3858 | -90.1867 | 1963 | 10
SPA | Municipal Light | 193 | 2 |  |  | No | SWPP | Petroleum Liquids | 0.6 | AR | Clay | 36.3858 | -90.1867 | 1952 | 4
SPA | Municipal Light | 193 | 4 |  |  | No | SWPP | Petroleum Liquids | 2.2 | AR | Clay | 36.3858 | -90.1867 | 1976 | 3
SPA | Municipal Light | 193 | 6 |  |  | No | SWPP | Petroleum Liquids | 1.3 | AR | Clay | 36.3858 | -90.1867 | 1959 | 3
SPA | Municipal Light | 193 | 7 |  |  | No | SWPP | Petroleum Liquids | 1.1 | AR | Clay | 36.3858 | -90.1867 | 1955 | 1
SPA | Paragould Reciprocating | 8015 | 011 |  |  | No | SWPP | Natural Gas Internal Combustion Engine | 6.4 | AR | Greene | 36.0242 | -90.5094 | 2001 | 7
SPA | Paragould Reciprocating | 8015 | 021 |  |  | No | SWPP | Natural Gas Internal Combustion Engine | 6.4 | AR | Greene | 36.0242 | -90.5094 | 2001 | 7
SPA | Paragould Reciprocating | 8015 | 031 |  |  | No | SWPP | Natural Gas Internal Combustion Engine | 6.4 | AR | Greene | 36.0242 | -90.5094 | 2001 | 7
SPA | Paragould Solar Farm | 67188 | 1 |  |  | No | SWPP | Solar Photovoltaic | 1.5 | AR | Greene | 36.0257 | -90.4881 | 2021 | 11
SPA | Paragould Turbine | 7283 | 1 |  |  | No | SWPP | Natural Gas Fired Combustion Turbine | 3.4 | AR | Greene | 36.0243 | -90.5092 | 1990 | 8
SPA | Paragould Turbine | 7283 | 2 |  |  | No | SWPP | Natural Gas Fired Combustion Turbine | 3.4 | AR | Greene | 36.0243 | -90.5092 | 1990 | 8
SPA | Paragould Turbine | 7283 | 3 |  |  | No | SWPP | Natural Gas Fired Combustion Turbine | 3.4 | AR | Greene | 36.0243 | -90.5092 | 1990 | 8
SPA | Paragould Turbine | 7283 | 4 |  |  | No | SWPP | Natural Gas Fired Combustion Turbine | 3.4 | AR | Greene | 36.0243 | -90.5092 | 1990 | 8
SPA | Paragould Turbine | 7283 | 5 |  |  | No | SWPP | Petroleum Liquids | 0.3 | AR | Greene | 36.0243 | -90.5092 | 1991 | 2
SPA | Poplar Bluff Generating Station | 7392 | 1 |  |  | No | SWPP | Natural Gas Internal Combustion Engine | 7 | MO | Butler | 36.7597 | -90.3903 | 1976 | 5
SPA | Poplar Bluff Generating Station | 7392 | 2 |  |  | No | SWPP | Natural Gas Internal Combustion Engine | 7 | MO | Butler | 36.7597 | -90.3903 | 1976 | 5
SPA | Poplar Bluff Generating Station | 7392 | 3 |  |  | No | SWPP | Petroleum Liquids | 6.7 | MO | Butler | 36.7597 | -90.3903 | 2002 | 6
SPA | Poplar Bluff Generating Station | 7392 | 4 |  |  | No | SWPP | Natural Gas Internal Combustion Engine | 6.7 | MO | Butler | 36.7597 | -90.3903 | 2002 | 7
SPA | Poplar Bluff Generating Station | 7392 | 5 |  |  | No | SWPP | Natural Gas Internal Combustion Engine | 6.7 | MO | Butler | 36.7597 | -90.3903 | 2002 | 6
SPA | Scenic Hill Solar III | 61869 | SHS3 |  |  | No | SWPP | Solar Photovoltaic | 5 | AR | Johnson | 35.4671 | -93.5152 | 2017 | 12
SPA | Sikeston Power Station | 6768 | 1 |  |  | No | SWPP | Conventional Steam Coal | 261 | MO | Scott | 36.8791 | -89.6209 | 1981 | 9
SPA | White River Lock and Dam 1 | 57160 | LD#1 |  |  | No | SWPP | Conventional Hydroelectric | 4.3 | AR | Independence | 35.7574 | -91.6369 | 2007 | 6
SPA | White River Lock and Dam 2 | 57161 | LD#2 |  |  | No | SWPP | Conventional Hydroelectric | 3.5 | AR | Independence | 35.744 | -91.7654 | 2007 | 3
SPA | White River Lock and Dam 3 | 57162 | LD#3 |  |  | No | SWPP | Conventional Hydroelectric | 4.3 | AR | Stone | 35.8436 | -91.8505 | 2006 | 8
TPWR | Main Canal Headworks | 56698 | 1 |  |  | No | AVA | Conventional Hydroelectric | 26.8 | WA | Grant | 47.6164 | -119.2992 | 1987 | 1
TPWR | Potholes East Canal 66.0 | 56697 | 1 |  |  | No | BPAT | Conventional Hydroelectric | 2.3 | WA | Franklin | 46.3785 | -119.2544 | 1985 | 3
TPWR | Priest Rapids | 3887 | 1 |  |  | No | BPAT | Conventional Hydroelectric | 95 | WA | Grant | 46.6451 | -119.908 | 1961 | 7
TPWR | Priest Rapids | 3887 | 10 |  |  | No | BPAT | Conventional Hydroelectric | 95 | WA | Grant | 46.6451 | -119.908 | 1959 | 11
TPWR | Priest Rapids | 3887 | 2 |  |  | No | BPAT | Conventional Hydroelectric | 95 | WA | Grant | 46.6451 | -119.908 | 1961 | 5
TPWR | Priest Rapids | 3887 | 3 |  |  | No | BPAT | Conventional Hydroelectric | 95 | WA | Grant | 46.6451 | -119.908 | 1960 | 9
TPWR | Priest Rapids | 3887 | 4 |  |  | No | BPAT | Conventional Hydroelectric | 95 | WA | Grant | 46.6451 | -119.908 | 1960 | 9
TPWR | Priest Rapids | 3887 | 5 |  |  | No | BPAT | Conventional Hydroelectric | 95 | WA | Grant | 46.6451 | -119.908 | 1960 | 4
TPWR | Priest Rapids | 3887 | 6 |  |  | No | BPAT | Conventional Hydroelectric | 95 | WA | Grant | 46.6451 | -119.908 | 1960 | 2
TPWR | Priest Rapids | 3887 | 7 |  |  | No | BPAT | Conventional Hydroelectric | 95 | WA | Grant | 46.6451 | -119.908 | 1960 | 1
TPWR | Priest Rapids | 3887 | 8 |  |  | No | BPAT | Conventional Hydroelectric | 95 | WA | Grant | 46.6451 | -119.908 | 1959 | 12
TPWR | Priest Rapids | 3887 | 9 |  |  | No | BPAT | Conventional Hydroelectric | 95 | WA | Grant | 46.6451 | -119.908 | 1959 | 10
TPWR | Summer Falls Power Plant | 56695 | 1 |  |  | No | AVA | Conventional Hydroelectric | 46 | WA | Grant | 47.5025 | -119.2917 | 1985 | 1
TPWR | Summer Falls Power Plant | 56695 | 2 |  |  | No | AVA | Conventional Hydroelectric | 46 | WA | Grant | 47.5025 | -119.2917 | 1985 | 1
TVA | California Ridge Wind Energy LLC | 58008 | CR |  |  | No | MISO | Onshore Wind Turbine | 217 | IL | Vermilion | 40.2117 | -87.8783 | 2012 | 12
TVA | Caney River Wind Project | 57858 | 1 |  |  | No | SWPP | Onshore Wind Turbine | 200 | KS | Elk | 37.46 | -96.42 | 2012 | 1
TVA | White Oak Energy LLC | 57342 | 1 |  |  | No | MISO | Onshore Wind Turbine | 150 | IL | McLean | 40.5908 | -89.0467 | 2011 | 6
WALC | Sundance | 55522 | CT1 |  |  | Yes | AZPS | Natural Gas Fired Combustion Turbine | 60.5 | AZ | Pinal | 32.9285 | -111.5899 | 2002 | 5
WALC | Sundance | 55522 | CT10 |  |  | Yes | AZPS | Natural Gas Fired Combustion Turbine | 60.5 | AZ | Pinal | 32.9285 | -111.5899 | 2002 | 6
WALC | Sundance | 55522 | CT2 |  |  | Yes | AZPS | Natural Gas Fired Combustion Turbine | 60.5 | AZ | Pinal | 32.9285 | -111.5899 | 2002 | 5
WALC | Sundance | 55522 | CT3 |  |  | Yes | AZPS | Natural Gas Fired Combustion Turbine | 60.5 | AZ | Pinal | 32.9285 | -111.5899 | 2002 | 5
WALC | Sundance | 55522 | CT4 |  |  | Yes | AZPS | Natural Gas Fired Combustion Turbine | 60.5 | AZ | Pinal | 32.9285 | -111.5899 | 2002 | 5
WALC | Sundance | 55522 | CT5 |  |  | Yes | AZPS | Natural Gas Fired Combustion Turbine | 60.5 | AZ | Pinal | 32.9285 | -111.5899 | 2002 | 5
WALC | Sundance | 55522 | CT6 |  |  | Yes | AZPS | Natural Gas Fired Combustion Turbine | 60.5 | AZ | Pinal | 32.9285 | -111.5899 | 2002 | 5
WALC | Sundance | 55522 | CT7 |  |  | Yes | AZPS | Natural Gas Fired Combustion Turbine | 60.5 | AZ | Pinal | 32.9285 | -111.5899 | 2002 | 6
WALC | Sundance | 55522 | CT8 |  |  | Yes | AZPS | Natural Gas Fired Combustion Turbine | 60.5 | AZ | Pinal | 32.9285 | -111.5899 | 2002 | 6
WALC | Sundance | 55522 | CT9 |  |  | Yes | AZPS | Natural Gas Fired Combustion Turbine | 60.5 | AZ | Pinal | 32.9285 | -111.5899 | 2002 | 6
WWA | NaturEner Rim Rock Energy | 57995 | RR |  |  | Yes | AVA | Onshore Wind Turbine | 189 | MT | Toole | 48.8203 | -112.1033 | 2012 | 12
YAD | Narrows (NC) | 54894 | YN4 |  |  | Yes | DUK | Conventional Hydroelectric | 30.4 | NC | Stanly | 35.4189 | -80.0917 | 1924 | 12