## F412_Schedule_10
UTILITY_ID | UTILITY_NAME | TRANSLINE_NO | TERMINAL_LOC_FROM | TERMINAL_LOC_TO | PERCENT_OWNED | LINE_LENGTH(MILES) | LINE_TYPE | VOLTAGE_TYPE | VOLTAGE_OPERATING(KV) | VOLTAGE_DESIGN(KV) | CONDUCTOR_SIZE(MCM) | CONDUCTOR_MAT_TYPE | CONDUCTOR_CONFIG | CIRCUIT_PERSTRUCT_PRES | CIRCUIT_PERSTRUCT_ULT | POLE_TOWER_TYPE | RATED_CAPACITY(MVA)
189 | Alabama Electric Coop Inc | 1 | Lowman | Chatom | 100 | 19.94 | OH | AC | 230 | 230 | 1351.5 | ACSR | Single | 1 | 1 | Wooden H-Frame | 500
189 | Alabama Electric Coop Inc | 2 | Chatom | Waynesboro | 42.7 | 32.11 | OH | AC | 230 | 230 | 1351.5 | ACSR | Single | 1 | 1 | Wooden H-Frame | 469
189 | Alabama Electric Coop Inc | 3 | McIntosh | Benndale | 49.4 | 52.59 | OH | AC | 230 | 230 | 1351.5 | ACSR | Single | 1 | 1 | Wooden H-Frame | 586
189 | Alabama Electric Coop Inc | 4 | Belleville | Gantt | 100 | 40.36 | OH | AC | 230 | 230 | 1351.5 | ACSR | Single | 1 | 1 | Wooden H-Frame | 469
189 | Alabama Electric Coop Inc | 5 | Gantt | Opp | 100 | 17.69 | OH | AC | 230 | 230 | 1351.5 | ACSR | Single | 1 | 1 | Wooden H-Frame | 586
189 | Alabama Electric Coop Inc | 6 | Opp | Liberty | 100 | 22.43 | OH | AC | 230 | 230 | 1351.5 | ACSR | Single | 1 | 1 | Wooden H-Frame | 586
189 | Alabama Electric Coop Inc | 7 | W. McIntosh | Lowman | 11.75 | 20.34 | OH | AC | 230 | 230 | 1351.5 | ACSR | Single | 1 | 1 | Steel Tower | 602
189 | Alabama Electric Coop Inc | 8 | Lowman | Alabama River Newsprint | 7.65 | 31.12 | OH | AC | 230 | 230 | 1351.5 | ACSR | Single | 1 | 1 | Steel Tower | 469
189 | Alabama Electric Coop Inc | 9 | Alabama River Newprint | Bellville | 39.19 | 31.41 | OH | AC | 230 | 230 | 1351.5 | ACSR | Single | 1 | 1 | Steel Tower | 469
189 | Alabama Electric Coop Inc | 10 | Gantt | Opp | 100 | 18.41 | OH | AC | 230 | 230 | 1351.5 | ACSR | Single | 1 | 1 | Steel Pole | 586
298 | Alexandria City of | 1 | HUNTER STATION | PRESCOTT | 100 | 6.7 | OH | AC | 138 | 138 | 636 | Other | Single | 1 | 1 | SINGLE WOOD POLE
298 | Alexandria City of | 2 | HUNTER STATION E-LOOP | BAYOU RAPIDES SUB. | 100 | 2 | OH | AC | 138 | 138 | 636 | Other | Single | 1 | 1 | SINGLE WOOD POLE
298 | Alexandria City of | 3 | BAYOU RAPIDES SUB | TWIN BRIDGES SUB | 100 | 4 | OH | AC | 138 | 138 | 127 | Other | Single | 1 | 1 | SINGLE WOOD POLE
298 | Alexandria City of | 4 | BAYOU RAPIDES SUB | PRESCOTT SUB | 100 | 2.5 | OH | AC | 138 | 138 | 636 | Other | Single | 1 | 1 | SINGLE WOOD POLE
298 | Alexandria City of | 5 | TWIN BRIDGES SUB | CLECO | 100 | 1 | OH | AC | 138 | 138 | 1272 | Other | Single | 1 | 1 | SINGLE WOOD POLE
332 | Allegheny Electric Coop Inc | 1 | Berwick, PA | Sunbury, PA | 100 | 42 | OH | AC | 500 | 500 | 2493 | ACAR | Triple | 1 | 1 | Steel, H-Frame
416 | Altus City of | 1 | Tamarack Substation | 2 miles West of above | 100 | 2 | OH | AC | 138 | 138 | 477 | ACSR | Other | 1 | 1 | Single Post | 30
807 | Arkansas Electric Corp | 1 | Fitzhugh | SPA | 100 | 7.95 | OH | AC | 161 | 161 | 556.5 | ACSR | Other | 1 | 1 | Wooden H-Frame | 187.56
807 | Arkansas Electric Corp | 2 | Dell | NYSS #1 | 100 | 14.78 | OH | AC | 161 | 161 | 954 | ACSR | Other | 1 | 1 | Wooden H-Frame | 260.93
807 | Arkansas Electric Corp | 3 | Dell | NYSS #2 | 100 | 14.8 | OH | AC | 161 | 161 | 954 | ACSR | Other | 1 | 1 | Wooden H-Frame | 260.93
807 | Arkansas Electric Corp | 4 | Dell | NYSS #3 | 100 | 15.85 | OH | AC | 161 | 161 | 954 | ACSR | Other | 1 | 1 | Wooden H-Frame | 260.93
807 | Arkansas Electric Corp | 5 | Dell | NYSS #4 | 100 | 15.87 | OH | AC | 161 | 161 | 954 | ACSR | Other | 1 | 1 | Wooden H-Frame | 260.93
807 | Arkansas Electric Corp | 6 | NYSS | NSSS #1 | 100 | 5.44 | OH | AC | 161 | 161 | 954 | ACSR | Other | 1 | 1 | Wooden H-Frame | 260.93
807 | Arkansas Electric Corp | 7 | NYSS | NSSS #2 | 100 | 5.38 | OH | AC | 161 | 161 | 954 | ACSR | Other | 1 | 1 | Wooden H-Frame | 260.93
807 | Arkansas Electric Corp | 8 | NYSS | NSSS #3 | 100 | 5.38 | OH | AC | 161 | 161 | 954 | ACSR | Other | 1 | 1 | Wooden H-Frame | 260.93
807 | Arkansas Electric Corp | 9 | NYSS | Barfield | 100 | 0.42 | OH | AC | 161 | 161 | 954 | ACSR | Other | 1 | 1 | Wooden H-Frame | 260.93
807 | Arkansas Electric Corp | 10 | CT1 | Hope | 100 | 3.6 | OH | AC | 138 | 138 | 1272 | ACSR | Other | 2 | 2 | Wooden H-Frame | 222.09
924 | Associated Electric Coop Inc | 1 | MAID | Chouteau | 100 | 0.6 | OH | AC | 161 | 161 | 1590 | ASCR | Double | 1 | 1 | Wood Pole H-Frame | 608
924 | Associated Electric Coop Inc | 2 | McCredie (AECI) | McCredie (Ameren) | 100 | 0.15 | OH | AC | 345 | 345 | 954 | ACSR | Double | 1 | 1 | Wood Pole H-Frame | 968
924 | Associated Electric Coop Inc | 3 | Fletcher | Salem Tap | 100 | 31.6 | OH | AC | 345 | 345 | 795 | ACSR | Double | 1 | 1 | Wood Pole H-Frame | 870
924 | Associated Electric Coop Inc | 4 | Fletcher | Wilhelmina | 100 | 89.8 | OH | AC | 345 | 345 | 795 | ACSR | Double | 1 | 1 | Wood Pole H-Frame | 870
924 | Associated Electric Coop Inc | 5 | Franks | Salem Tap | 100 | 35.26 | OH | AC | 345 | 345 | 795 | ACSR | Double | 1 | 1 | Wood Pole H-Frame | 870
924 | Associated Electric Coop Inc | 6 | Huben | Franks | 100 | 52.53 | OH | AC | 345 | 345 | 795 | ACSR | Double | 1 | 1 | Wood Pole H-Frame | 870
924 | Associated Electric Coop Inc | 7 | Huben | Morgan | 100 | 48.33 | OH | AC | 345 | 345 | 795 | ACSR | Double | 1 | 1 | Wood Pole H-Frame | 870
924 | Associated Electric Coop Inc | 8 | Fairport | St. Joe | 100 | 27.76 | OH | AC | 345 | 345 | 954 | ACSR | Double | 1 | 1 | Wood Pole H-Frame | 1369
924 | Associated Electric Coop Inc | 9 | McCredie (AECI) | Thomas Hill | 100 | 55.09 | OH | AC | 345 | 345 | 954 | ACSR | Double | 1 | 1 | Wood Pole H-Frame | 968
924 | Associated Electric Coop Inc | 10 | New Madrid | Wilhelmina | 100 | 33.04 | OH | AC | 345 | 345 | 795 | ACSR | Double | 1 | 1 | Wood Pole H-Frame | 870
924 | Associated Electric Coop Inc | 11 | St. Francis | Wilhelmina | 100 | 4.31 | OH | AC | 345 | 345 | 795 | ACSR | Double | 1 | 1 | Wood Pole H-Frame | 870
924 | Associated Electric Coop Inc | 12 | Fairport | Cooper | 100 | 73.94 | OH | AC | 345 | 345 | 954 | ACSR | Double | 1 | 1 | Wood Pole H-Frame | 1369
924 | Associated Electric Coop Inc | 13 | McCredie (AECI) | Kingdom City | 100 | 4.18 | OH | AC | 345 | 345 | 954 | ACSR | Double | 1 | 1 | Wood Pole H-Frame | 968
924 | Associated Electric Coop Inc | 14 | Bland (Ameren) | Callaway (Ameren) | 50 | 31.6 | OH | AC | 345 | 345 | 1590 | ACSR | Double | 2 | 2 | Steel Tower | 1417
924 | Associated Electric Coop Inc | 15 | Flint Creek | Monett | 100 | 49.89 | OH | AC | 345 | 345 | 795 | ACSR | Double | 1 | 1 | Wood Pole H-Frame | 870
924 | Associated Electric Coop Inc | 16 | Morgan | Neosho | 100 | 60.49 | OH | AC | 345 | 345 | 795 | ACSR | Double | 1 | 1 | Wood Pole H-Frame | 870
924 | Associated Electric Coop Inc | 17 | Salem Tap | Salem | 100 | 1.5 | OH | AC | 345 | 345 | 795 | ACSR | Double | 1 | 1 | Wood Pole H-Frame | 870
924 | Associated Electric Coop Inc | 18 | New Madrid | Dell | 100 | 45.7 | OH | AC | 500 | 500 | 954 | ACSR | Triple | 1 | 1 | Steel Tower | 2105
1009 | Austin City of | 1 | SMMPA 161kv | Adams MN Substation | 100 | 19.8 | OH | AC | 161 | 161 | 795 | ACSR | Other | 1 | 1 | Single Pole-Wood/Steel/Concret
1009 | Austin City of | 2 | SMMPA 161kv | Hayward MN Substation | 100 | 16.6 | OH | AC | 161 | 161 | 795 | ACRS | Other | 1 | 1 | Single Pole-Wood/Steel/Concret
1015 | Austin City of | 1 | Decker | Sprinkle | 100 | 4.41 | OH | AC | 138 | 138 | 795 | ACSR Drake | Double | 3 | 3 | Steel Tower | 478
1015 | Austin City of | 2 | Daffing | Decker | 100 | 0.39 | OH | AC | 138 | 138 | 795 | ACSR Drake | Single | 1 | 1 | Wood & Steel Poles | 240
1015 | Austin City of | 3 | Dessau | McNeiln | 100 | 3.69 | OH | AC | 138 | 138 | 795 | ACSR Drake | Double | 3 | 3 | Steel Tower | 478
1015 | Austin City of | 4 | Sprinkle | Dessau | 100 | 1.58 | OH | AC | 138 | 138 | 795 | ACSR Drake | Double | 3 | 3 | Steel Tower | 480
1015 | Austin City of | 5 | McNeilin | Summitn | 100 | 2.03 | OH | AC | 138 | 138 | 795 | ACSR Drake | Double | 2 | 2 | Steel Tower | 478
1015 | Austin City of | 6 | McNeils | Summits | 100 | 2.03 | OH | AC | 138 | 138 | 795 | ACSR Drake | Double | 2 | 2 | Steel Tower | 478
1015 | Austin City of | 7 | Decker | Ed Blue | 100 | 4.15 | OH | AC | 138 | 138 | 795 | ACSR Drake | Double | 2 | 2 | Steel Pole & Steel Tower | 478
1015 | Austin City of | 8 | Ed Blue | KingsMB1 | 100 | 2.36 | OH | AC | 138 | 138 | 795 | ACSR Drake | Double | 2 | 2 | Steel Pole & Steel Tower | 480
1015 | Austin City of | 9 | KingsMB1 | Walnutck | 100 | 2.44 | OH | AC | 138 | 138 | 795 | ACSR Drake | Double | 2 | 2 | Steel Tower | 478
1015 | Austin City of | 10 | UtbalC8 | HamilMB2 | 100 | 1.54 | OH | AC | 138 | 138 | 795 | ACSR Drake | Double | 1 | 1 | Steel Pole | 480
1015 | Austin City of | 11 | Northlnd | Steck | 100 | 2.34 | OH | AC | 138 | 138 | 795 | ACSR Drake | Double | 2 | 2 | Steel Pole | 480
1015 | Austin City of | 12 | Beecreek | LakeShor | 100 | 1.74 | OH | AC | 138 | 138 | 954 | SSAC Rail | Single | 1 | 1 | Steel Pole | 420
1015 | Austin City of | 13 | Austndam | Beecrreek | 100 | 0.31 | OH | AC | 138 | 138 | 795 | SSAC PUFFIN | Single | 1 | 1 | Steel Tower | 380
1015 | Austin City of | 14 | Riverpls | Jett | 100 | 5.16 | OH | AC | 138 | 138 | 795 | ACSR Drake | Single | 2 | 2 | Steel Pole & Steel Tower | 240
1015 | Austin City of | 15 | Lytton | Slaughter | 100 | 17.51 | OH | AC | 138 | 138 | 795 | ACSR Drake/SSAC Rail | Double | 2 | 2 | Steel Pole & Concrete Pole | 480
1015 | Austin City of | 16 | Bergstrm | Onion Ck | 100 | 3.92 | OH | AC | 138 | 138 | 795 | ACSR Drake | Single | 1 | 2 | Steel Pole | 480
1015 | Austin City of | 17 | Techridge | Howard | 100 | 1.72 | OH | AC | 138 | 138 | 795 | ACSR Drake | Single | 1 | 1 | Steel Pole | 478
1015 | Austin City of | 18 | Austro345 | Lostpines | 100 | 17.67 | OH | AC | 345 | 345 | 1590 | ACSR Lapwing | Double | 2 | 2 | Steel Pole & Steel Tower | 1700
1015 | Austin City of | 19 | Holman | Lytton | 50 | 50.51 | OH | AC | 345 | 345 | 795 | ACSR (TW) Condor | Double | 2 | 2 | Steel Tower | 1090
1015 | Austin City of | 20 | FPPYD | Holman | 50 | 10.88 | OH | AC | 345 | 345 | 795 | ACSR (TW) Condor/ ACSR Drake | Double | 2 | 2 | Steel Tower | 1090
1015 | Austin City of | 21 | So Tex 5 | Holman | 100 | 93.9 | OH | AC | 345 | 345 | 795 | ACSR Drake | Double | 1 | 1 | Stel Pole & Steel Tower | 1125
1015 | Austin City of | 22 | Lostpines | FPPYD1 | 100 | 39.26 | OH | AC | 345 | 345 | 795 | ACSR Drake | Double | 2 | 2 | Steel Pole& Steel Tower | 1125
1015 | Austin City of | 23 | Riverpls | Hiddenval | 100 | 3.7 | OH | AC | 138 | 138 | 795 | ACSR Drake | Double | 2 | 2 | Steel Pole & Steel Tower | 478
1015 | Austin City of | 24 | Austrop | Lost Pines | 100 | 17.85 | OH | AC | 345 | 345 | 1590 | ACSR Lapwing | Double | 2 | 2 | Steel Pole & Steel Tower | 1700
1015 | Austin City of | 25 | Sand Hill | Onion Creek | 100 | 0.21 | OH | AC | 138 | 138 | 1590 | ACSR Lapwing | Double | 1 | 1 | Steel Pole | 710
1015 | Austin City of | 26 | Sand Hill | Onion Creek | 100 | 0.24 | OH | AC | 138 | 138 | 1590 | ACSR Lapwing | Double | 1 | 1 | Steel Pole | 710
1015 | Austin City of | 27 | Lost Pines | FPP | 100 | 39.26 | OH | AC | 345 | 345 | 795 | ACSR Drake | Double | 2 | 2 | Steel Pole & Steel Tower | 710
1015 | Austin City of | 28 | Lakeshor | Northlnd | 100 | 4.41 | OH | AC | 138 | 138 | 795 | SSAC Puffin | Single | 1 | 1 | Wood Pole & Steel Pole | 380
1015 | Austin City of | 29 | Decker | Walnutck | 100 | 3.4 | OH | AC | 138 | 138 | 795 | ACSR Drake | Double | 2 | 2 | Steel Tower | 478
1015 | Austin City of | 30 | Brodie | Oakhill | 100 | 5.07 | OH | AC | 138 | 138 | 795 | ACSR Drake/SSAC Rail | Double | 1 | 1 | Steel Pole | 478
1015 | Austin City of | 31 | Slaughter | Brodie | 100 | 2.99 | OH | AC | 138 | 138 | 795 | ACSR Drake | Double | 1 | 1 | Steel Pole | 478
1015 | Austin City of | 32 | Austro13 | Decker | 100 | 8.74 | OH | AC | 138 | 138 | 795 | ACSR Drake | Double | 2 | 2 | Steel Tower | 478
1015 | Austin City of | 33 | Austro13 | McNeilw | 100 | 18.3 | OH | AC | 138 | 138 | 795 | ACSR Drake | Double | 3 | 3 | Steel Tower & Steel Pole | 478
1015 | Austin City of | 34 | Onion Ck | Decker | 100 | 7 | OH | AC | 138 | 138 | 795 | ACSR Drake | Double | 2 | 2 | Steel Tower & Steel Pole | 478
1015 | Austin City of | 35 | Hicrsm1 | Pilot Kb | 100 | 5.64 | OH | AC | 138 | 138 | 795 | ACSR Drake | Double | 2 | 2 | Steel Pole & Steel Tower | 480
1015 | Austin City of | 36 | HICRSMB1 | Salemwlk | 100 | 2.52 | OH | AC | 138 | 138 | 795 | ACSR Drake | Double | 3 | 3 | Steel Pole | 478
1015 | Austin City of | 37 | Lytton | HICRSMB1 | 100 | 2.52 | OH | AC | 138 | 138 | 795 | ACSR Drake | Double | 3 | 3 | Steel Pole | 478
1015 | Austin City of | 38 | Barton | Patton | 100 | 4.49 | OH | AC | 138 | 138 | 795 | ACSR Drake | Double | 2 | 2 | Steel Pole | 240
1015 | Austin City of | 39 | Barton | Salemwlk | 100 | 3.97 | OH | AC | 138 | 138 | 795 | ACSR Drake | Double | 2 | 2 | Steel Power & Steel Pole | 480
1015 | Austin City of | 40 | Angusval | Jett | 100 | 2.78 | OH | AC | 138 | 138 | 795 | ACSR Drake | Single | 2 | 2 | Steel Tower | 240
1015 | Austin City of | 41 | Barton | Commonfd | 100 | 4.03 | OH | AC | 138 | 138 | 795 | ACSR Drake | Double | 2 | 2 | Steel Tower | 480
1015 | Austin City of | 42 | Hiddenval | Commonfd | 100 | 5.7 | OH | AC | 138 | 138 | 795 | ACSR Drake | Double | 1 | 1 | Steel Pole & Steel Tower | 478
1015 | Austin City of | 43 | Fiskvill | McNeils | 100 | 2.28 | OH | AC | 138 | 138 | 954 | SSAC Drake | Single | 3 | 3 | Wood Pole | 380
1015 | Austin City of | 44 | Hamilmb2 | Angusval | 100 | 1.95 | OH | AC | 138 | 138 | 795 | ACSR Drake | Single | 2 | 2 | Steel Tower | 240
1015 | Austin City of | 45 | Cameron | Fiskvill | 100 | 1.71 | OH | AC | 138 | 138 | 795 | SSAC Drake | Single | 1 | 1 | Wood Pole & Steel Pole | 380
1015 | Austin City of | 46 | Cameron | Wheless | 100 | 1.84 | OH | AC | 138 | 138 | 795 | SSAC Drake | Single | 1 | 1 | Wood Pole | 380
1015 | Austin City of | 47 | Kings DB | Wheless | 100 | 3.33 | OH | AC | 138 | 138 | 795 | SSAC Drake/ACSR Drake | Double | 1 | 2 | Wood Pole | 380
1015 | Austin City of | 48 | Hamilton | Summits | 100 | 1.18 | OH | AC | 138 | 138 | 795 | ACSR Drake | Double | 2 | 1 | Steel Tower | 480
1015 | Austin City of | 49 | Hamilton | Williamsn | 100 | 4.21 | OH | AC | 138 | 138 | 795 | ACSR Drake | Single | 1 | 1 | Steel Tower | 240
1015 | Austin City of | 50 | Summitn | Williamsn | 100 | 3.54 | OH | AC | 138 | 138 | 795 | ACSR Drake | Single | 1 | 1 | Steel Pole & Wood Pole | 240
1015 | Austin City of | 51 | Utbalc 8 | Steck | 100 | 1.82 | OH | AC | 138 | 138 | 795 | ACSR Darke | Double | 2 | 2 | Steel Pole | 480
1015 | Austin City of | 52 | Lytton | Pilot KB | 100 | 11.13 | OH | AC | 138 | 138 | 795 | ACSR Drake | Double | 1 | 1 | Steel Pole | 478
1015 | Austin City of | 53 | Carson | Pilot KB | 100 | 2.83 | OH | AC | 138 | 138 | 795 | ACSR Drake | Double | 1 | 2 | Steel Pole | 480
1015 | Austin City of | 54 | Carson | AMD | 100 | 3.21 | OH | AC | 138 | 138 | 795 | ACSR Drake | Double | 1 | 1 | Steel Pole & Concrete Pole | 480
1015 | Austin City of | 55 | AMD | Grove | 100 | 0.93 | OH | AC | 138 | 138 | 954 | ACSR Drake | Double | 1 | 1 | Steel Pole | 480
1015 | Austin City of | 56 | Grove | Kingsmb1 | 100 | 5.01 | OH | AC | 138 | 138 | 795 | ACSR Drake/SSAC Rail | Double | 1 | 1 | Steel Pole & Steel Tower & Woo | 420
1015 | Austin City of | 57 | Onion Ck | Pilot KB | 100 | 5.72 | OH | AC | 138 | 138 | 795 | ACSR Drake | Double | 2 | 2 | Steel Pole | 480
1015 | Austin City of | 58 | AustnDam | HICRSMB1 | 100 | 3.49 | OH | AC | 138 | 138 | 954 | SSAC Rail | Single | 1 | 1 | Wood & Steel Poles | 420
1015 | Austin City of | 59 | Jollyvil | Williamsn | 100 | 4.82 | OH | AC | 138 | 138 | 795 | ACSR Drake/SSAC Rail | Double | 1 | 1 | Wood & Steel Poles | 420
1015 | Austin City of | 60 | Howard | Jollyvil | 100 | 7.69 | OH | AC | 138 | 138 | 795 | ACSR Drake | Double | 1 | 1 | Steel Pole | 480
1015 | Austin City of | 61 | Garfield | Onion Ck | 100 | 11.17 | OH | AC | 138 | 138 | 795 | ACSR Drake | Double | 2 | 2 | Steel Pole | 480
1015 | Austin City of | 62 | Garfield | HICRSMB2 | 100 | 13.8 | OH | AC | 138 | 138 | 795 | ACSR Drake | Double | 2 | 2 | Steel Pole & Steel Tower | 480
1015 | Austin City of | 63 | Burleson | Seaholm | 100 | 5.83 | OH | AC | 138 | 138 | 795 | ACSR Drake | Double | 1 | 1 | Steel Pole & Steel Tower | 480
1015 | Austin City of | 64 | Oakhill | Patton | 50 | 0.92 | OH | AC | 138 | 138 | 795 | ACSR Drake/SSAC Rail | Double | 2 | 2 | Steel Pole | 480
1015 | Austin City of | 65 | McNeiln | Howard | 50 | 2.81 | OH | AC | 138 | 138 | 795 | ACSR Drake/SSAC Rail | Double | 1 | 2 | Steel Pole | 478
1015 | Austin City of | 66 | Austro13 | Dessau | 100 | 14.91 | OH | AC | 138 | 138 | 795 | ACSR Drake | Double | 2 | 2 | Steel Tower | 480
1015 | Austin City of | 67 | Dessau | Techridge | 100 | 4.49 | OH | AC | 138 | 138 | 795 | ACSR Drake | Double | 1 | 1 | Steel Tower & Steel Pole | 480
1015 | Austin City of | 68 | Warren | Seahm8 | 100 | 3.73 | OH | AC | 138 | 138 | 795 | ACSR Drake/SSAC Rail | Double | 1 | 1 | Steel Pole | 480
1015 | Austin City of | 69 | Warren | Northlnd | 100 | 1.82 | OH | AC | 138 | 138 | 795 | ACSR Drake | Double | 1 | 1 | Steel Pole | 480
1015 | Austin City of | 70 | Austindam | Seahm8 | 100 | 3 | OH | AC | 138 | 138 | 954 | SSAC Rail | Single | 1 | 1 | Steel Pole & Wood Pole | 420
1015 | Austin City of | 71 | Bergstrm | Burleson | 100 | 4.56 | OH | AC | 138 | 138 | 795 | ACSR Drake/SSAC Rail | Double | 1 | 1 | Steel pole & Concrete Pole | 480
1015 | Austin City of | 72 | Riverpls | Hamilton | 100 | 5.8 | OH | AC | 138 | 138 | 795 | ACSR Drake | Double | 2 | 2 | Steel Tower & Steel Pole | 240
1015 | Austin City of | 73 | Lost Pines | FPP | 100 | 39.26 | OH | AC | 345 | 345 | 795 | ACSR | Single | 2 | 2 | Steel Pole & Steel Tower | 1125
1307 | Basin Electric Power Coop | 1 | Antelope Valley | Broadland | 100 | 299.19 | OH | AC | 345 | 500 | 2306.2 | ACSR | Double | 1 | 1 | Steel Tower | 478
1307 | Basin Electric Power Coop | 2 | Antelope Valley | Leland Olds | 100 | 30.61 | OH | AC | 345 | 345 | 2306.2 | ACSR | Single | 1 | 1 | Steel Tower | 717
1307 | Basin Electric Power Coop | 3 | Antelope Valley | Leland Olds | 100 | 30.86 | OH | AC | 345 | 345 | 2306.5 | ACSR | Single | 1 | 1 | Steel Tower | 717
1307 | Basin Electric Power Coop | 4 | Leland Olds | Groton | 100 | 212.57 | OH | AC | 345 | 345 | 2183 | ACSR | Single | 1 | 1 | Steel Tower | 717
1307 | Basin Electric Power Coop | 5 | Groton | Watertown | 100 | 70.2 | OH | AC | 345 | 345 | 2183 | ACSR | Single | 1 | 1 | Steel Tower | 600
1307 | Basin Electric Power Coop | 6 | Leland Olds | Ft. Thompson | 100 | 243.12 | OH | AC | 345 | 345 | 2183 | ACSR | Single | 1 | 1 | Steel Tower | 680
1307 | Basin Electric Power Coop | 7 | Laramie River | Sidney | 42.27 | 122.83 | OH | AC | 345 | 345 | 2306.2 | ACSR | Single | 1 | 1 | Steel Tower | 956
1307 | Basin Electric Power Coop | 8 | Laramic River | Stegall | 42.27 | 56.63 | OH | AC | 345 | 345 | 2306.2 | ACSR | Single | 2 | 2 | Steel Tower | 956
1307 | Basin Electric Power Coop | 9 | Sidney | Stegall | 42.27 | 68.93 | OH | AC | 345 | 345 | 2306.2 | ACSR | Single | 1 | 1 | Steel Tower | 956
1307 | Basin Electric Power Coop | 10 | Laramie River | Ault | 42.27 | 109.74 | OH | AC | 345 | 345 | 1272 | ACSR | Double | 1 | 1 | Steel Tower | 956
1307 | Basin Electric Power Coop | 11 | Laramie River | Story | 42.27 | 172.96 | OH | AC | 345 | 345 | 1272 | ACSR | Double | 1 | 1 | Steel Tower | 956
1307 | Basin Electric Power Coop | 12 | Antelope Valley | Charlie Creek | 75 | 69.93 | OH | AC | 345 | 345 | 2306.2 | ACSR | Single | 1 | 1 | Steel Tower | 359
1307 | Basin Electric Power Coop | 13 | Broadland | Huron | 100 | 2.74 | OH | AC | 230 | 230 | 2306.2 | ACSR | Single | 1 | 1 | Steel Tower | 400
1307 | Basin Electric Power Coop | 14 | Leland Olds | Basin Electric Sub | 100 | 0.88 | OH | AC | 230 | 230 | 954 | ACSR | Single | 1 | 1 | Steel Tower | 100
1307 | Basin Electric Power Coop | 15 | Leland Olds | Logan | 100 | 67.73 | OH | AC | 230 | 230 | 954 | ACSR | Single | 1 | 1 | Wood Pole | 319
1307 | Basin Electric Power Coop | 16 | Leland Olds | Washburn | 100 | 12.42 | OH | AC | 230 | 230 | 954 | ACSR | Single | 2 | 2 | Steel Tower | 319
1307 | Basin Electric Power Coop | 17 | Logan | Tioga | 100 | 98 | OH | AC | 230 | 230 | 954 | ACSR | Single | 1 | 1 | Wood Pole | 239
1307 | Basin Electric Power Coop | 18 | Tioga | Sask Border | 100 | 47.25 | OH | AC | 230 | 230 | 954 | ACSR | Single | 1 | 1 | Wood Pole | 200
1307 | Basin Electric Power Coop | 19 | Phillip | Phillip Tap | 100 | 15.36 | OH | AC | 230 | 230 | 954 | ACSR | Single | 1 | 1 | Wood Pole | 100
1307 | Basin Electric Power Coop | 20 | Pahoja | Cleveland | 100 | 12.1 | OH | AC | 230 | 230 | 795 | ACSR | Single | 1 | 1 | Wood Pole | 60
1307 | Basin Electric Power Coop | 21 | Spearfish | Yellow Creek | 100 | 18.46 | OH | AC | 230 | 230 | 1272 | ACSR | Single | 1 | 1 | Steel Towers & Wood Poles | 478
1307 | Basin Electric Power Coop | 22 | Laramie River | Stegall | 42.27 | 56.63 | OH | AC | 230 | 230 | 2306.2 | ACSR | Single | 2 | 2 | Steel Tower | 478
1307 | Basin Electric Power Coop | 23 | Laramie River | Dave Johnston | 42.27 | 74.3 | OH | AC | 230 | 230 | 1272 | ACSR | Single | 1 | 1 | Wood Pole | 441
1307 | Basin Electric Power Coop | 24 | Osage | Yellow Creek | 92.13 | 43.18 | OH | AC | 230 | 230 | 1272 | ACSR | Single | 1 | 1 | Steel Towers & Wood Poles | 478
1572 | Badger Power Marketing Auth | 1 | Shawano East | Shawano West | 100 | 2.5 | OH | AC | 34.5 | 138 | 795 | ACSR | Single | 1 | 3 | Single Wood Pole | 239
1572 | Badger Power Marketing Auth | 2 | Lincoln Sub | Cloverleaf Sub | 100 | 4.2 | OH | AC | 34.5 | 138 | 336 | ACSR | Single | 1 | 3 | Single Wood Pole | 32
1572 | Badger Power Marketing Auth | 3 | Cloverleaf Sub | Clintonville Sub | 100 | 10 | OH | AC | 34.5 | 138 | 336 | ACSR | Single | 1 | 3 | Single Wood Pole | 32
1586 | Bentonville City of | 1 | AEP SWEPCO | City Substation E | 100 | 0.5 | OH | AC | 161 | 161 | 477 | ACSR | Single | 1 | 1 | WOOD AND STEEL | 199
1738 | Bonneville Power Admin | 1 | Aberdeen Tap | Olympia-Cosmopolis No. 1 | 100 | 14.24 | OH | AC | 115 | 230 | [5 empty] | Steel
1738 | Bonneville Power Admin | 2 | Addy | Colville No.1 | 100 | 14.7 | OH | AC | 115 | 230 | [5 empty] | Steel/Wood
1738 | Bonneville Power Admin | 3 | Addy | Cusick No. 1 | 100 | 25.77 | OH | AC | 230 | 230 | [5 empty] | Steel/Wood
1738 | Bonneville Power Admin | 4 | Albeni Falls | Bonners Ferry No. 1 | 100 | 33.13 | OH | AC | 115 | 230 | [5 empty] | Steel/Wood
1738 | Bonneville Power Admin | 5 | Albeni Falls | Bonners Ferry No. 2 | 100 | 32.9 | OH | AC | 115 | 230 | [5 empty] | Steel/Wood
1738 | Bonneville Power Admin | 6 | Albeni Falls | Rathdrum No. 1 | 100 | 0.23 | OH | AC | 115 | 230 | [5 empty] | Steel
1738 | Bonneville Power Admin | 7 | Allston | Clatsop No. 1 | 100 | 42.59 | OH | AC | 230 | 230 | [5 empty] | Steel/Wood
1738 | Bonneville Power Admin | 8 | Allston | Driscoll No. 1 | 100 | 20.01 | OH | AC | 230 | 230 | [5 empty] | Steel/Wood
1738 | Bonneville Power Admin | 9 | Allston | Driscoll No. 1 | 100 | 0.96 | OH | AC | 230 | 287 | [5 empty] | Steel
1738 | Bonneville Power Admin | 10 | Allston | Driscoll Stub Line | 100 | 1.09 | OH | AC | 230 | 230 | [5 empty] | Steel
1738 | Bonneville Power Admin | 11 | Alvey | Dixonville No. 1 | 50 | 29.01 | OH | AC | 500 | 500 | [5 empty] | Steel
1738 | Bonneville Power Admin | 12 | Alvey | Fairview No. 1 | 100 | 97.46 | OH | AC | 230 | 230 | [5 empty] | Steel/Wood
1738 | Bonneville Power Admin | 13 | Alvey | Lane No. 1 | 100 | 13.41 | OH | AC | 230 | 230 | [5 empty] | Steel
1738 | Bonneville Power Admin | 14 | Anaconda | Silver Bow No.1 | 100 | 12.24 | OH | AC | 115 | 230 | [5 empty] | Wood
1738 | Bonneville Power Admin | 15 | Ashe | Hanford No. 1 | 100 | 17.31 | OH | AC | 500 | 500 | [5 empty] | Steel
1738 | Bonneville Power Admin | 16 | Ashe | Marion No. 2 | 100 | 224.06 | OH | AC | 500 | 500 | [5 empty] | Steel
1738 | Bonneville Power Admin | 17 | Ashe | Slatt No. 1 | 100 | 72.23 | OH | AC | 500 | 500 | [5 empty] | Steel
1738 | Bonneville Power Admin | 18 | Ashe Tap | AEC Midway-HEW No. 2 | 88.32 | 7.56 | OH | AC | 230 | 230 | [5 empty] | Steel
1738 | Bonneville Power Admin | 19 | Ashe | White Bluffs No. 1 | 100 | 9.52 | OH | AC | 230 | 230 | [5 empty] | Steel
1738 | Bonneville Power Admin | 20 | Badger Canyon | Richland No. 1 | 100 | 0.22 | OH | AC | 115 | 230 | [5 empty] | Steel
1738 | Bonneville Power Admin | 21 | Bell | Addy No. 1 | 100 | 49.97 | OH | AC | 115 | 230 | [5 empty] | Steel/Wood
1738 | Bonneville Power Admin | 22 | Bell | Boundary No.1 | 100 | 91.62 | OH | AC | 230 | 230 | [5 empty] | Steel
1738 | Bonneville Power Admin | 23 | Bell | Boundary No. 3 | 100 | 108.07 | OH | AC | 230 | 230 | [5 empty] | Steel/Wood
1738 | Bonneville Power Admin | 24 | Bell | Noxon No. 1 | 100 | 96.01 | OH | AC | 230 | 287 | [5 empty] | Steel
1738 | Bonneville Power Admin | 25 | Bell | USK No. 1 | 100 | 47.48 | OH | AC | 230 | 230 | [5 empty] | Steel/Wood
1738 | Bonneville Power Admin | 26 | Bellingham Capavitor No. 1 | Bellingham Capavitor No. 1 | 100 | 0.13 | OH | AC | 230 | 230 | [5 empty] | Wood
1738 | Bonneville Power Admin | 27 | Bellingham | Custer No. 1 | 100 | 12.64 | OH | AC | 230 | 230 | [5 empty] | Wood
1738 | Bonneville Power Admin | 28 | Big Eddy | Celilo No. 1 | 100 | 0.72 | OH | AC | 500 | 500 | [5 empty] | Steel
1738 | Bonneville Power Admin | 29 | Big Eddy | Celilo No. 2 | 100 | 0.62 | OH | AC | 500 | 500 | [5 empty] | Steel
1738 | Bonneville Power Admin | 30 | Big Eddy | Celilo No. 3 | 100 | 1.09 | OH | AC | 230 | 230 | [5 empty] | Steel
1738 | Bonneville Power Admin | 31 | Big Eddy | Celilo No. 4 | 100 | 0.96 | OH | AC | 230 | 230 | [5 empty] | Steel
1738 | Bonneville Power Admin | 32 | Big Eddy | Chemawa No. 1 | 100 | 25.16 | OH | AC | 230 | 230 | [5 empty] | Steel/Wood
1738 | Bonneville Power Admin | 33 | Big Eddy | Chemawa No. 1 | 100 | 91.23 | OH | AC | 230 | 287 | [5 empty] | Steel
1738 | Bonneville Power Admin | 34 | Big Eddy | Chenoweth No. 1 | 100 | 4.9 | OH | AC | 115 | 230 | [5 empty] | Wood
1738 | Bonneville Power Admin | 35 | Big Eddy | Chenoweth No. 1 | 100 | 1.6 | OH | AC | 115 | 287 | [5 empty] | Steel
1738 | Bonneville Power Admin | 36 | Big Eddy | Chenoweth No. 2 | 100 | 4.79 | OH | AC | 115 | 230 | [5 empty] | Wood
1738 | Bonneville Power Admin | 37 | Big Eddy | Chenoweth No. 2 | 100 | 1.73 | OH | AC | 115 | 287 | [5 empty] | Steel
1738 | Bonneville Power Admin | 38 | Big Eddy | Demoss No. 1 | 100 | 0.81 | OH | AC | 115 | 287 | [5 empty] | Steel
1738 | Bonneville Power Admin | 39 | Big Eddy Test Line | Big Eddy Test Line | 100 | 4.68 | OH | DC | 375 | 375 | [5 empty] | Steel/Wood
1738 | Bonneville Power Admin | 40 | Big Eddy | McLoughlin No. 1 | 100 | 79.98 | OH | AC | 230 | 345 | [5 empty] | Steel
1738 | Bonneville Power Admin | 41 | Big Eddy | McLoughlin No. 2 | 100 | 37.69 | OH | AC | 230 | 345 | [5 empty] | Steel
1738 | Bonneville Power Admin | 42 | Big Eddy | Midway No. 1 | 100 | 102.8 | OH | AC | 230 | 287 | [5 empty] | Steel
1738 | Bonneville Power Admin | 43 | Big Eddy | Ostrander No. 1 | 100 | 71.42 | OH | AC | 500 | 500 | [5 empty] | Steel
1738 | Bonneville Power Admin | 44 | Big Eddy | Redmond No. 1 | 100 | 69.73 | OH | AC | 230 | 230 | [5 empty] | Steel/Wood
1738 | Bonneville Power Admin | 45 | Big Eddy | Redmond No. 1 | 100 | 27.7 | OH | AC | 230 | 287 | [5 empty] | Steel
1738 | Bonneville Power Admin | 46 | Big Eddy | 500/230 KV Tie Line No. 1 | 100 | 0.57 | OH | AC | 500 | 500 | [5 empty] | Steel
1738 | Bonneville Power Admin | 47 | Big Eddy | 500/230 KV Tie Line No. 2 | 100 | 0.41 | OH | AC | 500 | 500 | [5 empty] | Steel
1738 | Bonneville Power Admin | 48 | Big Eddy | Troutdale No. 1 | 100 | 77.43 | OH | AC | 230 | 287 | [5 empty] | Steel
1738 | Bonneville Power Admin | 49 | Boardman Tap | McNary-Dalreed No.1 | 100 | 0.31 | OH | AC | 230 | 230 | [5 empty] | Steel
1738 | Bonneville Power Admin | 50 | Boardman Tap | McNary-Santiam No. 2 | 100 | 0.28 | OH | AC | 230 | 230 | [5 empty] | Steel
1738 | Bonneville Power Admin | 51 | Bonneville | Alcoa No. 2 | 100 | 0.58 | OH | AC | 115 | 230 | [5 empty] | Steel
1738 | Bonneville Power Admin | 52 | Bonneville | Hood River No. 1 | 100 | 0.84 | OH | AC | 230 | 230 | [5 empty] | Steel
1738 | Bonneville Power Admin | 53 | Bonneville | North Bonneville No. 2 | 100 | 0.83 | OH | AC | 230 | 230 | [5 empty] | Steel
1738 | Bonneville Power Admin | 54 | Bonneville | North Bonneville No. 3 | 100 | 1.36 | OH | AC | 230 | 230 | [5 empty] | Steel
1738 | Bonneville Power Admin | 55 | Bonneville | North Bonneville No. 4 | 100 | 1.33 | OH | AC | 230 | 230 | [5 empty] | Steel
1738 | Bonneville Power Admin | 56 | Bonneville | Sifton No. 1 | 100 | 0.59 | OH | AC | 115 | 230 | [5 empty] | Steel
1738 | Bonneville Power Admin | 57 | Bothell | Sno-King No. 1 | 100 | 0.51 | OH | AC | 230 | 230 | [5 empty] | Steel
1738 | Bonneville Power Admin | 58 | Boundary | Nelway No. 1 | 100 | 1.9 | OH | AC | 230 | 230 | [5 empty] | Steel/Wood
1738 | Bonneville Power Admin | 59 | Boundary | Waneta No.1 | 100 | 1.96 | OH | AC | 230 | 230 | [5 empty] | Steel
1738 | Bonneville Power Admin | 60 | Broadview | Garrison No. 1 | 100 | 91.86 | OH | AC | 500 | 500 | [5 empty] | Steel
1738 | Bonneville Power Admin | 61 | Broadview | Garrison No. 2 | 100 | 91.86 | OH | AC | 500 | 500 | [5 empty] | Steel
1738 | Bonneville Power Admin | 62 | Buckley | Grizzly No. 1 | 100 | 53.58 | OH | AC | 500 | 500 | [5 empty] | Steel
1738 | Bonneville Power Admin | 63 | Buckley | Marion No. 1 | 100 | 99.32 | OH | AC | 500 | 500 | [5 empty] | Steel
1738 | Bonneville Power Admin | 64 | Canby | Canby 230/69V Station Tie # 1 | 100 | 0.84 | OH | AC | 69 | 230 | [5 empty] | Wood
1738 | Bonneville Power Admin | 65 | Canby Tap | Malin-Warner No. 1 | 100 | 7.85 | OH | AC | 230 | 230 | [5 empty] | Wood
1738 | Bonneville Power Admin | 66 | Captain Jack | Malin No. 1 | 100 | 7.35 | OH | AC | 500 | 500 | [5 empty] | Steel
1738 | Bonneville Power Admin | 67 | Captain Jack | Olinda Line | 100 | 6.86 | OH | AC | 500 | 500 | [5 empty] | Steel
1738 | Bonneville Power Admin | 68 | Carlton | Sherwood No. 1 | 100 | 8.94 | OH | AC | 230 | 230 | [5 empty] | Steel
1738 | Bonneville Power Admin | 69 | Carlton | Tillamook No. 1 | 100 | 1.91 | OH | AC | 230 | 230 | [5 empty] | Steel/Wood
1738 | Bonneville Power Admin | 70 | Carlton | Tillamook No. 1 | 100 | 39.05 | OH | AC | 230 | 230 | [5 empty] | Steel/Wood
1738 | Bonneville Power Admin | 71 | Cascade Steel Tap | Carlton-Sherwood No. 1 | 100 | 12.63 | OH | AC | 230 | 230 | [5 empty] | Steel
1738 | Bonneville Power Admin | 72 | Celilo | Sylmar Line | 100 | 264.43 | OH | DC | 1000 | 1000 | [5 empty] | Steel
1738 | Bonneville Power Admin | 73 | Centralia Tap | Chehalis-Covington No. 1 | 100 | 2.87 | OH | AC | 230 | 230 | [5 empty] | Wood
1738 | Bonneville Power Admin | 74 | Chehalis | Covington No. 1 | 100 | 69.4 | OH | AC | 230 | 230 | [5 empty] | Steel
1738 | Bonneville Power Admin | 75 | Chehalis | Mayfield No.1 | 100 | 21.37 | OH | AC | 230 | 230 | [5 empty] | Wood
1738 | Bonneville Power Admin | 76 | Chehalis | Olympia No. 1 | 100 | 30.03 | OH | AC | 230 | 230 | [5 empty] | Wood
1738 | Bonneville Power Admin | 77 | Chemawa | Salem No. 1 | 100 | 10.66 | OH | AC | 230 | 230 | [5 empty] | Steel
1738 | Bonneville Power Admin | 78 | Chemawa | Salem No. 2 | 100 | 9.97 | OH | AC | 115 | 230 | [5 empty] | Steel
1738 | Bonneville Power Admin | 79 | Chief Joseph | East Omak No. 1 | 100 | 33.99 | OH | AC | 230 | 230 | [5 empty] | Steel
1738 | Bonneville Power Admin | 80 | Chief Joseph | Monroe No. 1 | 100 | 121.6 | OH | AC | 500 | 500 | [5 empty] | Steel
1738 | Bonneville Power Admin | 81 | Chief Joseph Powerhouse No. 1 | Chief Joseph Powerhouse No. 1 | 100 | 1.09 | OH | AC | 230 | 230 | [5 empty] | Steel
1738 | Bonneville Power Admin | 82 | Chief Joseph Powerhouse No. 2 | Chief Joseph Powerhouse No. 2 | 100 | 1.03 | OH | AC | 230 | 230 | [5 empty] | Steel
1738 | Bonneville Power Admin | 83 | Chief Joseph Powerhouse No. 3 | Chief Joseph Powerhouse No. 3 | 100 | 0.95 | OH | AC | 230 | 230 | [5 empty] | Steel
1738 | Bonneville Power Admin | 84 | Chief Joseph Powerhouse No. 4 | Chief Joseph Powerhouse No. 4 | 100 | 0.9 | OH | AC | 230 | 230 | [5 empty] | Steel
1738 | Bonneville Power Admin | 85 | Chief Joseph Powerhouse No. 5 | Chief Joseph Powerhouse No. 5 | 100 | 0.8 | OH | AC | 500 | 500 | [5 empty] | Steel
1738 | Bonneville Power Admin | 86 | Chief Joseph Powerhouse No. 6 | Chief Joseph Powerhouse No. 6 | 100 | 0.74 | OH | AC | 500 | 500 | [5 empty] | Steel
1738 | Bonneville Power Admin | 87 | Chief Joseph | Sickler No. 1 | 100 | 45.02 | OH | AC | 500 | 500 | [5 empty] | Steel
1738 | Bonneville Power Admin | 88 | Chief Joseph | Snohomish No. 3 | 100 | 133.05 | OH | AC | 345 | 345 | [5 empty] | Steel
1738 | Bonneville Power Admin | 89 | Chieh Joseph | Snohomish No. 4 | 100 | 133.07 | OH | AC | 345 | 345 | [5 empty] | Steel
1738 | Bonneville Power Admin | 90 | Columbia Falls | Flathead 1 | 100 | 14.58 | OH | AC | 230 | 230 | [5 empty] | Steel
1738 | Bonneville Power Admin | 91 | Columbia | Grand Coulee No. 1 | 100 | 72.61 | OH | AC | 230 | 230 | [5 empty] | Steel
1738 | Bonneville Power Admin | 92 | Columbia | Grand Coulee No. 3 | 100 | 72.94 | OH | AC | 230 | 287 | [5 empty] | Steel
1738 | Bonneville Power Admin | 93 | Columbia | Moxee No. 1 | 100 | 25.99 | OH | AC | 119 | 230 | [5 empty] | Steel/Wood
1738 | Bonneville Power Admin | 94 | Columbia Substation Tie Line | Columbia Substation Tie Line | 100 | 0.29 | OH | AC | 230 | 230 | [5 empty] | Steel
1738 | Bonneville Power Admin | 95 | Colville | Boundary No. 1 | 100 | 33.24 | OH | AC | 115 | 230 | [5 empty] | Steel/Wood
1738 | Bonneville Power Admin | 96 | Conkelley | Flathead No. 1 | 100 | 16.77 | OH | AC | 230 | 230 | [5 empty] | Steel
1738 | Bonneville Power Admin | 97 | Covington | Columbia No. 3 | 100 | 110.16 | OH | AC | 230 | 287 | [5 empty] | Steel
1738 | Bonneville Power Admin | 98 | Covington | Creston No. 1 | 100 | 9.03 | OH | AC | 230 | 230 | [5 empty] | Steel
1738 | Bonneville Power Admin | 99 | Covington | Duwamish No. 1 | 100 | 15.77 | OH | AC | 230 | 230 | [5 empty] | Steel
1738 | Bonneville Power Admin | 100 | Covington | Maple Valley No. 2 | 100 | 26.22 | OH | AC | 230 | 230 | [5 empty] | Steel
1738 | Bonneville Power Admin | 101 | Covington Substation Tie # 1 | Covington Substation Tie # 1 | 100 | 0.18 | OH | AC | 230 | 230 | [5 empty] | Steel
1738 | Bonneville Power Admin | 102 | Covington Substation Tie # 2 | Covington Substation Tie # 2 | 100 | 0.49 | OH | AC | 230 | 230 | [5 empty] | Steel
1738 | Bonneville Power Admin | 103 | Covington | White River No. 1 | 100 | 9.55 | OH | AC | 230 | 230 | [5 empty] | Steel
1738 | Bonneville Power Admin | 104 | Custer | Ingledow No. 1 | 100 | 8.9 | OH | AC | 500 | 500 | [5 empty] | Steel
1738 | Bonneville Power Admin | 105 | Custer | Ingledow No. 2 | 100 | 9.1 | OH | AC | 500 | 500 | [5 empty] | Steel
1738 | Bonneville Power Admin | 106 | Custer | Intalco Nop. 1 | 100 | 6.7 | OH | AC | 230 | 230 | [5 empty] | Steel
1738 | Bonneville Power Admin | 107 | Custer | Intalco No. 2 | 100 | 7.15 | OH | AC | 230 | 230 | [5 empty] | Steel
1738 | Bonneville Power Admin | 108 | Detroit Powerhouse Line No. 1 | Detroit Powerhouse Line No. 1 | 100 | 0.48 | OH | AC | 230 | 230 | [5 empty] | steel
1738 | Bonneville Power Admin | 109 | Detriot Powerhouse Line No. 2 | Detriot Powerhouse Line No. 2 | 100 | 0.48 | OH | AC | 230 | 230 | [5 empty] | Steel
1738 | Bonneville Power Admin | 110 | Detriot | Santiam No. 1 | 100 | 22.83 | OH | AC | 230 | 230 | [5 empty] | Steel/Wood
1738 | Bonneville Power Admin | 111 | Dixonville | Meridian No. 1 | 50 | 36.85 | OH | AC | 500 | 500 | [5 empty] | Steel
1738 | Bonneville Power Admin | 112 | Driscoll Tap | Allston-Claatsop No. 1 | 100 | 0.22 | OH | AC | 230 | 230 | [5 empty] | Steel
1738 | Bonneville Power Admin | 113 | Driscoll | Wauna No.1 | 100 | 0.45 | OH | AC | 230 | 230 | [5 empty] | Steel
1738 | Bonneville Power Admin | 114 | Dworshak Powerhouse No. 1 | Dworishak Powerhouse No. 1 | 100 | 3.67 | OH | AC | 500 | 500 | [5 empty] | Steel
1738 | Bonneville Power Admin | 115 | Dworshak | Taft No. 1 | 100 | 90.37 | OH | AC | 500 | 500 | [5 empty] | Steel
1738 | Bonneville Power Admin | 116 | East Omak | Oroville No. 1 | 100 | 20.21 | OH | AC | 115 | 230 | [5 empty] | Steel/Wood
1738 | Bonneville Power Admin | 117 | East Omak Tap | Grand Coulee-Foster Creek # 1 | 100 | 33.8 | OH | AC | 115 | 230 | [5 empty] | Steel
1738 | Bonneville Power Admin | 118 | East Omak | Tonasket No. 2 | 100 | 19.84 | OH | AC | 115 | 230 | [5 empty] | Steel
1738 | Bonneville Power Admin | 119 | Ecco Lake | Monroe No. 1 | 100 | 29.98 | OH | AC | 500 | 500 | [5 empty] | Steel
1738 | Bonneville Power Admin | 120 | Fairmount | Port Angeles No. 1 | 100 | 26.7 | OH | AC | 230 | 230 | [5 empty] | Steel/Wood
1738 | Bonneville Power Admin | 121 | Fairmount | Port Angeles No. 2 | 100 | 26.79 | OH | AC | 230 | 230 | [5 empty] | Steel/Wood
1738 | Bonneville Power Admin | 122 | Fairview | Bandon No. 2 | 100 | 19.16 | OH | AC | 115 | 230 | [5 empty] | Steel
1738 | Bonneville Power Admin | 123 | Fairview | Rogue No. 1 | 100 | 65.28 | OH | AC | 230 | 230 | [5 empty] | Steel
1738 | Bonneville Power Admin | 124 | Flathead | Hot Spring No. 1 | 100 | 56.45 | OH | AC | 230 | 230 | [5 empty] | Steel
1738 | Bonneville Power Admin | 125 | Franklin | Badger Canyon No. 1 | 100 | 15.48 | OH | AC | 115 | 230 | [5 empty] | Steel
1738 | Bonneville Power Admin | 126 | Franklin | Badger Canyon No. 2 | 100 | 1.22 | OH | AC | 115 | 230 | [5 empty] | Steel
1738 | Bonneville Power Admin | 127 | Franklin | Hedges No. 2 | 100 | 1.41 | OH | AC | 115 | 230 | [5 empty] | Steel/Wood
1738 | Bonneville Power Admin | 128 | Garrison | Anaconda No. 1 | 100 | 31.31 | OH | AC | 230 | 230 | [5 empty] | Steel/Wood
1738 | Bonneville Power Admin | 129 | Garrison | Anaconda No. 1 | 100 | 159.38 | OH | AC | 500 | 525 | [5 empty] | Steel
1738 | Bonneville Power Admin | 130 | Garrison | Taft No. 2 | 100 | 159.37 | OH | AC | 500 | 525 | [5 empty] | Steel
1738 | Bonneville Power Admin | 131 | Goshen | Drummond No. 1 | 100 | 21.22 | OH | AC | 115 | 230 | [5 empty] | Wood
1738 | Bonneville Power Admin | 132 | Grand Coulee | Bell No. 1 | 100 | 0.56 | OH | AC | 115 | 230 | [5 empty] | Steel
1738 | Bonneville Power Admin | 133 | Grand Coulee | Bell No. 3 | 100 | 82.78 | OH | AC | 230 | 230 | [5 empty] | Steel
1738 | Bonneville Power Admin | 134 | Grand Coulee | Bell No. 5 | 100 | 83.15 | OH | AC | 230 | 287 | [5 empty] | Steel
1738 | Bonneville Power Admin | 135 | Grand Coulee | Chief Joseph No. 1 | 100 | 32.73 | OH | AC | 230 | 230 | [5 empty] | Steel/Wood
1738 | Bonneville Power Admin | 136 | Grand Coulee | Chief Joseph No. 2 | 100 | 32.59 | OH | AC | 230 | 230 | [5 empty] | Steel/Wood
1738 | Bonneville Power Admin | 137 | Grand Coulee | Chief Joseph No. 3 | 100 | 31.81 | OH | AC | 500 | 500 | [5 empty] | Steel
1738 | Bonneville Power Admin | 138 | Grand Coulee | Hanford No. 1 | 100 | 96.03 | OH | AC | 500 | 500 | [5 empty] | Steel
1738 | Bonneville Power Admin | 139 | Grand Coulee | Schultz No. 1 | 100 | 96.97 | OH | AC | 500 | 525 | [5 empty] | Steel
1738 | Bonneville Power Admin | 140 | Grand Coulee | Schultz No. 2 | 100 | 96.96 | OH | AC | 500 | 525 | [5 empty] | Steel
1738 | Bonneville Power Admin | 141 | Grand Coulee Switchyard Tie #1 | Grand Coulee Switchyard Tie #1 | 100 | 1.25 | OH | AC | 230 | 500 | [5 empty] | Steel
1738 | Bonneville Power Admin | 142 | Grand Coulee | Westside No. 1 | 100 | 75.33 | OH | AC | 230 | 230 | [5 empty] | Steel
1738 | Bonneville Power Admin | 143 | Grizzly | Captain Jack No. 1 | 100 | 174.5 | OH | AC | 500 | 525 | [5 empty] | Steel
1738 | Bonneville Power Admin | 144 | Grizzly | Summer Lake No. 1 | 100 | 103.37 | OH | AC | 500 | 500 | [5 empty] | Steel
1738 | Bonneville Power Admin | 145 | Hanford | John Day No. 1 | 100 | 97.27 | OH | AC | 500 | 500 | [5 empty] | Steel
1738 | Bonneville Power Admin | 146 | Hanford | Ostrander No. 1 | 100 | 180.3 | OH | AC | 500 | 500 | [5 empty] | Steel
1738 | Bonneville Power Admin | 147 | Harvalum | Big Eddy No. 1 | 100 | 0.36 | OH | AC | 230 | 230 | [5 empty] | steel
1738 | Bonneville Power Admin | 148 | Harvalum | Big Eddy No. 1 | 100 | 22.98 | OH | AC | 230 | 287 | [5 empty] | steel
1738 | Bonneville Power Admin | 149 | Hat Rock Tap | McNary-Walla Walla Line | 100 | 0.42 | OH | AC | 230 | 230 | [5 empty] | Wood
1738 | Bonneville Power Admin | 150 | Hatwai | Dworshak No. 1 | 100 | 28.52 | OH | AC | 500 | 500 | [5 empty] | Steel
1738 | Bonneville Power Admin | 151 | Hay Mill Tap | Idaho Power Company Line | 100 | 6.96 | OH | AC | 138 | 138 | [5 empty] | Wood
1738 | Bonneville Power Admin | 152 | Horse Heaven | Harvalum No. 1 | 100 | 0.35 | OH | AC | 230 | 230 | [5 empty] | Steel
1738 | Bonneville Power Admin | 153 | Horse Heaven | Harvalum No. 1 | 100 | 56.83 | OH | AC | 230 | 287 | [5 empty] | Steel
1738 | Bonneville Power Admin | 154 | Hot Springs | Garrison No. 1 | 100 | 58.91 | OH | AC | 230 | 230 | [5 empty] | Steel/Wood
1738 | Bonneville Power Admin | 155 | Hungry Horse | Columbia Falls No. 1 | 100 | 8.04 | OH | AC | 230 | 230 | [5 empty] | Steel/Wood
1738 | Bonneville Power Admin | 156 | Hungry Horse | Columbia Falls No. 2 | 100 | 8.22 | OH | AC | 230 | 230 | [5 empty] | Steel/Wood
1738 | Bonneville Power Admin | 157 | John Day | Big Eddy No. 1 | 100 | 18.94 | OH | AC | 500 | 500 | [5 empty] | Steel
1738 | Bonneville Power Admin | 158 | John Day | Big Eddy No. 2 | 100 | 18.96 | OH | AC | 500 | 500 | [5 empty] | Steel
1738 | Bonneville Power Admin | 159 | John Day | Grizzly No. 1 | 100 | 88.41 | OH | AC | 500 | 500 | [5 empty] | Steel
1738 | Bonneville Power Admin | 160 | John Day | Grizzly No. 2 | 100 | 88.4 | OH | AC | 500 | 500 | [5 empty] | Steel
1738 | Bonneville Power Admin | 161 | John Day | Marion No. 1 | 100 | 127.6 | OH | AC | 500 | 500 | [5 empty] | Steel
1738 | Bonneville Power Admin | 162 | John Day Powerhouse | Substation No. 1 Line | 100 | 3.48 | OH | AC | 500 | 500 | [5 empty] | Steel
1738 | Bonneville Power Admin | 163 | John Day Powerhouse | Substation No. 2 Line | 100 | 3.48 | OH | AC | 500 | 500 | [5 empty] | Steel
1738 | Bonneville Power Admin | 164 | John Day Powerhouse | Substation No. 3 Line | 100 | 3.48 | OH | AC | 500 | 500 | [5 empty] | Steel
1738 | Bonneville Power Admin | 165 | John Day Powerhouse | Substation No. 4 Line | 100 | 3.48 | OH | AC | 500 | 500 | [5 empty] | Steel
1738 | Bonneville Power Admin | 166 | Keeler | Allston No. 1 | 100 | 42.35 | OH | AC | 500 | 500 | [5 empty] | Steel
1738 | Bonneville Power Admin | 167 | Keeler Substation Tie No. 3 | Keeler Substation Tie No. 3 | 100 | 0.1 | OH | AC | 500 | 500 | [5 empty] | Steel
1738 | Bonneville Power Admin | 168 | Keller Tap | Grand Coulee-Okangan No. 2 | 100 | 20.13 | OH | AC | 115 | 230 | [5 empty] | Steel/Wood
1738 | Bonneville Power Admin | 169 | Lane | Wendson No. 2 | 100 | 41.03 | OH | AC | 230 | 230 | [5 empty] | Steel
1738 | Bonneville Power Admin | 170 | La Pine | Chiloquin No. 1 | 100 | 46.81 | OH | AC | 230 | 230 | [5 empty] | Wood
1738 | Bonneville Power Admin | 171 | Lexington | Longview No. 2 | 100 | 9.38 | OH | AC | 230 | 230 | [5 empty] | Steel
1738 | Bonneville Power Admin | 172 | Libby | Conkelley No. 1 | 100 | 83.79 | OH | AC | 230 | 230 | [5 empty] | Sreel
1738 | Bonneville Power Admin | 173 | Libby | Conkelley No. 1 | 100 | 0.15 | OH | AC | 230 | 287 | [5 empty] | Steel
1738 | Bonneville Power Admin | 174 | Libby Powerhouse | Substation No. 1 Line | 100 | 1.35 | OH | AC | 230 | 230 | [5 empty] | Steel
1738 | Bonneville Power Admin | 175 | Libby Powerhouse | Substation No. 2 Line | 100 | 1.29 | OH | AC | 230 | 230 | [5 empty] | Steel
1738 | Bonneville Power Admin | 176 | Little Goose | Lower Granite No. 1 Line | 100 | 32.8 | OH | AC | 500 | 500 | [5 empty] | Steel
1738 | Bonneville Power Admin | 177 | Little Goose | Lower Granite No. 2 Line | 100 | 32.82 | OH | AC | 500 | 500 | [5 empty] | Steel
1738 | Bonneville Power Admin | 178 | Little Goose Powerhouse Line 1 | Little Goose Powerhouse Line 1 | 100 | 1.67 | OH | AC | 500 | 500 | [5 empty] | Steel
1738 | Bonneville Power Admin | 179 | Longview | Allston No. 1 Line | 100 | 4.59 | OH | AC | 230 | 230 | [5 empty] | Steel
1738 | Bonneville Power Admin | 180 | Longview | Allston No. 2 Line | 100 | 4.87 | OH | AC | 230 | 230 | [5 empty] | Steel
1738 | Bonneville Power Admin | 181 | Longview | Allston No. 3 Line | 100 | 4.29 | OH | AC | 230 | 230 | [5 empty] | Steel
1738 | Bonneville Power Admin | 182 | Longview | Chehalis No. 1 Line | 100 | 34.94 | OH | AC | 230 | 230 | [5 empty] | Steel
1738 | Bonneville Power Admin | 183 | Longview | Chehalis No. 3 Line | 100 | 31.13 | OH | AC | 230 | 230 | [5 empty] | Steel
1738 | Bonneville Power Admin | 184 | Longview | Chemical Substation No. 1 Line | 100 | 0.08 | OH | AC | 230 | 230 | [5 empty] | Steel
1738 | Bonneville Power Admin | 185 | Longview | Reynolds Feeder No. 1 Line | 100 | 0.29 | OH | AC | 230 | 230 | [5 empty] | Wood
1738 | Bonneville Power Admin | 186 | Longview | Reynolds Feeder No. 2 Line | 100 | 0.35 | OH | AC | 230 | 230 | [5 empty] | Wood
1738 | Bonneville Power Admin | 187 | Longview | Reynolds Feeder No. 3 Line | 100 | 0.41 | OH | AC | 230 | 230 | [5 empty] | Wood
1738 | Bonneville Power Admin | 188 | Long River | Spar Canyon Line | 100 | 53.19 | OH | AC | 230 | 230 | [5 empty] | Wood
1738 | Bonneville Power Admin | 189 | Lower Granite | Hatwai No. 1 Line | 100 | 32.87 | OH | AC | 500 | 500 | [5 empty] | Steel
1738 | Bonneville Power Admin | 190 | Lower Granite Powerhouse #1 Li | Lower Granite Powerhouse #1 Li | 100 | 0.75 | OH | AC | 500 | 500 | [5 empty] | Steel
1738 | Bonneville Power Admin | 191 | Lower Monumental | Ashe No. 1 Line | 100 | 39.58 | OH | AC | 500 | 500 | [5 empty] | Steel
1738 | Bonneville Power Admin | 192 | Lower Monumental | Hanford No. 1 Line | 100 | 53.49 | OH | AC | 500 | 500 | [5 empty] | Steel
1738 | Bonneville Power Admin | 193 | Lower Monumental | Little Goose No. 1 Line | 100 | 24.04 | OH | AC | 500 | 500 | [5 empty] | Steel
1738 | Bonneville Power Admin | 194 | Lower Monumental | Little Goose No. 2 Line | 100 | 24.32 | OH | AC | 500 | 500 | [5 empty] | Steel
1738 | Bonneville Power Admin | 195 | Lower Monumental | McNary No. 1 Line | 100 | 64.68 | OH | AC | 500 | 500 | [5 empty] | Steel
1738 | Bonneville Power Admin | 196 | Lower Monumental Powerhouse | Substation No. 1 Line | 100 | 0.97 | OH | AC | 500 | 500 | [5 empty] | Steel
1738 | Bonneville Power Admin | 197 | Lyons UHV Test Line No. 1 | Lyons UHV Test Line No. 1 | 100 | 1.26 | OH | AC | 1100 | 1100 | [5 empty] | Steel
1738 | Bonneville Power Admin | 198 | Malin | Warner No. 1 Line | 100 | 67.69 | OH | AC | 230 | 230 | [5 empty] | Wood
1738 | Bonneville Power Admin | 199 | Maple Valley | Duwamish No. 1 Line | 100 | 0.84 | OH | AC | 230 | 230 | [5 empty] | Steel
1738 | Bonneville Power Admin | 200 | Maple Valley | Massachusetts No. 1 Line | 100 | 0.17 | OH | AC | 230 | 230 | [5 empty] | Steel
1738 | Bonneville Power Admin | 201 | Marion | Alvey No. 1 Line | 100 | 64.53 | OH | AC | 500 | 500 | [5 empty] | Steel
1738 | Bonneville Power Admin | 202 | Marion | Lane No. 1 Line | 100 | 68.94 | OH | AC | 500 | 500 | [5 empty] | Steel
1738 | Bonneville Power Admin | 203 | Marion | Santiam No. 1 Line | 100 | 2.44 | OH | AC | 500 | 500 | [5 empty] | Steel
1738 | Bonneville Power Admin | 204 | Marion | Santiam No. 2 Line | 100 | 1.76 | OH | AC | 500 | 500 | [5 empty] | Steel
1738 | Bonneville Power Admin | 205 | Martin Creek Tap | Alvey-Fairwiew No. 1 Line | 100 | 0.27 | OH | AC | 230 | 230 | [5 empty] | Wood
1738 | Bonneville Power Admin | 206 | McNary | Badger Canyon No. 1 Line | 100 | 9.45 | OH | AC | 115 | 230 | [5 empty] | Steel
1738 | Bonneville Power Admin | 207 | McNary | Dalread No. 1 Line | 100 | 36.92 | OH | AC | 230 | 230 | [5 empty] | Steel
1738 | Bonneville Power Admin | 208 | McNary | Franklin No. 2 Line | 100 | 26.88 | OH | AC | 230 | 230 | [5 empty] | Steel/Wood
1738 | Bonneville Power Admin | 209 | McNary | Horse Heaven No. 1 Line | 100 | 15.73 | OH | AC | 230 | 287 | [5 empty] | Steel
1738 | Bonneville Power Admin | 210 | McNary | Horse Heaven No. 1 Line | 100 | 1.12 | OH | AC | 230 | 345 | [5 empty] | Steel
1738 | Bonneville Power Admin | 211 | McNary Powerhouse | Switchyard No. 1 Line | 100 | 0.9 | OH | AC | 230 | 230 | [5 empty] | Steel
1738 | Bonneville Power Admin | 212 | McNary Powerhouse | Switshyard No. 1 Line | 100 | 0.15 | OH | AC | 230 | 287 | [5 empty] | Syeel
1738 | Bonneville Power Admin | 213 | McNary Powerhouse | Switchyard No. 2 Line | 100 | 0.91 | OH | AC | 230 | 230 | [5 empty] | Steel
1738 | Bonneville Power Admin | 214 | McNary Powerhouse | SWitchyard No.2 Line | 100 | 0.15 | OH | AC | 230 | 287 | [5 empty] | Steel
1738 | Bonneville Power Admin | 215 | McNary Powerhouse | Switchyard No. 3 Line | 100 | 1 | OH | AC | 230 | 230 | [5 empty] | Steel
1738 | Bonneville Power Admin | 216 | McNary Powerhouse | Switchyard No. 3 Line | 100 | 0.18 | OH | AC | 230 | 287 | [5 empty] | Steel
1738 | Bonneville Power Admin | 217 | McNary Powerhouse | Switchyard No. 4 Line | 100 | 1 | OH | AC | 230 | 230 | [5 empty] | Steel
1738 | Bonneville Power Admin | 218 | McNary Powerhouse | Switchyard No. 5 Line | 100 | 1.28 | OH | AC | 230 | 287 | [5 empty] | Steel
1738 | Bonneville Power Admin | 219 | McNary Powerhouse | Switchyard No. 6 Line | 100 | 1.39 | OH | AC | 115 | 230 | [5 empty] | Steel
1738 | Bonneville Power Admin | 220 | McNary | Ross No. 1 Line | 100 | 174.67 | OH | AC | 345 | 345 | [5 empty] | Steel
1738 | Bonneville Power Admin | 221 | McNary | Roundup No. 1 Line | 100 | 38.43 | OH | AC | 230 | 230 | [5 empty] | Steel/wood
1738 | Bonneville Power Admin | 222 | McNary | Santiam No. 1 Line | 100 | 13.69 | OH | AC | 230 | 230 | [5 empty] | Steel
1738 | Bonneville Power Admin | 223 | McNary | Santiam No. 1 Line | 100 | 68.91 | OH | AC | 230 | 287 | [5 empty] | Steel
1738 | Bonneville Power Admin | 224 | McNary | Santiam No. 2 Line | 100 | 22.82 | OH | AC | 230 | 230 | [5 empty] | Steel
1738 | Bonneville Power Admin | 225 | McNary | Santiam No. 2 Line | 100 | 177.71 | OH | AC | 230 | 287 | [5 empty] | Steel
1738 | Bonneville Power Admin | 226 | McNary | Slatt No. 1 Line | 100 | 44.75 | OH | AC | 500 | 500 | [5 empty] | Steel
1738 | Bonneville Power Admin | 227 | Midway | Benton No. 2 Line | 100 | 29.02 | OH | AC | 230 | 230 | [5 empty] | Steel
1738 | Bonneville Power Admin | 228 | Midway | Grand Coulee No. 3 Line | 100 | 0.99 | OH | AC | 230 | 230 | [5 empty] | Steel
1738 | Bonneville Power Admin | 229 | Midway | Grand Coulee No. 3 Line | 100 | 99.52 | OH | AC | 230 | 287 | [5 empty] | Steel
1738 | Bonneville Power Admin | 230 | Midway | Potholes No. 1 Line | 100 | 36.87 | OH | AC | 230 | 230 | [5 empty] | Steel
1738 | Bonneville Power Admin | 231 | Midway | Vantage No. 1 Line | 100 | 19.76 | OH | AC | 230 | 230 | [5 empty] | Steel
1738 | Bonneville Power Admin | 232 | Minidoka Powerhouse | Unity No.1 Line | 100 | 24.91 | OH | AC | 138 | 138 | [5 empty] | Wood
1738 | Bonneville Power Admin | 233 | Monroe | Custer No. 1 Line | 100 | 86.83 | OH | AC | 500 | 500 | [5 empty] | Steel
1738 | Bonneville Power Admin | 234 | Monroe | Custer No. 2 Line | 100 | 85.81 | OH | AC | 500 | 500 | [5 empty] | Steel
1738 | Bonneville Power Admin | 235 | Monroe | Sammamish No. 1 Line | 100 | 1.18 | OH | AC | 230 | 230 | [5 empty] | Steel
1738 | Bonneville Power Admin | 236 | Monroe | Sammamish No. 1 Line | 100 | 18.07 | OH | AC | 230 | 345 | [5 empty] | Steel
1738 | Bonneville Power Admin | 237 | Monroe | Snohomish No. 1 Line | 100 | 22.18 | OH | AC | 230 | 230 | [5 empty] | Steel
1738 | Bonneville Power Admin | 238 | Moro UHV Mechanical Test No. 1 | Moro UHV Mechanical Test No. 1 | 100 | 1.09 | OH | AC | 1100 | 1100 | [5 empty] | Steel
1738 | Bonneville Power Admin | 239 | Mossyrock | Chehalis No. 1 Line | 100 | 21.14 | OH | AC | 230 | 230 | [5 empty] | Wood
1738 | Bonneville Power Admin | 240 | Mount Vernon Tap | Silver Creek-Morton No. 1 Line | 100 | 4.9 | OH | AC | 115 | 230 | [5 empty] | Steel/Wood
1738 | Bonneville Power Admin | 241 | Murrray | Custer No. 1 Line | 100 | 100.21 | OH | AC | 230 | 230 | [5 empty] | Steel/wood
1738 | Bonneville Power Admin | 242 | Naselle Tap | Longview-Astoria No. 1 Line | 100 | 25.43 | OH | AC | 115 | 230 | [5 empty] | Steel
1738 | Bonneville Power Admin | 243 | North Bonneville | Midway No. 1 Line | 100 | 134.69 | OH | AC | 230 | 230 | [5 empty] | Steel
1738 | Bonneville Power Admin | 244 | North Bonneville | Ross No. 1 Line | 100 | 36.05 | OH | AC | 230 | 230 | [5 empty] | Steel
1738 | Bonneville Power Admin | 245 | North Bonneville | Ross No. 2 Line | 100 | 35.99 | OH | AC | 230 | 230 | [5 empty] | Steel
1738 | Bonneville Power Admin | 246 | North Bonneville | Troutdale No. 1 Line | 100 | 27.74 | OH | AC | 230 | 230 | [5 empty] | Steel
1738 | Bonneville Power Admin | 247 | North Bonneville | Troutdale No. 2 Line | 100 | 27.67 | OH | AC | 230 | 230 | [5 empty] | Steel/Wood
1738 | Bonneville Power Admin | 248 | North Mountain | Snohomish No. 1 Line | 100 | 1.56 | OH | AC | 230 | 230 | [5 empty] | Steel/Wood
1738 | Bonneville Power Admin | 249 | Noxon | Hot Springs No. 1 Line | 100 | 67.49 | OH | AC | 230 | 287 | [5 empty] | Steel
1738 | Bonneville Power Admin | 250 | Noxon | Libby No.1 Line | 100 | 69.38 | OH | AC | 230 | 230 | [5 empty] | Steel
1738 | Bonneville Power Admin | 251 | Olympia 500-230 Tie Line No. 1 | Olympia 500-230 Tie Line No. 1 | 100 | 0.09 | OH | AC | 230 | 230 | [5 empty] | Steel
1738 | Bonneville Power Admin | 252 | Olympia | Grand Coulee No. 1 Line | 100 | 227.36 | OH | AC | 287 | 287 | [5 empty] | Steel/Wood
1738 | Bonneville Power Admin | 253 | Olympia | Kitsap No. 3 Line | 100 | 50.26 | OH | AC | 230 | 230 | [5 empty] | Steel/wood
1738 | Bonneville Power Admin | 254 | Olympia | Satsop No. 2 Line | 100 | 26.31 | OH | AC | 230 | 230 | [5 empty] | Steel
1738 | Bonneville Power Admin | 255 | Olympia | Satsop No. 3 Line | 100 | 26.19 | OH | AC | 230 | 230 | [5 empty] | Steel
1738 | Bonneville Power Admin | 256 | Olympia | Shelton No. 2 Line | 100 | 4.92 | OH | AC | 115 | 230 | [5 empty] | Steel
1738 | Bonneville Power Admin | 257 | Olympia | Shelton No. 3 Line | 100 | 20.16 | OH | AC | 230 | 230 | [5 empty] | Steel
1738 | Bonneville Power Admin | 258 | Olympia | Shelton No. 4 Line | 100 | 20.42 | OH | AC | 230 | 230 | [5 empty] | Steel
1738 | Bonneville Power Admin | 259 | Olympia | White River No. 1 Line | 100 | 51.38 | OH | AC | 230 | 230 | [5 empty] | Steel/Wood
1738 | Bonneville Power Admin | 260 | Ostrander | McLoughlin No. 1 Line | 100 | 8.82 | OH | AC | 500 | 500 | [5 empty] | Steel
1738 | Bonneville Power Admin | 261 | Ostrander | Pearl No. 1 Line | 100 | 19.48 | OH | AC | 500 | 500 | [5 empty] | Steel
1738 | Bonneville Power Admin | 262 | Ostrander | Troutdale No.1 Line | 100 | 23.79 | OH | AC | 500 | 500 | [5 empty] | Steel
1738 | Bonneville Power Admin | 263 | Paul | Allston No. 1 Line | 100 | 47.97 | OH | AC | 500 | 500 | [5 empty] | Steel
1738 | Bonneville Power Admin | 264 | Paul | Allston No. 2 Line | 100 | 47.89 | OH | AC | 500 | 500 | [5 empty] | Steel
1738 | Bonneville Power Admin | 265 | Paul | Olympia No. 1 Line | 100 | 20.24 | OH | AC | 500 | 500 | [5 empty] | Steel
1738 | Bonneville Power Admin | 266 | Paul | Satsop No. 1 Line | 100 | 46.47 | OH | AC | 500 | 500 | [5 empty] | Steel
1738 | Bonneville Power Admin | 267 | Pearl | Keeler No. 1 Line | 100 | 18.33 | OH | AC | 500 | 500 | [5 empty] | Steel
1738 | Bonneville Power Admin | 268 | Pearl | Marion No. 1 Line | 100 | 39.38 | OH | AC | 500 | 500 | [5 empty] | Steel
1738 | Bonneville Power Admin | 269 | Pilot Butte | Lapine No. 1 Line | 100 | 29.6 | OH | AC | 230 | 230 | [5 empty] | Wood
1738 | Bonneville Power Admin | 270 | Ponderosa | Pilot Butte No. 1 Line | 100 | 21.85 | OH | AC | 230 | 230 | [5 empty] | Wood
1738 | Bonneville Power Admin | 271 | Potholes | Grand Coulee No. 1 Line | 100 | 65.66 | OH | AC | 230 | 230 | [5 empty] | Steel
1738 | Bonneville Power Admin | 272 | Rattlesnake | Garrison No. 1 Line | 100 | 63.24 | OH | AC | 230 | 230 | [5 empty] | Steel/Wood
1738 | Bonneville Power Admin | 273 | Raver | Convington No. 1 Line | 100 | 10.28 | OH | AC | 500 | 500 | [5 empty] | Steel
1738 | Bonneville Power Admin | 274 | Raver | Convington No. 2 Line | 100 | 10.33 | OH | AC | 500 | 500 | [5 empty] | Steel
1738 | Bonneville Power Admin | 275 | Raver | Echo Lake No. 1 Line | 100 | 11.93 | OH | AC | 500 | 500 | [5 empty] | Steel
1738 | Bonneville Power Admin | 276 | Raver | Paul No. 1 Line | 100 | 69.31 | OH | AC | 500 | 500 | [5 empty] | Steel
1738 | Bonneville Power Admin | 277 | Redmond | Pilot Butte No. 1 Line | 100 | 15.12 | OH | AC | 230 | 230 | [5 empty] | Wood
1738 | Bonneville Power Admin | 278 | Reston | Fairview No. 2 Line | 100 | 29.47 | OH | AC | 230 | 230 | [5 empty] | Steel
1738 | Bonneville Power Admin | 279 | Reston Tap | Alvey-Fairview No. 1 Line | 100 | 0.04 | OH | AC | 230 | 230 | [5 empty] | Wood
1738 | Bonneville Power Admin | 280 | Rivergate | Keeler No. 1 Line | 100 | 8.37 | OH | AC | 230 | 230 | [5 empty] | Steel
1738 | Bonneville Power Admin | 281 | Rivergate | Keeler No. 1 Line | 100 | 1.01 | OH | AC | 230 | 230 | [5 empty] | Steel
1738 | Bonneville Power Admin | 282 | Rocky Reach | Columbia No. 1 Line | 100 | 20.94 | OH | AC | 230 | 230 | [5 empty] | Steel
1738 | Bonneville Power Admin | 283 | Rocky Reach | Maple Valley No. 1 Line | 100 | 128.97 | OH | AC | 345 | 345 | [5 empty] | Steel
1738 | Bonneville Power Admin | 284 | Ross | Alcoa No. 3 Line | 100 | 4.3 | OH | AC | 230 | 230 | [5 empty] | Steel
1738 | Bonneville Power Admin | 285 | Ross | Alcoa No. 4 Line | 100 | 4.02 | OH | AC | 230 | 230 | [5 empty] | Steel
1738 | Bonneville Power Admin | 286 | Ross | Lexington No. 1 Line | 100 | 41.21 | OH | AC | 230 | 230 | [5 empty] | Steel
1738 | Bonneville Power Admin | 287 | Ross | Rivergate No. 1 Line | 100 | 7.39 | OH | AC | 230 | 230 | [5 empty] | Steel
1738 | Bonneville Power Admin | 288 | Ross | St. Johns No.1 Line | 100 | 7.26 | OH | AC | 230 | 230 | [5 empty] | Steel
1738 | Bonneville Power Admin | 289 | Roundup | Lagrande No. 1 Line | 100 | 45.02 | OH | AC | 230 | 230 | [5 empty] | Steel
1738 | Bonneville Power Admin | 290 | Sacajawea Tap | Lower Monumental-McNary #1Line | 100 | 6.07 | OH | AC | 500 | 500 | [5 empty] | Steel
1738 | Bonneville Power Admin | 291 | Sammamish | Maple Valley No. 1 Line | 100 | 7.03 | OH | AC | 230 | 230 | [5 empty] | Steel
1738 | Bonneville Power Admin | 292 | Sammamish | Maple Valley No. 1 Line | 100 | 0.4 | OH | AC | 230 | 287 | [5 empty] | Steel
1738 | Bonneville Power Admin | 293 | Smmamish | Maple Valley No. 1 Line | 100 | 16.71 | OH | AC | 230 | 345 | [5 empty] | Steel
1738 | Bonneville Power Admin | 294 | Santiam | Albany No. 1 Line | 100 | 28.54 | OH | AC | 230 | 230 | [5 empty] | Steel
1738 | Bonneville Power Admin | 295 | Santiam | Alvey No. 1 Line | 100 | 57.03 | OH | AC | 230 | 230 | [5 empty] | Steel
1738 | Bonneville Power Admin | 296 | Santiam | Alvey No. 2 Line | 100 | 0.03 | OH | AC | 230 | 230 | [5 empty] | Steel
1738 | Bonneville Power Admin | 297 | Santiam | Alvey No. 2 Line | 100 | 61.44 | OH | AC | 230 | 287 | [5 empty] | Steel
1738 | Bonneville Power Admin | 298 | Santiam | Chemawa No. 1 Line | 100 | 24.47 | OH | AC | 230 | 230 | [5 empty] | Steel
1738 | Bonneville Power Admin | 299 | Santiam | Lyons UHV Transformer Site #1 | 100 | 0.91 | OH | AC | 230 | 230 | [5 empty] | Steel
1738 | Bonneville Power Admin | 300 | Santiam Substation Tie Line #1 | Santiam Substation Tie Line #1 | 100 | 0.26 | OH | AC | 230 | 230 | [5 empty] | Steel
1738 | Bonneville Power Admin | 301 | Santiam Subs Transformer Bay T | Santiam Subs Transformer Bay T | 100 | 0.08 | OH | AC | 230 | 230 | [5 empty] | Wood
1738 | Bonneville Power Admin | 302 | Santiam | Toledo No. 1 Line | 100 | 67.59 | OH | AC | 230 | 230 | [5 empty] | Steel/Wood
1738 | Bonneville Power Admin | 303 | Satsop | Aberdeen No. 2 Line | 100 | 20.51 | OH | AC | 230 | 230 | [5 empty] | Steel
1738 | Bonneville Power Admin | 304 | Satsop | Aberdeen No. 3 Line | 100 | 20.51 | OH | AC | 230 | 230 | [5 empty] | Steel
1738 | Bonneville Power Admin | 305 | Schultz | Raver No. 1 Line | 100 | 77.24 | OH | AC | 500 | 525 | [5 empty] | Steel
1738 | Bonneville Power Admin | 306 | Schultz | Raver No. 2 Line | 100 | 77.24 | OH | AC | 500 | 525 | [5 empty] | Steel
1738 | Bonneville Power Admin | 307 | Schultz | Raver No. 3 Line | 100 | 77.47 | OH | AC | 500 | 500 | [5 empty] | Steel
1738 | Bonneville Power Admin | 308 | Schultz | Raver No. 4 Line | 100 | 77.43 | OH | AC | 500 | 500 | [5 empty] | Steel
1738 | Bonneville Power Admin | 309 | Scooteney Tap | Midway-Benton No. 1 Line | 100 | 19.09 | OH | AC | 115 | 230 | [5 empty] | Steel
1738 | Bonneville Power Admin | 310 | Sedro Woolley | Bellingham No. 1 Line | 100 | 49.72 | OH | AC | 230 | 230 | [5 empty] | Steel
1738 | Bonneville Power Admin | 311 | Sedro Woolley Tap | Monroe-Snohomish No. 1 Line | 100 | 0.4 | OH | AC | 230 | 230 | [5 empty] | Wood
1738 | Bonneville Power Admin | 312 | Shelton | Fairmount No. 2 Line | 100 | 0.33 | OH | AC | 115 | 230 | [5 empty] | Steel
1738 | Bonneville Power Admin | 313 | Shelton | Fairmount No. 3 Line | 100 | 60.06 | OH | AC | 230 | 230 | [5 empty] | Steel
1738 | Bonneville Power Admin | 314 | Shelton | Fairmount No. 4 Line | 100 | 60.05 | OH | AC | 230 | 230 | [5 empty] | Steel
1738 | Bonneville Power Admin | 315 | Shelton | Fairmount No. 4 Line | 100 | 0.34 | OH | AC | 230 | 287 | [5 empty] | Steel
1738 | Bonneville Power Admin | 316 | Shelton | Kitsap No. 4 Line | 100 | 30.29 | OH | AC | 230 | 230 | [5 empty] | Steel
1738 | Bonneville Power Admin | 317 | Sickler | Douglas Switchyard No. 1 line | 100 | 0.58 | OH | AC | 230 | 500 | [5 empty] | Steel
1738 | Bonneville Power Admin | 318 | Sickler | Schultz No. 1 Line | 100 | 39.07 | OH | AC | 500 | 500 | [5 empty] | Steel
1738 | Bonneville Power Admin | 319 | Sifton Tap | North Bonneville-Ross #1 Line | 100 | 1.28 | OH | AC | 230 | 230 | [5 empty] | Steel/Wood
1738 | Bonneville Power Admin | 320 | Sifton Tap | North Bonneville- Ross #2 Line | 100 | 1.21 | OH | AC | 230 | 230 | [5 empty] | Steel
1738 | Bonneville Power Admin | 321 | Slatt | Buckley No. 1 Line | 100 | 52.33 | OH | AC | 500 | 500 | [5 empty] | Steel
1738 | Bonneville Power Admin | 322 | Slatt | John Day No. 1 Line | 100 | 30.32 | OH | AC | 500 | 500 | [5 empty] | Steel
1738 | Bonneville Power Admin | 323 | Snohomish | Bothell No. 1 Line | 100 | 0.22 | OH | AC | 230 | 230 | [5 empty] | Wood
1738 | Bonneville Power Admin | 324 | Snohomish | Bothell No. 2 Line | 100 | 1.56 | OH | AC | 230 | 230 | [5 empty] | Steel/Wood
1738 | Bonneville Power Admin | 325 | Snohomish | Murray No. 1 Line | 100 | 17.38 | OH | AC | 230 | 230 | [5 empty] | Steel/Wood
1738 | Bonneville Power Admin | 326 | Snohomish | PUD No. 8 Line | 100 | 4.85 | OH | AC | 115 | 230 | [5 empty] | Steel/Wood
1738 | Bonneville Power Admin | 327 | Snohomish | PUD No. 9 Line | 100 | 4.8 | OH | AC | 115 | 230 | [5 empty] | Steel/Wood
1738 | Bonneville Power Admin | 328 | Sno-King | Maple Valley No. 1 Line | 100 | 0.68 | OH | AC | 230 | 230 | [5 empty] | Steel
1738 | Bonneville Power Admin | 329 | Sno-King Tap | Monroe-Sammamish No. 1 Line | 100 | 12.84 | OH | AC | 230 | 500 | [5 empty] | Steel
1738 | Bonneville Power Admin | 330 | Spar Canyon | Round Valley No. 1 Line | 100 | 11.92 | OH | AC | 230 | 230 | [5 empty] | Wood
1738 | Bonneville Power Admin | 331 | St. Johns | Keeler No. 2 Line | 100 | 1.06 | OH | AC | 115 | 230 | [5 empty] | Steel
1738 | Bonneville Power Admin | 332 | St. Johns | St. Helens No. 1 Line | 100 | 1.06 | OH | AC | 115 | 230 | [5 empty] | Steel
1738 | Bonneville Power Admin | 333 | St. Johns Subs Line No. 1 | St. Johns Subs Line No. 1 | 100 | 0.9 | OH | AC | 115 | 230 | [5 empty] | Steel
1738 | Bonneville Power Admin | 334 | Swan Valley | Goshen No. 1 Line | 100 | 25.25 | OH | AC | 161 | 230 | [5 empty] | Wood
1738 | Bonneville Power Admin | 335 | Swan Valley | Goshen No. 1 Line | 100 | 21.2 | OH | AC | 161 | 230 | [5 empty] | Wood
1738 | Bonneville Power Admin | 336 | Tacoma | Coviongton No. 2 Line | 100 | 0.17 | OH | AC | 230 | 230 | [5 empty] | Steel
1738 | Bonneville Power Admin | 337 | Tocoma | Covington No.2 Line | 100 | 15.04 | OH | AC | 230 | 500 | [5 empty] | Steel
1738 | Bonneville Power Admin | 338 | Tacoma | Covington No. 3 Line | 100 | 15.15 | OH | AC | 230 | 287 | [5 empty] | Steel
1738 | Bonneville Power Admin | 339 | Tacoma | Covington No. 4 Line | 100 | 14.99 | OH | AC | 230 | 287 | [5 empty] | Steel
1738 | Bonneville Power Admin | 340 | Tacoma Cowlitz Tap | Chehalis-Covington No. 1 Line | 100 | 6.25 | OH | AC | 230 | 230 | [5 empty] | Wood
1738 | Bonneville Power Admin | 341 | Tacoma Cowlitz Tap | Olympia-White River No. 1 Line | 100 | 6.3 | OH | AC | 230 | 230 | [5 empty] | Wood
1738 | Bonneville Power Admin | 342 | Tacoma | Raver No. 1 Line | 100 | 24.07 | OH | AC | 500 | 500 | [5 empty] | Steel
1738 | Bonneville Power Admin | 343 | Tacoma | Raver No. 2 Line | 100 | 9.2 | OH | AC | 500 | 500 | [5 empty] | Steel
1738 | Bonneville Power Admin | 344 | Taft | Bell No. 1 Line | 100 | 96.44 | OH | AC | 500 | 500 | [5 empty] | Steel
1738 | Bonneville Power Admin | 345 | Taft | Hot Springs No. 1 Line | 100 | 53.81 | OH | AC | 500 | 500 | [5 empty] | Steel
1738 | Bonneville Power Admin | 346 | The Dalles Powerhouse | Big Eddy Switchyard No. 1 Line | 100 | 0.81 | OH | AC | 115 | 345 | [5 empty] | Steel
1738 | Bonneville Power Admin | 347 | The Dallas Powerhouse | Big Eddy Switchyard No. 2 Line | 100 | 0.65 | OH | AC | 115 | 230 | [5 empty] | Steel
1738 | Bonneville Power Admin | 348 | The Dallas Powerhouse | Big Eddy Switchyard No. 2 Line | 100 | 0.17 | OH | AC | 115 | 345 | [5 empty] | Steel
1738 | Bonneville Power Admin | 349 | The dallas Powerhouse | Big eddy Switchyard no. 3 Line | 100 | 0.84 | OH | AC | 230 | 345 | [5 empty] | Steel
1738 | Bonneville Power Admin | 350 | The Dalles Powerhouse | Big Eddy Switchyard No. 4 Line | 100 | 0.91 | OH | AC | 230 | 230 | [5 empty] | Steel
1738 | Bonneville Power Admin | 351 | The Dalles Powerhouse | Big Eddy Switchyard No. 5 Line | 100 | 0.92 | OH | AC | 230 | 345 | [5 empty] | Steel
1738 | Bonneville Power Admin | 352 | The Dalles Powerhouse | Big Eddy Switchyard No. 6 Line | 100 | 0.95 | OH | AC | 230 | 345 | [5 empty] | Steel
1738 | Bonneville Power Admin | 353 | Toledo | Wendson No. 1 Line | 100 | 49.64 | OH | AC | 230 | 230 | [5 empty] | Steel
1738 | Bonneville Power Admin | 354 | Trojan | Allston No. 1 Line | 100 | 7.84 | OH | AC | 230 | 230 | [5 empty] | Steel
1738 | Bonneville Power Admin | 355 | Trojan | Allston No. 1 Line | 100 | 1.63 | OH | AC | 230 | 500 | [5 empty] | Steel
1738 | Bonneville Power Admin | 356 | Trojan | Allston No. 2 Line | 100 | 7.84 | OH | AC | 230 | 230 | [5 empty] | Steel
1738 | Bonneville Power Admin | 357 | Trojan | Allston No.2 Line | 100 | 1.56 | OH | AC | 230 | 500 | [5 empty] | Steel
1738 | Bonneville Power Admin | 358 | Underwood Tap | Bonneville-Sifton # 1&Alcoa #2 | 100 | 24.19 | OH | AC | 115 | 230 | [5 empty] | Steel
1738 | Bonneville Power Admin | 359 | Unity | Heyburn No. 1 Line | 100 | 6.62 | OH | AC | 138 | 138 | [5 empty] | Steel/Wood
1738 | Bonneville Power Admin | 360 | Unity | West Burley No. 1 Line | 100 | 7.21 | OH | AC | 138 | 138 | [5 empty] | Wood
1738 | Bonneville Power Admin | 361 | USK | Boundary No. 1 Line | 100 | 55.04 | OH | AC | 230 | 230 | [5 empty] | Steel/Wood
1738 | Bonneville Power Admin | 362 | Vantage | Columbia No. 1 Line | 100 | 31.55 | OH | AC | 230 | 230 | [5 empty] | Steel
1738 | Bonneville Power Admin | 363 | Vantage | Hanford Line | 100 | 23.85 | OH | AC | 500 | 500 | [5 empty] | Steel
1738 | Bonneville Power Admin | 364 | Vantage | Schulltz No. 1 Line | 100 | 34.65 | OH | AC | 500 | 500 | [5 empty] | Steel
1738 | Bonneville Power Admin | 365 | Vantage Subs 500/230 Tie L #1 | Vantage Subs 500/230 Tie L #1 | 100 | 0.25 | OH | AC | 230 | 230 | [5 empty] | Steel
1738 | Bonneville Power Admin | 366 | Vantage Subs 230/500 Tie L #2 | Vantage Subs 230/500 Tie L #2 | 100 | 41 | OH | AC | 230 | 230 | [5 empty] | Steel
1738 | Bonneville Power Admin | 367 | Wendson | Tahkenitch No. 2 Line | 100 | 19.98 | OH | AC | 230 | 230 | [5 empty] | Steel
1738 | Bonneville Power Admin | 368 | West Burley Tap | Unity-Heyburn No. 1 Line | 100 | 4.43 | OH | AC | 138 | 138 | [5 empty] | Wood
1738 | Bonneville Power Admin | 369 | Westside | Bell No. 1 Line | 100 | 7.41 | OH | AC | 230 | 230 | [5 empty] | Steel
1738 | Bonneville Power Admin | 370 | White Bluffs | 451B No. 1 Line | 100 | 5.9 | OH | AC | 115 | 230 | [5 empty] | Steel
1738 | Bonneville Power Admin | 371 | WNP2 | ASHE No. 1 Line | 100 | 0.55 | OH | AC | 500 | 500 | [5 empty] | Steel
1738 | Bonneville Power Admin | 372 | WNP2 | ASHE No. 2 Line | 100 | 0.49 | OH | AC | 230 | 230 | [5 empty] | Steel
2172 | Brazos Electric Power Coop | 1 | Agnes SW | Agnes | 100 | 5.3 | OH | AC | 138 | 138 | 477 | ACSR | Single | 1 | 1 | Wood H-frame | 160
2172 | Brazos Electric Power Coop | 2 | Agnes SW | Weatherford TU | 100 | 0.07 | OH | AC | 138 | 138 | 636 | ACSR | Single | 1 | 1 | Wood H-frame | 50
2172 | Brazos Electric Power Coop | 3 | Apollo | East Richardson | 100 | 1.38 | OH | AC | 138 | 138 | 636 | ACSR | Single | 1 | 1 | Wood Single Pole | 184
2172 | Brazos Electric Power Coop | 4 | Burleson | TUSS-1 | 100 | 2.43 | OH | AC | 138 | 138 | 795 | ACSR | Single | 1 | 1 | Wood H-frame | 215
2172 | Brazos Electric Power Coop | 5 | Aubrey | Krugerville (TU) | 100 | 1.9 | OH | AC | 138 | 138 | 795 | ACSR | Single | 1 | 1 | Wood H-frame | 215
2172 | Brazos Electric Power Coop | 6 | Audubon SW | Greenwood | 100 | 8.61 | OH | AC | 138 | 138 | 477 | ACSR | Single | 1 | 1 | Wood H-frame | 44
2172 | Brazos Electric Power Coop | 7 | Audubon SW | Audubon | 100 | 9.79 | OH | AC | 138 | 138 | 477 | ACSR | Single | 1 | 1 | Steel Single Pole | 160
2172 | Brazos Electric Power Coop | 8 | Aurora Sub | TUSS-IDCS35DE | 100 | 4.96 | OH | AC | 138 | 138 | 636 | ACSR | Single | 2 | 2 | Steel Single Pole | 184
2172 | Brazos Electric Power Coop | 9 | Aurora sub | TUSS-1DCS35DE | 100 | 4.96 | OH | AC | 138 | 138 | 636 | ACSR | Single | 2 | 2 | Concrete Single Pole | 184
2172 | Brazos Electric Power Coop | 10 | Azle | TUS-1 | 100 | 0.67 | OH | AC | 69 | 138 | 795 | ACSR | Single | 1 | 1 | Wood H-frame | 215
2172 | Brazos Electric Power Coop | 11 | Bartlett | TU Emergency Tap | 100 | 0.43 | OH | AC | 69 | 138 | 196 | ACSR | Single | 1 | 1 | Wood Single Pole | 81
2172 | Brazos Electric Power Coop | 12 | Beargrass Switch | NW Resources | 100 | 10.73 | OH | AC | 138 | 138 | 196 | ACSR | Single | 1 | 1 | Wood H-frame | 81
2172 | Brazos Electric Power Coop | 14 | Beargrass Switch West Ckt. | TU | 100 | 1.5 | OH | AC | 138 | 138 | 196 | ACSR | Single | 1 | 1 | Wood H-frame | 81
2172 | Brazos Electric Power Coop | 15 | Beargrass X44c Tap | Beargrass X44C Tap | 100 | 0.67 | OH | AC | 138 | 138 | 196 | ACSR | Single | 1 | 1 | BWood H-frame | 81
2172 | Brazos Electric Power Coop | 16 | Belton JCTN | Moffat | 100 | 8.38 | OH | AC | 138 | 138 | 795 | ACSR | Single | 1 | 1 | Wood H-frame | 215
2172 | Brazos Electric Power Coop | 17 | Belton Tu | Belton JcTn (North) | 100 | 1.64 | OH | AC | 138 | 138 | 795 | ACSR | Single | 2 | 2 | Steel Lattice Tower | 215
2172 | Brazos Electric Power Coop | 18 | Bissett | TUS-1 | 100 | 1.64 | OH | AC | 69 | 138 | 477 | ACSR | Single | 1 | 1 | Wood H-frame | 160
2172 | Brazos Electric Power Coop | 19 | Bono | Concord JCTN | 100 | 5.75 | OH | AC | 138 | 138 | 196 | ACSR | Single | 1 | 1 | Wood H-frame | 29
2172 | Brazos Electric Power Coop | 20 | Bosque | China Spring | 100 | 5.06 | OH | AC | 138 | 138 | 477 | ACSR | Single | 1 | 1 | Steel Single Pole | 160
2172 | Brazos Electric Power Coop | 21 | Bosque | Cayote | 100 | 9.25 | OH | AC | 138 | 138 | 795 | ACSR | Single | 1 | 1 | Wood H-froame | 215
2172 | Brazos Electric Power Coop | 22 | Bowie | Hardy SW | 100 | 13.42 | OH | AC | 138 | 138 | 196 | ACSR | Single | 1 | 1 | Wood H-frame | 29
2172 | Brazos Electric Power Coop | 23 | Bowie | PTRSN ST. N/TMPA Tap Str. | 100 | 2.3 | OH | AC | 138 | 138 | 477 | ACSR | Single | 1 | 1 | Wood H-frame | 44
2172 | Brazos Electric Power Coop | 24 | Boyd | TUSS-15.1 M | 100 | 0.87 | OH | AC | 138 | 138 | 636 | ACSR | Single | 1 | 1 | Wood H-frame | 160
2172 | Brazos Electric Power Coop | 25 | Brideport SW | Audubon SW | 100 | 4.41 | OH | AC | 138 | 138 | 477 | ACSR | Single | 1 | 1 | Wood H-frame | 44
2172 | Brazos Electric Power Coop | 26 | Bridgeport SW | Bridgeport EAst | 100 | 0.01 | OH | AC | 138 | 138 | 795 | ACSR | Single | 1 | 1 | Combination Wood | 215
2172 | Brazos Electric Power Coop | 27 | Brock | Live Oak | 100 | 4.52 | OH | AC | 69 | 138 | 795 | ACSR | Single | 1 | 1 | Concrete Single Pole | 215
2172 | Brazos Electric Power Coop | 28 | Brock | Fox | 100 | 3.73 | OH | AC | 69 | 138 | 795 | ACSR | Single | 1 | 1 | Steel Single Pole | 215
2172 | Brazos Electric Power Coop | 29 | Bunker | Port Royal | 100 | 5.21 | OH | AC | 138 | 138 | 477 | ACSR | Single | 1 | 1 | Wood H-frame | 44
2172 | Brazos Electric Power Coop | 30 | Bunker | Miller Plant | 100 | 33.62 | OH | AC | 138 | 138 | 636 | ACSR | Single | 1 | 1 | Wood H-frame | 50
2172 | Brazos Electric Power Coop | 31 | Butler SS | Butler | 100 | 9.01 | OH | AC | 138 | 138 | 196 | ACSR | Single | 1 | 1 | Wood H-frame | 81
2172 | Brazos Electric Power Coop | 32 | Canyon | Argyle | 100 | 2.49 | OH | AC | 138 | 138 | 795 | ACSR | Single | 1 | 1 | Steel Single Pole | 215
2172 | Brazos Electric Power Coop | 33 | Cayote | Whitney SW | 100 | 4.19 | OH | AC | 138 | 138 | 795 | ACSR | Single | 1 | 1 | Wood H-frame | 215
2172 | Brazos Electric Power Coop | 34 | Centerpoint | 1/OF | 100 | 6.32 | OH | AC | 69 | 138 | 795 | ACSR | Single | 1 | 1 | Wood H-frame | 215
2172 | Brazos Electric Power Coop | 35 | Concord 8 | Tenaska 8 | 100 | 3.44 | OH | AC | 138 | 138 | 795 | ACSR | Single | 1 | 1 | Wood H-frame | 215
2172 | Brazos Electric Power Coop | 36 | Concord 8 | Tenaska 8 | 100 | 3.9 | OH | AC | 138 | 138 | 795 | ACSR | Single | 1 | 1 | Wood H-frame | 215
2172 | Brazos Electric Power Coop | 37 | Concord JCTN | Concord | 100 | 1.6 | OH | AC | 138 | 138 | 795 | ACSR | Single | 2 | 2 | Steel Single Pole | 215
2172 | Brazos Electric Power Coop | 38 | Concord JCTN | Concord | 100 | 0.89 | OH | AC | 138 | 138 | 795 | ACSR | Single | 1 | 1 | Wood H-frame | 215
2172 | Brazos Electric Power Coop | 39 | Concord JCTN | Concord | 100 | 0.88 | OH | AC | 138 | 138 | 795 | ACSR | Single | 1 | 1 | Wood H-frame | 215
2172 | Brazos Electric Power Coop | 40 | Conley | TDC-10 | 100 | 0.42 | OH | AC | 69 | 138 | 196 | ACSR | Single | 1 | 1 | Wood H-frame | 29
2172 | Brazos Electric Power Coop | 41 | Coppell | Grapevine JCTN | 100 | 4.54 | OH | AC | 138 | 138 | 795 | ACSR | Single | 1 | 1 | Steel Lattice Pole | 215
2172 | Brazos Electric Power Coop | 42 | Coppell | TUSS-190-DCS1/8 | 100 | 0.81 | OH | AC | 138 | 138 | 795 | ACSR | Single | 2 | 2 | Concrete Single Pole | 215
2172 | Brazos Electric Power Coop | 43 | Coppell Sub | TUSS-190-DCS-100 1/8 | 100 | 0.83 | OH | AC | 138 | 138 | 795 | ACSR | Single | 2 | 2 | Concrete Single Pole | 215
2172 | Brazos Electric Power Coop | 44 | Crawford Sub | Bosque | 100 | 2.78 | OH | AC | 138 | 138 | 795 | ACSR | Single | 1 | 1 | Wood H-frame | 215
2172 | Brazos Electric Power Coop | 45 | Custer | TU | 100 | 1.27 | OH | AC | 138 | 138 | 1590 | ACSR | Single | 2 | 2 | Steel Single Pole | 329
2172 | Brazos Electric Power Coop | 46 | Dansby Tap | Hearne | 100 | 22.48 | OH | AC | 138 | 138 | 477 | ACSR | Single | 1 | 1 | Wood H-frame | 44
2172 | Brazos Electric Power Coop | 47 | Decatur | Bridgeport SW | 100 | 1.07 | OH | AC | 138 | 138 | 477 | ACSR | Single | 1 | 1 | Wood H-frame | 44
2172 | Brazos Electric Power Coop | 48 | Dicey | Aledo | 100 | 9.24 | OH | AC | 69 | 138 | 477 | ACSR | Single | 1 | 1 | Wood H-frame | 160
2172 | Brazos Electric Power Coop | 49 | Dicey | TH-1G | 100 | 3.96 | OH | AC | 69 | 138 | 795 | ACSR | Single | 2 | 2 | Steel Single Pole | 215
2172 | Brazos Electric Power Coop | 50 | Egan | TDC-10 | 100 | 2.1 | OH | AC | 138 | 138 | 196 | ACSR | Single | 1 | 1 | Wood H-frame | 81
2172 | Brazos Electric Power Coop | 51 | Egan | Burleson | 100 | 2.83 | OH | AC | 138 | 138 | 795 | ACSR | Single | 1 | 1 | Steel Single Pole | 215
2172 | Brazos Electric Power Coop | 52 | Ennis | TU (Ennis SW) | 100 | 2.32 | OH | AC | 138 | 138 | 477 | ACSR | Single | 1 | 1 | Wood H-frame | 160
2172 | Brazos Electric Power Coop | 53 | Fallcreek | Concord | 100 | 13.47 | OH | AC | 138 | 138 | 795 | ACSR | Single | 1 | 1 | Wood H-frame | 215
2172 | Brazos Electric Power Coop | 54 | Fox | Lipan TU | 100 | 13.38 | OH | AC | 138 | 138 | 1590 | ACSR | Single | 1 | 1 | Wood H-frame | 84
2172 | Brazos Electric Power Coop | 55 | Granbury | Tin Top | 100 | 14.38 | OH | AC | 69 | 138 | 795 | ACSR | Single | 1 | 1 | Concrete Single Pole | 215
2172 | Brazos Electric Power Coop | 56 | Grandview | Conley | 100 | 1.8 | OH | AC | 69 | 138 | 477 | ACSR | Single | 1 | 1 | Wood H-frame | 44
2172 | Brazos Electric Power Coop | 57 | Grandview | Sand Flat SW | 100 | 5.38 | OH | AC | 138 | 138 | 477 | ACSR | Single | 1 | 1 | Wood H-frame | 44
2172 | Brazos Electric Power Coop | 58 | Grandview | Lake Alvarado | 100 | 3.51 | OH | AC | 138 | 138 | 795 | ACSR | Single | 1 | 1 | Wood H-frame | 215
2172 | Brazos Electric Power Coop | 59 | Grapevine | IBM Tap | 100 | 1.87 | OH | AC | 138 | 138 | 795 | ACSR | Single | 1 | 1 | Steel Lattice Tower | 215
2172 | Brazos Electric Power Coop | 60 | Grapevine JCTN | Grapevine | 100 | 5.88 | OH | AC | 138 | 138 | 795 | ACSR | Single | 1 | 1 | Steel Lattice Pole | 215
2172 | Brazos Electric Power Coop | 61 | Greenwood | Spring | 100 | 20.29 | OH | AC | 138 | 138 | 477 | ACSR | Single | 1 | 1 | Wood H-frame | 44
2172 | Brazos Electric Power Coop | 62 | Gustine | Hasse | 100 | 13.33 | OH | AC | 69 | 138 | 477 | ACSR | Single | 1 | 1 | Concrete single Pole | 160
2172 | Brazos Electric Power Coop | 63 | Happy Hills SW | TH-10 | 100 | 8.26 | OH | AC | 138 | 138 | 477 | ACSR | Single | 2 | 2 | Wood H-frame | 44
2172 | Brazos Electric Power Coop | 64 | Hardy SW | Hardy | 100 | 5.34 | OH | AC | 138 | 138 | 196 | ACSR | Single | 1 | 1 | Wood Single Pole | 29
2172 | Brazos Electric Power Coop | 65 | Hardy Sw | ST. Jo | 100 | 6.07 | OH | AC | 138 | 138 | 196 | ACSR | Single | 1 | 1 | Wood H-frame | 29
2172 | Brazos Electric Power Coop | 66 | Hearne | Robertson | 100 | 5.82 | OH | AC | 138 | 138 | 477 | ACSR | Single | 1 | 1 | Wood H-frame | 44
2172 | Brazos Electric Power Coop | 67 | Highland | Canyon | 100 | 4.79 | OH | AC | 138 | 138 | 795 | ACSR | Single | 1 | 1 | Steel Single Pole | 215
2172 | Brazos Electric Power Coop | 68 | Hilltop | TDC-10 | 100 | 1.67 | OH | AC | 138 | 138 | 636 | ACSR | Single | 1 | 1 | Wood H-frame | 184
2172 | Brazos Electric Power Coop | 69 | Hilltop | North Weatherford | 100 | 5.88 | OH | AC | 138 | 138 | 636 | ACSR | Single | 2 | 2 | Wood H-frame | 184
2172 | Brazos Electric Power Coop | 70 | Hilltop Lakes | Nothe Zulch | 100 | 15.39 | OH | AC | 69 | 138 | 795 | ACSR | Single | 1 | 1 | Wood H-frame | 54
2172 | Brazos Electric Power Coop | 71 | Hilltop Lakes | Watson Chapel SW | 100 | 4.63 | OH | AC | 138 | 138 | 795 | ACSR | Single | 1 | 1 | Wood H-frame | 54
2172 | Brazos Electric Power Coop | 72 | Holder | TUSS-1 | 100 | 11.43 | OH | AC | 138 | 138 | 477 | ACSR | Single | 1 | 1 | Wood H-frame | 160
2172 | Brazos Electric Power Coop | 73 | Holnam Tap | Holnam Tap | 100 | 0.24 | OH | AC | 69 | 138 | 196 | ACSR | Single | 1 | 1 | Wood Single Pole | 81
2172 | Brazos Electric Power Coop | 74 | Hood | Spunky | 100 | 8.9 | OH | AC | 138 | 138 | 477 | ACSR | Single | 1 | 1 | Wood H-frame | 44
2172 | Brazos Electric Power Coop | 75 | Hood | DeCordova | 100 | 2.23 | OH | AC | 138 | 138 | 795 | ACSR | Single | 1 | 1 | Wood H-frame | 215
2172 | Brazos Electric Power Coop | 76 | IBM Tap | LST | 100 | 3.86 | OH | AC | 138 | 138 | 795 | ACSR | Single | 1 | 1 | Steel Lattice Pole | 215
2172 | Brazos Electric Power Coop | 77 | Jordan | Whitesboro SS | 100 | 2 | OH | AC | 69 | 138 | 795 | ACSR | Single | 1 | 1 | Wood H-frame | 215
2172 | Brazos Electric Power Coop | 78 | Joshua | TH-10 | 100 | 6.31 | OH | AC | 138 | 138 | 795 | ACSR | Single | 1 | 1 | Steel Single Pole | 215
2172 | Brazos Electric Power Coop | 79 | Katz | King | 100 | 12.22 | OH | AC | 69 | 138 | 477 | ACSR | Single | 1 | 1 | Wood H-frame | 160
2172 | Brazos Electric Power Coop | 80 | Keene | TUSS-1 | 100 | 1.04 | OH | AC | 138 | 138 | 795 | ACSR | Single | 1 | 1 | Wood H-frame | 215
2172 | Brazos Electric Power Coop | 81 | Keller-Tu Tie | TU Tie | 100 | 0.32 | OH | AC | 138 | 138 | 795 | ACSR | Single | 1 | 1 | Steel Single Pole | 215
2172 | Brazos Electric Power Coop | 82 | Knox | Katz | 100 | 7.6 | OH | AC | 69 | 138 | 477 | ACSR | Single | 1 | 1 | Wood H-frame | 160
2172 | Brazos Electric Power Coop | 83 | Krugerville | Frisco | 100 | 11.73 | OH | AC | 138 | 138 | 795 | ACSR | Single | 1 | 1 | Wood H-frame | 215
2172 | Brazos Electric Power Coop | 84 | Lake Avarado | TUSS-1 | 100 | 3.66 | OH | AC | 138 | 138 | 795 | ACSR | Single | 1 | 1 | Wood H-frame | 215
2172 | Brazos Electric Power Coop | 85 | Lake Creek TU | Perry | 100 | 8.12 | OH | AC | 138 | 138 | 795 | ACSR | Single | 1 | 1 | Wood H-frame | 54
2172 | Brazos Electric Power Coop | 86 | Lampost SW | Whitney | 100 | 8.48 | OH | AC | 69 | 138 | 795 | ACSR | Single | 1 | 1 | Concrete Single Pole | 215
2172 | Brazos Electric Power Coop | 87 | Lampost SW | Lampost | 100 | 4.56 | OH | AC | 138 | 138 | 795 | ACSR | Single | 2 | 2 | Concrete Single Pole | 215
2172 | Brazos Electric Power Coop | 88 | Lanham | TU SW. | 100 | 10.11 | OH | AC | 69 | 138 | 196 | ACSR | Single | 1 | 1 | Steel Single Pole | 81
2172 | Brazos Electric Power Coop | 89 | Lewisville | Highland | 100 | 3.01 | OH | AC | 138 | 138 | 795 | ACSR | Single | 1 | 1 | Steel Single Pole | 215
2172 | Brazos Electric Power Coop | 90 | Lillian | Cedar Hill | 100 | 15.34 | OH | AC | 69 | 138 | 795 | ACSR | Single | 1 | 1 | Concrete Single Pole | 215
2172 | Brazos Electric Power Coop | 91 | Lillian | Happy Hills SW | 100 | 5.4 | OH | AC | 138 | 138 | 795 | ACSR | Single | 1 | 1 | Wood H-frame | 54
2172 | Brazos Electric Power Coop | 92 | Lipan TU | Miller | 100 | 16.04 | OH | AC | 138 | 138 | 1590 | ACSR | Single | 1 | 1 | Wood H-frame | 329
2172 | Brazos Electric Power Coop | 93 | LST | TH-10 | 100 | 1.06 | OH | AC | 138 | 138 | 795 | ACSR | Single | 1 | 1 | Steel Lattaice Tower | 215
2172 | Brazos Electric Power Coop | 94 | McGregor | Windsor SW | 100 | 4.22 | OH | AC | 138 | 138 | 795 | ACSR | Single | 1 | 1 | Wood H-frame | 215
2172 | Brazos Electric Power Coop | 95 | Muenster | Valley View | 100 | 11.14 | OH | AC | 138 | 138 | 196 | ACSR | Single | 1 | 1 | Wood H-frame | 29
2172 | Brazos Electric Power Coop | 96 | Miller | TU Interchange Pt | 100 | 33.7 | OH | AC | 138 | 138 | 1033 | ACSR | Single | 1 | 1 | Wood H-frame | 253
2172 | Brazos Electric Power Coop | 97 | Miller | Palo Pinto TU | 100 | 7.68 | OH | AC | 138 | 138 | 1590 | ACSR | Single | 1 | 1 | Wood H-frame | 329
2172 | Brazos Electric Power Coop | 98 | Moffat | Moody | 100 | 6.42 | OH | AC | 138 | 138 | 795 | ACSR | Single | 1 | 1 | Wood H-frame | 215
2172 | Brazos Electric Power Coop | 99 | Moody | McGregeor | 100 | 12.2 | OH | AC | 138 | 138 | 795 | ACSR | Single | 1 | 1 | Wood H-frame | 215
2172 | Brazos Electric Power Coop | 100 | Mound | Lewisville | 100 | 3.95 | OH | AC | 138 | 138 | 795 | ACSR | Single | 1 | 1 | Steel Single Pole | 215
2172 | Brazos Electric Power Coop | 101 | North Denton | Sanger | 100 | 6.92 | OH | AC | 138 | 138 | 196 | ACSR | Single | 1 | 1 | Wood H-frame | 29
2172 | Brazos Electric Power Coop | 102 | North Weatherford | TH-10 | 100 | 4.82 | OH | AC | 138 | 138 | 636 | ACSR | Single | 2 | 2 | Wood H-frame | 50
2172 | Brazos Electric Power Coop | 103 | North Zulch | Bedias | 100 | 11.54 | OH | AC | 69 | 138 | 795 | ACSR | Single | 1 | 1 | Wood H-frame | 215
2172 | Brazos Electric Power Coop | 104 | Olney | TH-10 | 100 | 2.63 | OH | AC | 138 | 138 | 477 | ACSR | Single | 2 | 2 | Wood H-frame | 44
2172 | Brazos Electric Power Coop | 105 | Patterson St. S/TMPA Tap Str | Sunset(TU) | 100 | 8.01 | OH | AC | 138 | 138 | 477 | ACSR | Single | 1 | 1 | Wood H-frame | 160
2172 | Brazos Electric Power Coop | 106 | Peoria | Lampost SW | 100 | 2.35 | OH | AC | 69 | 138 | 795 | ACSR | Single | 1 | 1 | Concrete Single Pole | 54
2172 | Brazos Electric Power Coop | 107 | Port Royal | Hood | 100 | 3.84 | OH | AC | 138 | 138 | 477 | ACSR | Single | 1 | 1 | Wood Single Pole | 160
2172 | Brazos Electric Power Coop | 108 | Post Oak SW | TH-10 | 100 | 7.62 | OH | AC | 69 | 138 | 477 | ACSR | Single | 1 | 1 | Wood H-frame | 44
2172 | Brazos Electric Power Coop | 109 | Reno | Cottondale | 100 | 9.9 | OH | AC | 69 | 138 | 477 | ACSR | Single | 1 | 1 | Wood H-frame | 160
2172 | Brazos Electric Power Coop | 110 | Reno | TUSS-15.1M(Str 21/7) | 100 | 7.43 | OH | AC | 138 | 138 | 636 | ACSR | Single | 1 | 1 | Wood H-frame | 50
2172 | Brazos Electric Power Coop | 111 | Reno | Azle SW | 100 | 5.69 | OH | AC | 69 | 138 | 795 | ACSR | Single | 1 | 1 | Wood H-frame | 215
2172 | Brazos Electric Power Coop | 112 | Retta | Lillian | 100 | 5.24 | OH | AC | 138 | 138 | 795 | ACSR | Single | 1 | 1 | Wood H-frame | 215
2172 | Brazos Electric Power Coop | 113 | Rhome | Decatur | 100 | 14.19 | OH | AC | 138 | 138 | 477 | ACSR | Single | 1 | 1 | Wood H-frame | 44
2172 | Brazos Electric Power Coop | 114 | Rhome | TH-10 | 100 | 5.26 | OH | AC | 138 | 138 | 477 | ACSR | Single | 2 | 2 | Wood H-frame | 44
2172 | Brazos Electric Power Coop | 115 | Rhome DC(Hwy. 114) | Rhome | 100 | 5.26 | OH | AC | 69 | 138 | 196 | ACSR | Single | 2 | 2 | Wood H-frame | 81
2172 | Brazos Electric Power Coop | 116 | Roanoke | TU Roanake SW | 100 | 2.62 | OH | AC | 138 | 138 | 795 | ACSR | Single | 1 | 1 | Steel Single Pole | 215
2172 | Brazos Electric Power Coop | 117 | Roanoke TUSS-15 | TU Roanoke SW | 100 | 2.62 | OH | AC | 138 | 138 | 795 | ACSR | Single | 2 | 2 | Steel Single Pole | 215
2172 | Brazos Electric Power Coop | 118 | Robertson | Phillips | 100 | 13.36 | OH | AC | 138 | 138 | 477 | ACSR | Single | 1 | 1 | Wood H-frame | 160
2172 | Brazos Electric Power Coop | 119 | Salem SW | TH-10 | 100 | 2.52 | OH | AC | 69 | 138 | 477 | ACSR | Single | 1 | 1 | Steel Single Pole | 160
2172 | Brazos Electric Power Coop | 120 | Salt Creek | TUSS-IDS | 100 | 31.14 | OH | AC | 138 | 138 | 795 | ACSR | Single | 1 | 1 | Wood H-frame | 215
2172 | Brazos Electric Power Coop | 121 | Salt Creek(II) | WTU(Old Salt Creek) | 100 | 0.72 | OH | AC | 138 | 138 | 795 | ACSR | Single | 1 | 1 | Wood H-frame | 215
2172 | Brazos Electric Power Coop | 122 | San Miguel(A) | Marion | 100 | 77.33 | OH | AC | 345 | 138 | 795 | ACSR | Single | 2 | 2 | Steel Lattice Tower | 537
2172 | Brazos Electric Power Coop | 123 | San Miguel (B) | Marion | 100 | 77.33 | OH | AC | 345 | 138 | 795 | ACSR | Single | 2 | 2 | Steel Lattice Tower | 537
2172 | Brazos Electric Power Coop | 124 | Sand Flat SW | Sand Flat | 100 | 0.61 | OH | AC | 138 | 138 | 477 | ACSR | Single | 1 | 1 | Wood H-frame | 44
2172 | Brazos Electric Power Coop | 125 | Sand Flat SW | Whitney | 100 | 32.4 | OH | AC | 138 | 138 | 477 | ACSR | Single | 1 | 1 | Wood H-frame | 44
2172 | Brazos Electric Power Coop | 126 | Sanger | Sanger City | 100 | 2.85 | OH | AC | 138 | 138 | 196 | ACSR | Single | 2 | 2 | Wood H-frame | 29
2172 | Brazos Electric Power Coop | 127 | Sanger City | Spring | 100 | 8.54 | OH | AC | 138 | 138 | 196 | ACSR | Single | 1 | 1 | Wood H-frame | 29
2172 | Brazos Electric Power Coop | 128 | Scotland | TU (Scotland SW) | 100 | 1.48 | OH | AC | 138 | 138 | 477 | ACSR | Single | 1 | 1 | Steel Single Pole | 160
2172 | Brazos Electric Power Coop | 129 | Spring | Salem SW | 100 | 7.54 | OH | AC | 69 | 138 | 795 | ACSR | Single | 1 | 1 | Wood H-frame | 215
2172 | Brazos Electric Power Coop | 130 | Spring Valley | Spring Valley SW | 100 | 3.6 | OH | AC | 138 | 138 | 477 | ACSR | Single | 1 | 1 | Steel Single Pole | 160
2172 | Brazos Electric Power Coop | 131 | Spunky | Bono | 100 | 5.33 | OH | AC | 138 | 138 | 795 | ACSR | Single | 1 | 1 | Wood H-frame | 215
2172 | Brazos Electric Power Coop | 132 | St. Jo | Muenster | 100 | 9.36 | OH | AC | 138 | 138 | 196 | ACSR | Single | 1 | 1 | Wood H-frame | 29
2172 | Brazos Electric Power Coop | 133 | TDC | Seaton | 100 | 0.61 | OH | AC | 138 | 138 | 477 | ACSR | Single | 2 | 2 | Wood H-frame | 44
2172 | Brazos Electric Power Coop | 134 | TDC-10 | Happy Hill SW | 100 | 0.99 | OH | AC | 138 | 138 | 477 | ACSR | Single | 2 | 2 | Wood H-frame | 44
2172 | Brazos Electric Power Coop | 135 | TDC-10 | TH-10 | 100 | 1.22 | OH | AC | 138 | 138 | 636 | ACSR | Single | 2 | 2 | Wood H-frame | 50
2172 | Brazos Electric Power Coop | 136 | Tenaska | Concord 8 | 100 | 5.68 | OH | AC | 138 | 138 | 1590 | ACSR | Single | 1 | 1 | Steel Single Pole | 329
2172 | Brazos Electric Power Coop | 137 | Tenaska 8 | Keene 8 | 100 | 2.47 | OH | AC | 138 | 138 | 795 | ACSR | Single | 2 | 2 | Steel Single Pole | 215
2172 | Brazos Electric Power Coop | 138 | Robertson | Watson Chapel | 100 | 21.64 | OH | AC | 138 | 138 | 196 | ACSR | Single | 1 | 1 | Wood H-frame | 29
2172 | Brazos Electric Power Coop | 139 | TH-10(Post Oak) | TUS-1 | 100 | 0.7 | OH | AC | 69 | 138 | 477 | ACSR | Single | 1 | 1 | Wood H-frame | 160
2172 | Brazos Electric Power Coop | 140 | TH-10(Salem) | TUS-1 | 100 | 1.53 | OH | AC | 69 | 138 | 477 | ACSR | Single | 1 | 1 | Wood H-frame | 160
2172 | Brazos Electric Power Coop | 141 | TH-10 | King County | 100 | 10.66 | OH | AC | 69 | 138 | 477 | ACSR | Single | 1 | 1 | Wood H-frame | 44
2172 | Brazos Electric Power Coop | 142 | TH-10 | Rice | 100 | 14.46 | OH | AC | 138 | 138 | 477 | ACSR | Single | 1 | 1 | Wood H-frame | 160
2172 | Brazos Electric Power Coop | 143 | TH-10 | Grandview | 100 | 1.54 | OH | AC | 138 | 138 | 477 | ACSR | Single | 1 | 1 | Wood H-frame | 160
2172 | Brazos Electric Power Coop | 144 | TH-10 | Brownwood | 100 | 6.29 | OH | AC | 138 | 138 | 477 | ACSR | Single | 1 | 1 | Wood H-frame | 44
2172 | Brazos Electric Power Coop | 145 | TH-10 | Veal SS South | 100 | 4.75 | OH | AC | 138 | 138 | 636 | ACSR | Single | 1 | 1 | Wood H-frame | 184
2172 | Brazos Electric Power Coop | 146 | TH-10 | West Weatherford | 100 | 2.56 | OH | AC | 138 | 138 | 636 | ACSR | Single | 1 | 1 | Wood H-frame | 50
2172 | Brazos Electric Power Coop | 147 | TH-10 | Roanoke | 100 | 8.7 | OH | AC | 138 | 138 | 795 | ACSR | Single | 1 | 1 | Wood H-frame | 54
2172 | Brazos Electric Power Coop | 148 | TH-10 | Roanoke TUSS-15 | 100 | 1.65 | OH | AC | 138 | 138 | 795 | ACSR | Single | 1 | 1 | Wood H-frame | 215
2172 | Brazos Electric Power Coop | 149 | TH-10 | Sun | 100 | 3.22 | OH | AC | 138 | 138 | 795 | ACSR | Single | 1 | 1 | Wood H-frame | 215
2172 | Brazos Electric Power Coop | 150 | TH-10 | Egan | 100 | 1 | OH | AC | 138 | 138 | 795 | ACSR | Single | 1 | 1 | Wood H-frame | 215
2172 | Brazos Electric Power Coop | 151 | TH-10 | Retta | 100 | 0.57 | OH | AC | 138 | 138 | 795 | ACSR | Single | 1 | 1 | Wood H-frame | 215
2172 | Brazos Electric Power Coop | 152 | TH-10 | Concord JCTN. | 100 | 3.01 | OH | AC | 138 | 138 | 795 | ACSR | Single | 1 | 1 | Wood H-frame | 215
2172 | Brazos Electric Power Coop | 153 | TH-10 | TUSS-1 | 100 | 0.36 | OH | AC | 138 | 138 | 795 | ACSR | Single | 1 | 1 | Wood H-frame | 215
2172 | Brazos Electric Power Coop | 154 | TH-10 | Dansby Tap | 100 | 4.12 | OH | AC | 138 | 138 | 477 | ACSR | Single | 1 | 1 | Wood H-frame | 44
2172 | Brazos Electric Power Coop | 155 | TMPA Tap Str. | Ptrsn S. Sub (Bowie) | 100 | 0.01 | OH | AC | 138 | 138 | 795 | ACSR | Single | 1 | 1 | Steel & Concrete | 215
2172 | Brazos Electric Power Coop | 156 | Trimmier | Killeen TU | 100 | 4 | OH | AC | 138 | 138 | 795 | ACSR | Single | 1 | 1 | Steel Single Pole | 215
2172 | Brazos Electric Power Coop | 157 | Trimmier | Ding Dong | 100 | 5.76 | OH | AC | 138 | 138 | 477 | ACSR | Single | 1 | 1 | Steel Single Pole | 160
2172 | Brazos Electric Power Coop | 158 | TU | TDC | 100 | 2.09 | OH | AC | 138 | 138 | 477 | ACSR | Single | 1 | 1 | Wood H-frame | 160
2172 | Brazos Electric Power Coop | 159 | TU | Custer | 100 | 1.27 | OH | AC | 138 | 138 | 1590 | ACSR | Single | 2 | 2 | Steel Single Pole | 329
2172 | Brazos Electric Power Coop | 160 | TU Goodloe SW | Goodloe | 100 | 2.42 | OH | AC | 138 | 138 | 477 | ACSR | Single | 1 | 1 | Wood H-frame | 160
2172 | Brazos Electric Power Coop | 161 | TU Interchange Pt. | Stephenville | 100 | 0.32 | OH | AC | 138 | 138 | 1033 | ACSR | Single | 1 | 1 | Wood H-frame | 253
2172 | Brazos Electric Power Coop | 162 | TU Trumbell | Rockett | 100 | 3.45 | OH | AC | 69 | 138 | 795 | ACSR | Single | 1 | 1 | Steel Single Pole | 215
2172 | Brazos Electric Power Coop | 163 | TUS-1 | Post Oak | 100 | 0.39 | OH | AC | 69 | 138 | 477 | ACSR | Single | 1 | 1 | Steel Single Pole | 160
2172 | Brazos Electric Power Coop | 164 | TUS-1 | Salem | 100 | 3.33 | OH | AC | 69 | 138 | 477 | ACSR | Single | 1 | 1 | Steel Single Pole | 160
2172 | Brazos Electric Power Coop | 165 | TUS-1 | TH-10 | 100 | 0.53 | OH | AC | 69 | 138 | 477 | ACSR | Single | 1 | 1 | Steel Single Pole | 160
2172 | Brazos Electric Power Coop | 166 | TUS-1 | Centerpoint | 100 | 0.58 | OH | AC | 69 | 138 | 795 | ACSR | Single | 1 | 1 | Steel Single Pole | 215
2172 | Brazos Electric Power Coop | 167 | TUSS-1 | TH-10 | 100 | 0.9 | OH | AC | 138 | 138 | 477 | ACSR | Single | 1 | 1 | Steel Single Pole | 160
2172 | Brazos Electric Power Coop | 168 | TUSS-1 | Joshua | 100 | 4.43 | OH | AC | 138 | 138 | 795 | ACSR | Single | 1 | 1 | Steel Single Pole | 215
2172 | Brazos Electric Power Coop | 169 | TUSS-1 | TH-10 | 100 | 1.66 | OH | AC | 138 | 138 | 795 | ACSR | Single | 1 | 1 | Steel Single Pole | 215
2172 | Brazos Electric Power Coop | 170 | TUSS-1 | TH-10 | 100 | 2.8 | OH | AC | 138 | 138 | 795 | ACSR | Single | 1 | 1 | Steel Single Pole | 215
2172 | Brazos Electric Power Coop | 171 | TUSS-1 | TH-10 | 100 | 3.53 | OH | AC | 138 | 138 | 795 | ACSR | Single | 1 | 1 | Steel Single Pole | 215
2172 | Brazos Electric Power Coop | 172 | TUSS-1 | Keene | 100 | 0.74 | OH | AC | 138 | 138 | 795 | ACSR | Single | 1 | 1 | Steel Single Pole | 215
2172 | Brazos Electric Power Coop | 173 | TUSS-15.1M | Aurora Sub | 100 | 1.37 | OH | AC | 138 | 138 | 636 | ACSR | Single | 2 | 2 | Steel Single Pole | 184
2172 | Brazos Electric Power Coop | 174 | TUSS-15.1M(21/7) | Aurora Sub | 100 | 1.37 | OH | AC | 138 | 138 | 636 | ACSR | Single | 2 | 2 | Steel Single Pole | 184
2172 | Brazos Electric Power Coop | 175 | TUSS-190-DCS 1/8 | Mound | 100 | 1.44 | OH | AC | 138 | 138 | 795 | ACSR | Single | 1 | 1 | Steel Single Pole | 215
2172 | Brazos Electric Power Coop | 176 | TUSS-190-DCS-100 1/8 | McKamy Road | 100 | 5.03 | OH | AC | 138 | 138 | 795 | ACSR | Single | 1 | 1 | Steel Single Pole | 215
2172 | Brazos Electric Power Coop | 177 | TUSS-1DCS35DE | Rhome Sub | 100 | 0.1 | OH | AC | 138 | 138 | 636 | ACSR | Single | 1 | 1 | Steel Single Pole | 184
2172 | Brazos Electric Power Coop | 178 | TUSS-1DCS35DE(27/10) | Rhome | 100 | 0.15 | OH | AC | 138 | 138 | 636 | ACSR | Single | 1 | 1 | Steel Single Pole | 184
2172 | Brazos Electric Power Coop | 179 | TUSS-1DS | TH-10 | 100 | 0.93 | OH | AC | 138 | 138 | 795 | ACSR | Single | 1 | 1 | Steel Single Pole | 215
2172 | Brazos Electric Power Coop | 180 | TUSS-1DC | Dicey | 100 | 3.96 | OH | AC | 69 | 138 | 795 | ACSR | Single | 2 | 2 | Steel Single Pole | 215
2172 | Brazos Electric Power Coop | 181 | Valley View | Spring | 100 | 2.86 | OH | AC | 138 | 138 | 196 | ACSR | Single | 1 | 1 | Wood H-frame | 29
2172 | Brazos Electric Power Coop | 182 | Veal SS North | Reno | 100 | 4.71 | OH | AC | 138 | 138 | 636 | ACSR | Single | 1 | 1 | Wood H-frame | 50
2172 | Brazos Electric Power Coop | 183 | Veal SS South | WTU Tap 8/6 | 100 | 0.63 | OH | AC | 138 | 138 | 636 | ACSR | Single | 1 | 1 | Wood H-frame | 50
2172 | Brazos Electric Power Coop | 184 | Waples | TH-5 | 100 | 0.25 | OH | AC | 69 | 138 | 795 | ACSR | Single | 1 | 1 | Wood H-frame | 215
2172 | Brazos Electric Power Coop | 185 | Waples | Fallcreek | 100 | 6.81 | OH | AC | 138 | 138 | 795 | ACSR | Single | 1 | 1 | Wood H-frame | 215
2172 | Brazos Electric Power Coop | 186 | Watson Chapel | Jewett TU | 100 | 20.5 | OH | AC | 138 | 138 | 196 | ACSR | Single | 1 | 1 | Wood H-frame | 29
2172 | Brazos Electric Power Coop | 187 | West Weatherford | Fox | 100 | 7.33 | OH | AC | 138 | 138 | 636 | ACSR | Single | 1 | 1 | Wood H-frame | 50
2172 | Brazos Electric Power Coop | 188 | WFRDTWFRD/TU Tap 8/6 | Agnes SW | 100 | 0.62 | OH | AC | 138 | 138 | 636 | ACSR | Single | 1 | 1 | Wood H-frame | 50
2172 | Brazos Electric Power Coop | 189 | Whitney SW | Elm Mott TU | 100 | 19.09 | OH | AC | 345 | 138 | 795 | ACSR | Single | 2 | 2 | Steel Lattice Tower | 537
2172 | Brazos Electric Power Coop | 190 | Windsor SW | Windsor | 100 | 7.1 | OH | AC | 138 | 138 | 477 | ACSR | Single | 1 | 1 | Steel Single Pole | 160
2172 | Brazos Electric Power Coop | 191 | Windsor SW | Crawford Sub | 100 | 10.23 | OH | AC | 138 | 138 | 795 | ACSR | Single | 1 | 1 | Wood H-frame | 215
2172 | Brazos Electric Power Coop | 192 | Woodbine | Whitesboro SS | 100 | 7.87 | OH | AC | 69 | 138 | 795 | ACSR | Single | 1 | 1 | Concrete Single Pole | 215
2172 | Brazos Electric Power Coop | 193 | TU Tap | Veal SS North | 100 | 1.09 | OH | AC | 138 | 138 | 636 | ACSR | Single | 1 | 1 | Wood H-frame | 50
2172 | Brazos Electric Power Coop | 194 | Crowley Tap | Crowley Tap | 100 | 2.3 | OH | AC | 138 | 138 | 795 | ACSR | Single | 1 | 1 | Concrete Single Pole | 215
2172 | Brazos Electric Power Coop | 195 | Beargrass Switch East Ckt. | NW Resources | 100 | 2.8 | OH | AC | 138 | 138 | 196 | ACSR | Single | 1 | 1 | Wood H-frame | 81
2439 | Bryan City of | 1 | LockWood | Lorntz | 100 | 10.5 | OH | AC | 138 | 138 | 477 | ACSR | Single | 1 | 1 | Single Pole
2442 | Bryan City of | 1 | Gibbons Creek | Greens Prairie | 35 | 14.74 | OH | AC | 138 | 138 | 795 | ACSR | Single | 1 | 1 | SP-Concrete | 906
2442 | Bryan City of | 2 | Greens Prairie | South | 100 | 4.33 | OH | AC | 138 | 138 | 795 | ACSR | Single | 1 | 1 | SP - Wood | 906
2442 | Bryan City of | 3 | South | South Switch | 100 | 0.15 | OH | AC | 138 | 138 | 795 | ACSR | Single | 1 | 1 | SP-Wood | 906
2442 | Bryan City of | 4 | EAST | College Station Switch | 100 | 2.5 | OH | AC | 138 | 138 | 795 | ACSR | Single | 1 | 1 | SP-Wood | 906
2442 | Bryan City of | 5 | DANSBY | TAMYU Switch | 100 | 8.15 | OH | AC | 138 | 138 | 636 | Other | Single | 1 | 1 | SP-Wood | 781
2442 | Bryan City of | 6 | TAMU Switch | ATKINS | 100 | 1 | OH | AC | 138 | 138 | 636 | Other | Single | 1 | 1 | SP-Wood | 781
3203 | Cedar Falls City of | 1 | Council Bluffs | Omaha | 3.1 | 6.16 | OH | AC | 345 | 345 | 954 | ACSR | Single | 1 | 1 | H Frame Steel | 1200
3203 | Cedar Falls City of | 2 | Council Bluffs | Madison County | 3.1 | 111.39 | OH | AC | 345 | 345 | 795 | ACSR | Single | 1 | 1 | H Frame Steel | 1075
3203 | Cedar Falls City of | 3 | Madison County | Boonville | 3.1 | 13.15 | OH | AC | 345 | 345 | 795 | ACSR | Single | 1 | 1 | H Frame Steel | 1075
3203 | Cedar Falls City of | 4 | Lehigh | Webster | 5.29 | 14.49 | OH | AC | 345 | 345 | 795 | ACSR | Single | 1 | 1 | H Frame Steel | 1075
3203 | Cedar Falls City of | 5 | Neal 4 | Raun | 2.5 | 2.12 | OH | AC | 345 | 345 | 795 | ACSR | Single | 2 | 2 | SP Steel | 1075
3203 | Cedar Falls City of | 6 | Raun | WAPA Sioux City | 2.5 | 23.59 | OH | AC | 345 | 345 | 954 | ACSR | Single | 1 | 1 | H Frame Steel | 1200
3203 | Cedar Falls City of | 7 | Union Sub | Finchford Tap | 100 | 4.3 | OH | AC | 161 | 161 | 954 | ACSR | Single | 1 | 1 | SP Wood | 280
3255 | California Dept-Wtr Resources | 1 | Edward Hyatt Switchyard Line 1 | Table Mountain Switchyard | 100 | 9.15 | OH | AC | 230 | 230 | 1113 | Other | Other | 2 | 2 | Tower
3255 | California Dept-Wtr Resources | 2 | Edward Hyatt Switchyard Line 2 | Table Mountain Switchyard | 100 | 9.15 | OH | AC | 230 | 230 | 1113 | Other | Other | 1 | 1 | Tower
3255 | California Dept-Wtr Resources | 3 | Termalito Switchyard | - | 100 | 2.4 | OH | AC | 230 | 230 | 1113 | Other | Other | 2 | 2 | Tower
3255 | California Dept-Wtr Resources | 4 | Becna Vista Pumping Plant | Midway - Wheeler Ridge T-Line | 75 | 1.19 | OH | AC | 230 | 230 |  | Other | Other | 2 | 2 | Tower
3255 | California Dept-Wtr Resources | 5 | Windgap Pumping Plant | Midway - Wheeler Ridge T-Line | 75 | 1.63 | OH | AC | 230 | 230 |  | Other | Other | 2 | 2 | Tower
3255 | California Dept-Wtr Resources | 6 | Wheeler Ridge Pumping Plant | Midway - Wheeler Ridge T-Line | 75 | 0.23 | OH | AC | 230 | 230 |  | Other | Other | 2 | 2 | Tower
3255 | California Dept-Wtr Resources | 7 | Tower 0/1 | Tower 47/208 |  | 47.38 | OH | AC | 230 | 230 | 1113 | Other | Other | 2 | 2 | Tower
3255 | California Dept-Wtr Resources | 8 | Castle Rock Junction- Lakevill | Lakeville Substation | 9.08 | 37.59 | OH | AC | 230 | 230 | 2300 | Other | Other | 2 | 2 | Tower
3255 | California Dept-Wtr Resources | 9 | Castle Rock Junction- Lakevill | Lake Substation | 9.08 | 1.19 | UG | AC | 230 | 230 | 3500 | Other | Other |  |  | Underground
3255 | California Dept-Wtr Resources | 10 | Pine Flat Tie Line | PG&E Balch Mcan #2 | 100 | 0.85 | OH | AC | 230 | 230 | 795 | Other | Other | 2 | 2 | Tower
3258 | Central Iowa Power Coop | 1 | DAEC | Washburne | 20 | 9.79 | OH | AC | 161 | 161 | 795 | ACSR | Single | 1 | 1 | Wood H | 260
3258 | Central Iowa Power Coop | 2 | CB3 | Booneville | 11.5 | 14.31 | OH | AC | 345 | 345 | 795 | ACSR | Single | 1 | 1 | Steel H | 926
3258 | Central Iowa Power Coop | 3 | CB3 | South Omaha Tie | 11.5 | 0.66 | OH | AC | 345 | 345 | 954 | ACSR | Single | 1 | 1 | Steel H | 956
3258 | Central Iowa Power Coop | 4 | MEC Sub 93 | MEC Sub 92 | 8.8 | 2.1 | OH | AC | 345 | 345 | 795 | ACSR | Single | 1 | 1 | Steel H | 1195
3258 | Central Iowa Power Coop | 5 | MEC Sub 93 | MEC Sub T | 8.8 | 2.24 | OH | AC | 345 | 345 | 795 | ACSR | Single | 1 | 1 | Steel H | 1195
3258 | Central Iowa Power Coop | 6 | Walcott | IPSCO | 100 | 6.94 | OH | AC | 345 | 345 | 636 | ACSR | Quadruple | 1 | 1 | Steel Single Pole | 717
3258 | Central Iowa Power Coop | 7 | Walcott | IPSCO | 100 | 0.06 | OH | AC | 345 | 345 | 2156 | ACSR | Single | 1 | 1 | Steel Single Pole | 717
3258 | Central Iowa Power Coop | 8 | DAEC | Hiawatha | 20 | 1.64 | OH | AC | 161 | 161 | 1272 | ACSR | Single | 1 | 1 | Wood H | 363
3258 | Central Iowa Power Coop | 9 | DAEC | Bertram | 20 | 5.6 | OH | AC | 161 | 161 | 954 | ACSR | Single | 1 | 1 | Wood H | 291
3258 | Central Iowa Power Coop | 10 | DAEC | Hazelton | 20 | 0.57 | OH | AC | 345 | 345 | 795 | ACSR | Single | 1 | 1 | Wood H | 720
3258 | Central Iowa Power Coop | 11 | DAEC | Hills | 20 | 0.54 | OH | AC | 345 | 345 | 795 | ACSR | Single | 1 | 1 | Wood H | 720
3258 | Central Iowa Power Coop | 12 | Dundee | Liberty | 93 | 25.14 | OH | AC | 161 | 161 | 636 | ACSR | Single | 1 | 1 | Wood H | 167
3258 | Central Iowa Power Coop | 13 | Bertram | Wyoming | 100 | 26.8 | OH | AC | 161 | 161 | 636 | ACSR | Single | 1 | 1 | Wood -H | 223
3258 | Central Iowa Power Coop | 14 | DesMoines | Lehigh | 100 | 59.4 | OH | AC | 161 | 161 | 397 | ACSR | Single | 1 | 1 | Wood-H | 138
3258 | Central Iowa Power Coop | 15 | Guthrie Jct | Grand Jct | 100 | 38.3 | OH | AC | 161 | 161 | 477 | ACSR | Single | 1 | 1 | Wood-H | 112
3258 | Central Iowa Power Coop | 16 | Guthrie Jct | Anita Jct | 100 | 18.3 | OH | AC | 161 | 161 | 477 | ACSR | Single | 1 | 1 | Wood-H | 139
3258 | Central Iowa Power Coop | 17 | Anita Jct | Anita Tap | 100 | 4.5 | OH | AC | 161 | 161 | 477 | ACSR | Single | 1 | 1 | Wood-H | 139
3258 | Central Iowa Power Coop | 18 | Wyoming Dbl Circuit | Maquoketa | 100 | 20.3 | OH | AC | 161 | 161 | 477 | ACSR | Single | 1 | 1 | Wood-H | 167
3258 | Central Iowa Power Coop | 19 | Sub 56 MEC | East Calamus | 100 | 17.8 | OH | AC | 161 | 161 | 477 | ACSR | Single | 1 | 1 | Wood-H | 200
3258 | Central Iowa Power Coop | 20 | Sub 56 MEC | IPSCO | 100 | 12.95 | OH | AC | 161 | 161 | 636 | ACSR | Double | 1 | 2 | Steel-H | 776
3258 | Central Iowa Power Coop | 21 | East Calamus | Grand Mound | 100 | 2.4 | OH | AC | 161 | 161 | 477 | ACSR | Single | 1 | 1 | Wood-H | 112
3413 | PUD No 1 of Chelan County | 1 | Rocky Reach Switchyear | STR 1/5 | 100 | 0.43 | OH | AC | 230 | 230 | 1272 | ACSR | Single | 1 | 1 | Wood H-Frame | 474
3413 | PUD No 1 of Chelan County | 2 | STR 1\5 | STR 1\6 | 100 | 0.42 | OH | AC | 230 | 230 | 1272 | ACSR | Single | 1 | 1 | Steel Tangent | 474
3413 | PUD No 1 of Chelan County | 3 | STR 1\6 | Mckenzie Tap | 100 | 14.91 | OH | AC | 230 | 230 | 1272 | ACSR | Single | 1 | 1 | Wood H-Frame | 474
3413 | PUD No 1 of Chelan County | 4 | McKenzie Tap | Columbus Switchyard | 100 | 5.55 | OH | AC | 230 | 230 | 1272 | ACSR | Single | 1 | 1 | Wood H-Frame | 474
3413 | PUD No 1 of Chelan County | 5 | McKenzie Tap | McKenzie Sub | 100 | 0.27 | OH | AC | 230 | 230 | 795 | ACSR | Single | 1 | 1 | Wood H-Frame | 358
3413 | PUD No 1 of Chelan County | 6 | Rocky Reach Powerhouse 1-2 | Rocky Reach Switchyard | 100 | 0.33 | OH | AC | 230 | 230 | 795 | ACSR | Single | 1 | 1 | Steel Tangent | 358
3413 | PUD No 1 of Chelan County | 7 | RR Powerhouse 3-4 | RR Switchyard | 100 | 0.33 | OH | AC | 230 | 230 | 795 | ACSR | Single | 1 | 1 | Steel Tangent | 358
3413 | PUD No 1 of Chelan County | 8 | RR Powerhouse 5-6 | RR Switchyard | 100 | 0.33 | OH | AC | 230 | 230 | 795 | ACSR | Single | 1 | 1 | Steel Tangent | 358
3413 | PUD No 1 of Chelan County | 9 | RR Powerhouse 7-8-9 | RR Switchyard | 100 | 0.33 | OH | AC | 230 | 230 | 795 | ACSR | Single | 1 | 1 | Steel Tangent | 358
3413 | PUD No 1 of Chelan County | 10 | RR Powerhouse 10-11 | RR Switchyard | 100 | 0.33 | OH | AC | 230 | 230 | 795 | ACSR | Single | 1 | 1 | Steel Tangent | 358
3762 | Cleveland City of | 1 | Clinton Road Substation | West 41st Street Station | 100 | 2.4 | OH | AC | 138 | 138 | 477 | ACSR | Single | 1 | 1 | Steel Pole | 193
3762 | Cleveland City of | 2 | Nottingham Substation | Collinwood Substation | 100 | 3.02 | OH | AC | 138 | 138 | 477 | ACSR | Single | 1 | 1 | Steel Pole | 193
3762 | Cleveland City of | 3 | Collinwood Substation | Northeast Substation | 100 | 1.65 | OH | AC | 138 | 138 | 477 | ACSR | Single | 1 | 1 | Steel Pole | 193
3762 | Cleveland City of | 4 | Northeast Substation | East Substation | 100 | 1.65 | OH | AC | 138 | 138 | 477 | ACSR | Single | 1 | 1 | Steel Pole | 193
3762 | Cleveland City of | 5 | East Substation | Holton Substation | 100 | 1.67 | OH | AC | 138 | 138 | 477 | ACSR | Single | 1 | 1 | Steel Pole | 193
3762 | Cleveland City of | 6 | Holton Substation | Industrial Substation | 100 | 2.09 | OH | AC | 138 | 138 | 477 | ACSR | Single | 2 | 2 | Steel Pole | 193
3762 | Cleveland City of | 7 | Industrial Substation | Industrial Substation | 100 | 3 | OH | AC | 138 | 138 | 477 | ACSR | Single | 2 | 2 | Steel Pole | 193
3762 | Cleveland City of | 8 | Holton Substation | Lake Road Substation | 100 | 4.13 | OH | AC | 138 | 138 | 1192.5 | ACSR | Single | 2 | 2 | Steel Pole | 339
3762 | Cleveland City of | 9 | Lake Road Substation | Lake Shore Substation | 100 | 1.52 | OH | AC | 138 | 138 | 1192.5 | ACSR | Single | 2 | 2 | Steel Pole | 339
3762 | Cleveland City of | 10 | Lake Road Substation | Division Substation | 100 | 4.47 | UG | AC | 138 | 138 | 750 | Copper | Other | 1 | 1 | Underground Tower | 150
3762 | Cleveland City of | 11 | Division Substation | West 41st Substation | 100 | 1.65 | UG | AC | 138 | 138 | 750 | Copper | Single | 1 | 1 | Underground | 150
3892 | Coffeyville City of | 1 | Oklahoma State Line | Substation B | 100 | 9.47 | OH | AC | 138 | 138 | 1272 | ACSR | Single | 1 | 2 | Concrete
3915 | Coldwater Board of Public Util | 1 | Coldwater Junction | Interconn. substation | 40 | 1.5 | OH | AC | 138 | 138 | 477 | ACSR | Single | 2 | 2 | Wood Pole | 140
3915 | Coldwater Board of Public Util | 2 | Garfield Interconnection | Michigan Substation | 100 | 4 | OH | AC | 138 | 138 | 477 | ACSR | Single | 1 | 2 | Wood Pole | 140
3940 | College Station City of | 1 | Switch Station | Post Oak | 100 | 1.6 | OH | AC | 138 | 138 | 477 | Aluminum | Single | 1 | 1 | Concrete pole | 150
3940 | College Station City of | 2 | Switch Station | Greens Prairie | 100 | 2 | OH | AC | 138 | 138 | 477 | Aluminum | single | 2 | 2 | Steel pole | 150
3940 | College Station City of | 3 | Switch Station | Greens Prairie | 100 | 5 | OH | AC | 138 | 138 | 477 | Aluminum | Single | 1 | 1 | Combination pole | 150
3940 | College Station City of | 4 | Post Oak | South Sub | 100 | 4 | OH | AC | 138 | 138 | 477 | Aluminum | Single | 1 | 1 | Combination pole | 150
3989 | Colorado Springs City of | 1 | Cottonwood | Fuller | 100 | 8.5 | OH | AC | 230 | 230 | 1081 | AAAC | Single | 1 | 1 | Steel Pole | 483
3989 | Colorado Springs City of | 2 | Cottonwood | Nixon | 100 | 45.6 | OH | AC | 230 | 230 | 1272 | ACSR | Single | 1 | 1 | Steel Pole | 483
3989 | Colorado Springs City of | 3 | Nixon | Keller | 100 | 13.46 | OH | AC | 230 | 230 | 1081 | AAAC | Single | 1 | 1 | Steel/Wood Pole | 320
3989 | Colorado Springs City of | 4 | Nixon | Fuller | 100 | 39.3 | OH | AC | 230 | 230 | 1272 | ACSR | Single | 1 | 1 | Steel Pole | 483
3989 | Colorado Springs City of | 5 | Nixon | Midway | 100 | 5.42 | OH | AC | 230 | 230 | 1272 | ACSR | Single | 1 | 1 | Wood Pole | 483
4045 | Columbia City of | 1 | Overton | Perche | 100 | 9.84 | OH | AC | 161 | 161 | 795 | ACSR | Single | 1 | 1 | H-Frame Structure | 200
4045 | Columbia City of | 2 | U.E. Tap | McBaine (CEPCO) | 100 | 1.64 | OH | AC | 161 | 161 | 795 | ACSR | Single | 1 | 1 | H-Frame Structure | 322
4045 | Columbia City of | 3 | Boone (CEPCO) | Bolstad | 100 | 13.01 | OH | AC | 161 | 161 | 795 | ACSR | Single | 2 | 2 | H-Frame Structure | 223
4065 | Columbus City of | 1 | 555 NATIONWIDE BLVD. | 2500 JACKSON PIKE | 100 | 5.7 | OH | AC | 138 | 138 | 536 | ACSR | SINGLE | 2 | 3 | Wood Pole/Steel H-Frame | 120
4363 | Corn Belt Power Coop | 1 | Wisdom | Osgood | 100 | 30.64 | OH | AC | 161 | 161 | 636 | ACSR | Single | 1 | 1 | H-Frame | 240
4363 | Corn Belt Power Coop | 2 | Osgood | Burt | 100 | 29.96 | OH | AC | 161 | 161 | 636 | ACSR | Single | 1 | 1 | H-Frame | 240
4363 | Corn Belt Power Coop | 3 | Burt | Hancock | 100 | 33.7 | OH | AC | 161 | 161 | 636 | ACSR | Single | 1 | 1 | H-Frame | 240
4363 | Corn Belt Power Coop | 4 | Wisdom | Sac | 100 | 42.48 | OH | AC | 161 | 161 | 636 | ACSR | Single | 1 | 1 | H-Frame | 240
4363 | Corn Belt Power Coop | 5 | Blackhawk | Floyd | 100 | 44.97 | OH | AC | 161 | 161 | 636 | ACSR | Single | 1 | 1 | H-Frame | 240
4363 | Corn Belt Power Coop | 6 | Hope | Webster | 100 | 12.03 | OH | AC | 161 | 161 | 636 | ACSR | Single | 1 | 1 | H-Frame | 240
4363 | Corn Belt Power Coop | 7 | Burt | Hope | 100 | 38.34 | OH | AC | 161 | 161 | 636 | ACSR | Single | 1 | 1 | H-Frame | 240
4363 | Corn Belt Power Coop | 8 | Franklin | Emery | 100 | 37.02 | OH | AC | 161 | 161 | 477 | ACSR | Single | 1 | 1 | H-Frame | 201
4363 | Corn Belt Power Coop | 9 | Hampton | Hampton Jct | 100 | 3.04 | OH | AC | 161 | 161 | 636 | ACSR | Single | 1 | 1 | Single Pole | 240
4363 | Corn Belt Power Coop | 10 | Washburn (1) | Dysart | 10 | 19.3 | OH | AC | 161 | 161 | 795 | ACSR | Single | 1 | 1 | H-Frame Wood | 279
4363 | Corn Belt Power Coop | 11 | Dysort (1) | Vinton | 10 | 10.3 | OH | AC | 161 | 161 | 795 | ACSR | Single | 1 | 1 | H-Frame Wood | 279
4363 | Corn Belt Power Coop | 12 | Vinton (1) | Arnold | 10 | 19.35 | OH | AC | 161 | 161 | 795 | ACSR | Single | 1 | 1 | H-Frame Wood | 279
4363 | Corn Belt Power Coop | 13 | Arnold (1) | Hiawatha | 10 | 10.2 | OH | AC | 161 | 161 | 1272 | ACSR | Single | 1 | 1 | H-Frame Wood | 364
4363 | Corn Belt Power Coop | 14 | Arnold (1) | Fairfax | 10 | 16.25 | OH | AC | 161 | 161 | 954 | ACSRSD | Single | 1 | 1 | Steel Single Pole | 283
4363 | Corn Belt Power Coop | 15 | Fairfax (1) | Bertram | 10 | 11.95 | OH | AC | 161 | 161 | 954 | ACSRSD | Single | 1 | 1 | Steel Single Pole | 283
4363 | Corn Belt Power Coop | 16 | Council Bluffs (2) | Sub 34563 | 3.8 | 6.2 | OH | AC | 345 | 345 | 954 | ACSR | Single | 1 | 1 | Steel Towers | 956
4363 | Corn Belt Power Coop | 17 | Lehigh | Webster | 18 | 14.49 | OH | AC | 345 | 345 | 795 | ACSR | Double | 1 | 1 | Steel H-Frame | 720
4363 | Corn Belt Power Coop | 18 | Sioux City | Raun | 15 | 23.45 | OH | AC | 345 | 345 | 954 | ACSR | Single | 1 | 1 | Steel H-Frame | 720
4363 | Corn Belt Power Coop | 19 | DAEC (1) | Hazelton | 10 | 2.8 | OH | AC | 345 | 345 | 795 | ACSR | Double | 1 | 1 | Steel Tower | 720
4363 | Corn Belt Power Coop | 20 | DAEC (1) | Hills | 10 | 2.8 | OH | AC | 345 | 345 | 795 | ACSR | Double | 1 | 1 | Steel Tower | 720
4363 | Corn Belt Power Coop | 21 | Booneville (2) | Council Bluffs | 3.8 | 124 | OH | AC | 345 | 345 | 795 | ACSR | Single | 1 | 1 | Steel H-Frame | 717
4442 | PUD No 1 of Cowlitz County | 1 | Weyco Hycom | Weyco Norpac Sub | 100 | 0.61 | OH | AC | 230 | 230 | 927 | Aluminum | Single | 2 | 2 | Wood Pole | 345
4442 | PUD No 1 of Cowlitz County | 2 | Swift No. 2 | County Line | 100 | 1 | OH | AC | 230 | 230 | 954 | ACSR | Single | 1 | 1 | Wood H-Frame | 345
4442 | PUD No 1 of Cowlitz County | 3 | BPA LNGVW SUB | Weyco Chemical Sub | 100 | 0.88 | OH | AC | 230 | 230 | 795 | ACSR | Single | 1 | 1 | Wood Pole | 345
4442 | PUD No 1 of Cowlitz County | 4 | BPA LNGVW Sub Anex | Weyco Hycom Sub | 100 | 1.95 | OH | AC | 230 | 230 | 927 | Aluminum | Single | 1 | 1 | Wood Pole | 345
4508 | Crawfordsville Elec Lgt&Pwr Co | 1 | Kentucky St Sub | Spann Ave Sub | 100 | 3 | OH | AC | 138 | 138 | 336.4 | ACSR | Single | 1 | 1 | Single Wood | 126
4508 | Crawfordsville Elec Lgt&Pwr Co | 2 | Spann Avenue Sub | Dry Branch Sub | 100 | 2 | OH | AC | 138 | 138 | 477 | Aluminum | Single | 1 | 1 | Single Wood | 160
4508 | Crawfordsville Elec Lgt&Pwr Co | 3 | Dry Branch Sub | Big 4 Sub | 100 | 2.3 | OH | AC | 138 | 138 | 477 | Aluminum | Single | 1 | 1 | Single Wood | 160
4508 | Crawfordsville Elec Lgt&Pwr Co | 4 | Big 4 Sub | IMPA Su;b | 100 | 5.2 | OH | AC | 138 | 138 | 477 | Aluminum | Single | 1 | 1 | Single Wood | 160
4716 | Dairyland Power Coop | 1 | Alma Plant | Marshland | 100 | 26.3 | OH | AC | 161 | 161 | 795 | ACSR | Single | 1 | 1 | H-Frame Wood | 272
4716 | Dairyland Power Coop | 2 | Marshland | La Crosse Tap | 100 | 24.2 | OH | AC | 161 | 161 | 336 | ACSR | Single | 1 | 1 | H-Frame Wood | 162
4716 | Dairyland Power Coop | 3 | La Crosse Tap | Genoa Plant | 100 | 21.07 | OH | AC | 161 | 161 | 795 | ACSR | Single | 1 | 1 | H-Frame Wood | 279
4716 | Dairyland Power Coop | 4 | Genoa Plant | Seneca | 100 | 22.37 | OH | AC | 161 | 161 | 954 | ACSR | Single | 1 | 1 | H-Frame Wood | 304
4716 | Dairyland Power Coop | 5 | Seneca | Nelson Dewey Tap | 100 | 39.24 | OH | AC | 161 | 161 | 477 | ACSR | Single | 1 | 1 | H-Frame Wood | 201
4716 | Dairyland Power Coop | 6 | Nelson Dewey Tap | Stoneman Plant | 100 | 1.24 | OH | AC | 161 | 161 | 477 | ACSR | Single | 1 | 1 | H-Frame Wood | 201
4716 | Dairyland Power Coop | 7 | Alma Plant | Wabaco Sub | 100 | 20 | OH | AC | 161 | 161 | 605 | ACSS | Single | 1 | 1 | H-Frame Wood | 223
4716 | Dairyland Power Coop | 8 | Wabaco Sub | Rochester Sub | 100 | 13 | OH | AC | 161 | 161 | 477 | ACSR | Single | 1 | 1 | H-Frame Wood | 201
4716 | Dairyland Power Coop | 9 | Alma Plant | Elk Mound Sub | 100 | 45.1 | OH | AC | 161 | 161 | 477 | ACSR | Single | 1 | 1 | H-Frame Wood | 201
4716 | Dairyland Power Coop | 10 | Rochester Sub | Adams Sub | 100 | 36.58 | OH | AC | 161 | 161 | 477 | ACSR | Single | 1 | 1 | H-Frame Wood | 201
4716 | Dairyland Power Coop | 11 | Barron Sub | Elk Mound Sub | 100 | 36.92 | OH | AC | 161 | 161 | 477 | ACSR | Single | 1 | 1 | H-Frame Wood | 201
4716 | Dairyland Power Coop | 12 | Genoa Plant | Harmony Sub | 100 | 38.52 | OH | AC | 161 | 161 | 636 | ACSR | Single | 1 | 1 | H-Frame Wood | 223
4716 | Dairyland Power Coop | 13 | Harmony Sub | Adams Sub | 100 | 35.54 | OH | AC | 161 | 161 | 636 | ACSR | Single | 1 | 1 | H-Frame Wood | 223
4716 | Dairyland Power Coop | 14 | Genoa Plant | Lansing Sub | 100 | 26.63 | OH | AC | 161 | 161 | 636 | ACSR | Single | 1 | 1 | H-Frame Wood | 223
4716 | Dairyland Power Coop | 15 | Stoneman Plant | Turkey River | 100 | 0.54 | OH | AC | 161 | 161 | 636 | ACSR | Double | 2 | 2 | Tower Steel | 202
4716 | Dairyland Power Coop | 16 | Genoa Plant | La Crosse Tap | 100 | 16.84 | OH | AC | 161 | 161 | 636 | ACSR | Single | 1 | 1 | H-Frame Wood | 279
4716 | Dairyland Power Coop | 17 | Seneca | Bell Center Sub | 100 | 9.38 | OH | AC | 161 | 161 | 636 | ACSR | Single | 1 | 1 | H-Frame Wood | 192
4716 | Dairyland Power Coop | 18 | Belle Center Sub | Hillsboro Sub | 100 | 33.83 | OH | AC | 161 | 161 | 636 | ACSR | Single | 1 | 1 | H-Frame Wood | 102
4716 | Dairyland Power Coop | 19 | Alma Plant | Crystal Sub | 100 | 47.9 | OH | AC | 161 | 161 | 636 | ACSR | Single | 1 | 1 | H-Frame Wood | 223
4716 | Dairyland Power Coop | 20 | Alma Plant | Xcel Tremval | 100 | 33.61 | OH | AC | 161 | 161 | 636 | ACSR | Single | 1 | 1 | H-Frame Wood | 223
4716 | Dairyland Power Coop | 21 | Stone Lake Sub | Washco Sub | 100 | 24.81 | OH | AC | 161 | 161 | 636 | ACSR | Single | 1 | 1 | H-Frame Wood | 167
4716 | Dairyland Power Coop | 22 | Washco | Barron Sub | 100 | 27.4 | OH | AC | 161 | 161 | 636 | ACSR | Single | 1 | 1 | H-Frame Wood | 167
4716 | Dairyland Power Coop | 23 | Apple River Sub | Barron Sub | 100 | 24.25 | OH | AC | 161 | 161 | 795 | ACSR | Single | 2 | 2 | Steel Pole | 209
4744 | Dalton City of | 1 | East Dalton | Oostanaula | 100 | 19.01 | OH | AC | 230 | 230 | 795 | ACCR | Single | 1 | 1 | Latice Steel
4744 | Dalton City of | 2 | East Dalton | Tunnel Hill | 100 | 12.54 | OH | AC | 230 | 230 | 1351 | ACCR | Single | 1 | 1 | Latice Steel
4744 | Dalton City of | 3 | Carters Dam GA | Nelson GA | 100 | 28.53 | OH | AC | 230 | 230 | 1033 | ACCR | Single | 1 | 1 | Latice Steel
4794 | Danville City of | 1 | Riverside | APCO Danville | 100 | 1.35 | OH | AC | 138 | 138 | 795 | ACSR | Single | 2 | 2 | Pole Wood | 250
4794 | Danville City of | 2 | Brantly | E Monument | 100 | 0.01 | OH | AC | 138 | 138 | 795 | ACSR | Single | 1 | 1 | Steel Tower | 250
5326 | PUD No 1 of Douglas County | 1 | Wells Line 2 | Douglas Switchyard | 100 | 40.41 | OH | AC | 230 | 230 | 1033.5 | ACSR | Single | 1 | 1 | Steel Tower | 844
5326 | PUD No 1 of Douglas County | 2 | Wells Line 1 | Douglas Switchyard | 100 | 40.15 | OH | AC | 230 | 230 | 1033.5 | ACSR | Single | 1 | 1 | Steel Tower | 844
5336 | Dover City of | 1 | Red Hill #1 | South Subst. #2 | 100 | 1.5 | OH | AC | 138 | 138 | 636 | ACSR | Single | 1 | 1 | Wood Pole
5429 | Duncan City of | 1 | Elk | Plato | 100 | 2 | OH | AC | 138 | 138 | 477 | ACSR | Single | 1 | 1 | Single Wood Pole | 125
5429 | Duncan City of | 2 | Elk | Elder | 100 | 1.5 | OH | AC | 138 | 138 | 477 | ACSR | Single | 1 | 1 | Single Wood Pole | 125
5429 | Duncan City of | 3 | Elder | Stephens | 100 | 4 | OH | AC | 138 | 138 | 477 | ACSR | Single | 1 | 1 | Single Wood Pole | 125
5429 | Duncan City of | 4 | Stephens | Bois -D'Arc | 100 | 2 | OH | AC | 138 | 138 | 477 | ACSR | Single | 1 | 1 | Single Wood Pole | 125
5580 | East Kentucky Power Coop Inc | 1 | Spurlock | Avon | 100 | 58.87 | OH | AC | 345 | 345 | 945 | ACSR | Single | 1 | 1 | Steel & H-Frame | 1746
5580 | East Kentucky Power Coop Inc | 2 | Gallaltin Co | Ku Montgomery Rd. | 100 | 0.79 | OH | AC | 345 | 345 | 954 | ACSR | Single | 1 | 1 | Steel Pole | 1746
5580 | East Kentucky Power Coop Inc | 3 | Beattyville | Powell | 100 | 23.15 | OH | AC | 161 | 161 | 795 | ACSR | Single | 1 | 1 | Wood Pole | 367
5580 | East Kentucky Power Coop Inc | 4 | Cooper | Denny | 100 | 16.95 | OH | AC | 161 | 161 | 795 | ACSR | Single | 1 | 1 | Wood Pole | 367
5580 | East Kentucky Power Coop Inc | 5 | Cooper | Elihu | 100 | 4.2 | OH | AC | 161 | 161 | 795 | ACSR | Single | 2 | 2 | H-Frame Wood | 367
5580 | East Kentucky Power Coop Inc | 6 | Cooper | Marion Co | 100 | 56.65 | OH | AC | 161 | 161 | 636 | ACSR | Single | 2 | 2 | Wood Pole | 318
5580 | East Kentucky Power Coop Inc | 7 | Cooper | Tyner | 100 | 51.94 | OH | AC | 161 | 161 | 795 | ACSR | Single | 1 | 1 | Wood Pole | 367
5580 | East Kentucky Power Coop Inc | 8 | Cooper | Wolfe Creek | 100 | 38.2 | OH | AC | 161 | 161 | 795 | ACSR | Single | 2 | 2 | Wood Pole | 367
5580 | East Kentucky Power Coop Inc | 9 | Green Co | Summershade | 100 | 29.97 | OH | AC | 161 | 161 | 795 | ACSR | Single | 1 | 1 | Wood Pole | 367
5580 | East Kentucky Power Coop Inc | 10 | Llaurel River Dam | Cooper | 100 | 1.51 | OH | AC | 161 | 161 | 795 | ACSR | Single | 2 | 2 | Steel Tower | 367
5580 | East Kentucky Power Coop Inc | 11 | Marion Co | Green Co | 100 | 27.85 | OH | AC | 161 | 161 | 795 | ACSR | Single | 1 | 1 | Wood Pole | 367
5580 | East Kentucky Power Coop Inc | 12 | Pine Hill | Laurel | 100 | 4.47 | OH | AC | 161 | 161 | 795 | ACSR | Single | 2 | 2 | Wood Pole | 367
5580 | East Kentucky Power Coop Inc | 13 | Russell Co Tap | Russell Co Tap | 100 | 1.13 | OH | AC | 161 | 161 | 795 | ACSR | Single | 1 | 1 | Wood Pole | 367
5580 | East Kentucky Power Coop Inc | 14 | Summershade | Cave City | 100 | 20.14 | OH | AC | 161 | 161 | 795 | ACSR | Single | 1 | 1 | H-Frame Wood | 367
5580 | East Kentucky Power Coop Inc | 15 | Tyner | Beattyville | 100 | 20.08 | OH | AC | 161 | 161 | 636 | ACSR | Single | 1 | 1 | Wood Pole | 318
5580 | East Kentucky Power Coop Inc | 16 | McCreary Tap | McCreary Tap | 100 | 0.04 | OH | AC | 161 | 161 | 795 | ACSR | Single | 1 | 1 | Wood Pole | 367
5580 | East Kentucky Power Coop Inc | 17 | Bullitt Co DC Tap | Bullitt Co DC Tap | 100 | 4.8 | OH | AC | 161 | 161 | 795 | ACSR | Single | 2 | 2 | Wood Pole | 367
5580 | East Kentucky Power Coop Inc | 18 | Bullitt Co | Shelby Co | 100 | 26.54 | OH | AC | 161 | 161 | 954 | ACSR | Single | 1 | 1 | Wood Pole | 407
5580 | East Kentucky Power Coop Inc | 19 | South Oakhill Tap | South Oakhill Tap | 100 | 0.02 | OH | AC | 161 | 161 | 795 | ACSR | Single | 1 | 1 | Wood Pole | 367
5580 | East Kentucky Power Coop Inc | 20 | Darwin Thomas Tap | Darwin Thomas Tap | 100 | 1.48 | OH | AC | 161 | 161 | 556.5 | ACSR | Single | 1 | 1 | Steel Tower | 292
5580 | East Kentucky Power Coop Inc | 21 | Argentum | Fullerton | 100 | 0.02 | OH | AC | 138 | 138 | 795 | ACSR | Single | 1 | 1 | Wood Pole | 315
5580 | East Kentucky Power Coop Inc | 22 | Argentum | Greenup Hydro | 100 | 0.05 | OH | AC | 138 | 138 | 795 | ACSR | Single | 1 | 1 | Wood Pole | 315
5580 | East Kentucky Power Coop Inc | 23 | Avon | Fayette | 100 | 9.96 | OH | AC | 138 | 138 | 795 | ACSR | Single | 1 | 1 | Wood Pole | 315
5580 | East Kentucky Power Coop Inc | 24 | Avon | Renaker | 100 | 28.9 | OH | AC | 138 | 138 | 636 | ACSR | Single | 1 | 1 | Wood Pole | 273
5580 | East Kentucky Power Coop Inc | 25 | Boone | Devone | 100 | 5.92 | OH | AC | 138 | 138 | 954 | ACSR | Single | 2 | 2 | Steel Tower | 349
5580 | East Kentucky Power Coop Inc | 26 | Fawkes | Fawkes KU Tie | 100 | 0.06 | OH | AC | 138 | 138 | 556.5 | ACSR | Single | 1 | 1 | Wood Pole | 500
5580 | East Kentucky Power Coop Inc | 27 | Fawkes | West Berea | 100 | 14.11 | OH | AC | 138 | 138 | 795 | ACSR | Single | 1 | 1 | Wood Pole | 315
5580 | East Kentucky Power Coop Inc | 28 | Ford | Avone | 100 | 11.48 | OH | AC | 138 | 138 | 556.5 | ACSR | Single | 1 | 1 | Wood Pole | 250
5580 | East Kentucky Power Coop Inc | 29 | Ford | Fawkes | 100 | 8.25 | OH | AC | 138 | 138 | 556.5 | ACSR | Single | 1 | 1 | Wood Pole | 250
5580 | East Kentucky Power Coop Inc | 30 | Ghent | Boone | 100 | 29.36 | OH | AC | 138 | 138 | 795 | ACSR | Single | 1 | 1 | Wood Pole | 315
5580 | East Kentucky Power Coop Inc | 31 | Inland Container Tap | Inland Container Tap | 100 | 0.46 | OH | AC | 138 | 138 | 795 | ACSR | Single | 1 | 1 | H-Frame Steel | 315
5580 | East Kentucky Power Coop Inc | 32 | Owen Co Tap | Owen Co Tap | 100 | 0.41 | OH | AC | 138 | 138 | 795 | ACSR | Single | 1 | 1 | Wood Pole | 315
5580 | East Kentucky Power Coop Inc | 33 | Plumville | Goddard | 100 | 16.9 | OH | AC | 138 | 138 | 795 | ACSR | Single | 1 | 1 | H-Frame Wood | 315
5580 | East Kentucky Power Coop Inc | 34 | Renaker | Boone | 100 | 41.17 | OH | AC | 138 | 138 | 636 | ACSR | Single | 1 | 1 | Wood Pole | 273
5580 | East Kentucky Power Coop Inc | 35 | Rodburn | Skaggs | 100 | 28.24 | OH | AC | 138 | 138 | 795 | ACSR | Single | 1 | 1 | H-Frame Wood | 315
5580 | East Kentucky Power Coop Inc | 36 | Smith | Fawkes | 100 | 15.17 | OH | AC | 138 | 138 | 954 | ACSR | Single | 1 | 1 | Wood Pole | 349
5580 | East Kentucky Power Coop Inc | 37 | Spurlock | Boone | 100 | 58 | OH | AC | 138 | 138 | 795 | ACSR | Single | 2 | 2 | Steel & H-Frame | 315
5580 | East Kentucky Power Coop Inc | 38 | Spurlock | Kenton #2 | 100 | 5.03 | OH | AC | 138 | 138 | 795 | ACSR | Single | 2 | 2 | H-Frame Wood | 315
5580 | East Kentucky Power Coop Inc | 39 | Spurlock | Renaker | 100 | 37.18 | OH | AC | 138 | 138 | 795 | ACSR | Single | 2 | 2 | H-Frame Wood | 315
5580 | East Kentucky Power Coop Inc | 40 | Spurlock | Kenton #1 | 100 | 4.4 | OH | AC | 138 | 138 | 795 | ACSR | Single | 1 | 1 | H-Frame Wood | 315
5580 | East Kentucky Power Coop Inc | 41 | Spurlock | Plumville | 100 | 9.25 | OH | AC | 138 | 138 | 795 | ACSR | Single | 1 | 1 | H-Frame Wood | 315
5580 | East Kentucky Power Coop Inc | 42 | Three Forks Tap | Three Forks Tap | 100 | 0.7 | OH | AC | 138 | 138 | 795 | ACSR | Single | 1 | 1 | H-Frame Wood | 315
5580 | East Kentucky Power Coop Inc | 43 | Dale | Powell | 100 | 25.9 | OH | AC | 138 | 138 | 954 | ACSR | Single | 1 | 1 | H-Frame Wood | 349
5580 | East Kentucky Power Coop Inc | 44 | Gallatin Co #1 & #2 Tap | Gallatin Co #1 & #2 | 100 | 1.71 | OH | AC | 138 | 138 | 795 | ACSR | Single | 1 | 1 | Wood Pole | 315
5580 | East Kentucky Power Coop Inc | 45 | Rowan Tap | Rowan Tap | 100 | 0.41 | OH | AC | 138 | 138 | 556.5 | ACSR | Single | 1 | 1 | Wood Pole | 250
5580 | East Kentucky Power Coop Inc | 46 | Maysville Ind. Tap | Maysville Ind. Tap | 100 | 0.15 | OH | AC | 138 | 138 | 556.5 | ACSR | Single | 1 | 1 | Steel Pole | 250
5580 | East Kentucky Power Coop Inc | 47 | Sharkey Tap | Sharkey Tap | 100 | 2.69 | OH | AC | 138 | 138 | 556.5 | ACSR | Single | 1 | 1 | Wood Pole | 250
5580 | East Kentucky Power Coop Inc | 48 | Fawkes Tie Line | Fawkes Tie Line | 100 | 0.11 | OH | AC | 138 | 138 | 954 | ACSR | Single | 1 | 1 | Wood Pole | 349
5580 | East Kentucky Power Coop Inc | 49 | Cranston Tap | Cranston Tap | 100 | 12.69 | OH | AC | 138 | 138 | 795 | ACSR | Single | 1 | 1 | Wood Pole | 315
6235 | Fayetteville Public Works Comm | 1 | POD 3 | Waters Edge | 100 | 2 | OH | AC | 230 | 230 | 954 | Aluminum | Single | 1 | 1 | Concrete Poles | 400
6427 | Floresville City of | 1 | Floresville | Sutherland Springs | 100 | 13 | OH | AC | 138 | 138 | 795 | ACSR | Single | 1 | 1 | Single Pole Steel | 100
6443 | Florida Keys El Coop Assn Inc | 1 | Florida City Station | Oz Moody Station | 43.5 | 14.8 | OH | AC | 138 | 139 | 1127 | AAAC | Single | 2 | 3 | Concrete/Single Pole | 294
6443 | Florida Keys El Coop Assn Inc | 2 | Florida City Station | Tavernier Station | 43.5 | 21.2 | OH | AC | 138 | 230 | 954 | ACSR | Single | 2 | 3 | Concrete/Single Pole | 292
6443 | Florida Keys El Coop Assn Inc | 3 | Oz Moddy Station | Tavernier Station | 43.5 | 14.2 | OH | AC | 138 | 138 | 1024 | ACAR | Single | 2 | 2 | Concrete/Single Pole | 287
6443 | Florida Keys El Coop Assn Inc | 4 | Tavernier Station | Marathon Station | 43.5 | 43 | OH | AC | 138 | 230 | 1024 | ACAR | Single | 2 | 2 | Concrete / Singlr Pole | 260
6443 | Florida Keys El Coop Assn Inc | 5 | Marathon Station | Big Pine Station | 43.5 | 2 | OH | AC | 138 | 138 | 927 | AAAC | Single | 2 | 2 | Concrete / Single Pole | 260
6616 | Fort Pierce Utilities Auth | 1 | Garden City | County Line Sub | 50 | 10 | OH | AC | 138 | 138 | 927.2 | AAAC | Single | 1 | 1 | Steel/Concrete | 212
6616 | Fort Pierce Utilities Auth | 2 | King Yard | Causeway | 100 | 0.93 | OH | AC | 69 | 138 | 394.5 | AAAC | Single | 1 | 2 | Concrete/Wood/Steel | 57
6909 | Gainesville Regional Utilities | 1 | McMichen | Depot | 100 | 8.24 | OH | AC | 138 | 138 | 795 | ACCR | DOUBLE | 2 | 2 | Steel Tower | 245.7
6909 | Gainesville Regional Utilities | 2 | Millhopper | Depot | 100 | 13.17 | OH | AC | 138 | 138 | 795 | ACCR | DOUBLE | 2 | 2 | Steel Tower | 245.7
6909 | Gainesville Regional Utilities | 3 | Deerhaven | McMichen | 100 | 8.55 | OH | AC | 138 | 138 | 795 | ACCR | DOUBLE | 2 | 2 | Steel Tower | 245.7
6909 | Gainesville Regional Utilities | 4 | Deerhaven | Millhopper | 100 | 3.62 | OH | AC | 138 | 138 | 795 | ACCR | DOUBLE | 2 | 2 | Steel Tower | 245.7
6909 | Gainesville Regional Utilities | 5 | Depot | Idylwild | 100 | 4.8 | OH | AC | 138 | 138 | 795 | ACCR | DOUBLE | 2 | 2 | Steel Tower | 205.6
6909 | Gainesville Regional Utilities | 6 | Depot | Serenola | 100 | 7.59 | OH | AC | 138 | 138 | 795 | ACCR | DOUBLE | 2 | 2 | Steel Tower | 245.7
6909 | Gainesville Regional Utilities | 7 | Idylwild | Parker | 100 | 9.92 | OH | AC | 138 | 138 | 795 | ACCR | DOUBLE | 2 | 2 | Steel Tower | 205.6
6909 | Gainesville Regional Utilities | 8 | Serenola | Sugarfoot | 100 | 2.28 | OH | AC | 138 | 138 | 795 | ACCR | DOUBLE | 2 | 2 | Steel Tower | 245.7
6909 | Gainesville Regional Utilities | 9 | Parker | Clay Tap | 100 | 4.7 | OH | AC | 138 | 138 | 795 | ACCR | DOUBLE | 2 | 2 | Steel Tower | 245.7
6909 | Gainesville Regional Utilities | 10 | Parker | Ft. Clarke | 100 | 6.77 | OH | AC | 138 | 138 | 795 | ACCR | DOUBLE | 2 | 2 | Steel Tower | 245.7
6909 | Gainesville Regional Utilities | 11 | Clay Tap | Ft. Clarke | 100 | 2.02 | OH | AC | 138 | 138 | 795 | ACCR | DOUBLE | 2 | 2 | Steel Tower | 245.7
6909 | Gainesville Regional Utilities | 12 | Alachua | Ft. Clarke | 100 | 9.96 | OH | AC | 138 | 138 | 1192 | ACCR | DOUBLE | 1 | 1 | Steel Tower | 313
6909 | Gainesville Regional Utilities | 13 | Bradford | Deerhaven | 100 | 29.6 | OH | AC | 138 | 138 | 795 | ACCR | DOUBLE | 1 | 1 | Wood pole | 222
6909 | Gainesville Regional Utilities | 14 | Parker | Sugarfoot | 100 | 9.21 | OH | AC | 138 | 138 | 795 | ACCR | DOUBLE | 2 | 2 | Steel Tower | 245.7
6909 | Gainesville Regional Utilities | 15 | Parker | Archer | 100 | 2.51 | OH | AC | 230 | 230 | 795 | ACCR | DOUBLE | 1 | 1 | Steel Tower | 179.2
6909 | Gainesville Regional Utilities | 16 | Alachua | Deerhaven | 100 | 6.51 | OH | AC | 138 | 138 | 1192 | ACCR | DOUBLE | 1 | 1 | Steel Tower | 313
6909 | Gainesville Regional Utilities | 17 | Clay Tap | Farnsworth | 100 | 2.37 | OH | AC | 138 | 138 | 795 | ACCR | DOUBLE | 1 | 1 | Wood Pole | 245.7
6957 | Garkane Energy Coop Inc | 1 | Glen Canyon | 5 Mile | 100 | 29.8 | OH | AC | 138 | 138 | 266 | ACSR | Single | 1 | 1 | Wood H Frame | 30
6957 | Garkane Energy Coop Inc | 2 | 5 Mile | Buckskin | 100 | 5.9 | OH | AC | 138 | 138 | 477 | ACSR | Single | 1 | 1 | Wood H Frame | 50
6958 | Garland City of | 1 | Olinger #1 | Wylie | 100 | 5.2 | OH | AC | 138 | 138 | 854 | ACSR | Single | 1 | 1 | Steel Pole | 218
6958 | Garland City of | 2 | Olinger #2 | Wylie | 100 | 5.2 | OH | AC | 138 | 138 | 795 | ACSR | Single | 1 | 1 | Steel Pole | 218
6958 | Garland City of | 3 | Olinger #3 | Wylie | 100 | 5.2 | OH | AC | 138 | 138 | 795 | ACSR | Single | 2 | 1 | Wood Pole | 218
6958 | Garland City of | 4 | Olinger #4 | Wylie | 100 | 5.2 | OH | AC | 138 | 138 | 795 | ACSR | Single | 2 | 1 | Wood Pole | 218
6958 | Garland City of | 5 | Wylie | FireWheel | 100 | 16.1 | OH | AC | 138 | 138 | 795 | ACSR | Single | 2 | 1 | Wood Pole | 218
6958 | Garland City of | 6 | Wylie | Ben Davis #1 | 100 | 15.75 | OH | AC | 138 | 138 | 795 | ACSR | Single | 2 | 1 | Wood Pole | 218
6958 | Garland City of | 7 | Wylie | Ben Davis #2 | 100 | 14.8 | OH | AC | 138 | 138 | 795 | ACSR | Single | 2 | 1 | Wood Pole | 218
6958 | Garland City of | 8 | FireWheel | Apollo | 100 | 4.2 | OH | AC | 138 | 138 | 795 | ACSR | Single | 1 | 1 | Steel Pole | 218
6958 | Garland City of | 9 | Ben Davis #1 | Brand | 100 | 1.6 | OH | AC | 138 | 138 | 795 | ACSR | Single | 1 | 1 | Steel Pole | 218
6958 | Garland City of | 10 | Brand | FairDale | 100 | 4.2 | OH | AC | 138 | 138 | 795 | ACSR | Single | 1 | 1 | Steel Pole | 218
6958 | Garland City of | 11 | FairDale | Shiloh | 100 | 1.2 | OH | AC | 138 | 138 | 795 | ACSR | Single | 1 | 1 | Steel Pole | 218
6958 | Garland City of | 12 | Shiloh | McCree | 100 | 2.2 | OH | AC | 138 | 138 | 556 | SSAC | Single | 1 | 1 | Steel Pole | 218
6958 | Garland City of | 13 | McCree | Oates | 100 | 7.3 | OH | AC | 138 | 138 | 795 | ACSR | Single | 1 | 1 | Wood Pole/ Steel Pole | 218
6958 | Garland City of | 14 | Oates | Lyons | 100 | 4 | OH | AC | 138 | 138 | 795 | ACSR | Single | 2 | 2 | Wood Pole | 218
6958 | Garland City of | 15 | Lyons | Wynn Joyce | 100 | 3.9 | OH | AC | 138 | 138 | 795 | ACSR | Single | 2 | 1 | Steel Pole | 218
6958 | Garland City of | 16 | Wynn Joyce | Ben Davis #2 | 100 | 8.9 | OH | AC | 138 | 138 | 795 | ACSR | Single | 2 | 2 | Wood Pole | 218
6958 | Garland City of | 17 | Kraft | FairDale / Shiloh | 100 | 0.3 | OH | AC | 138 | 138 | 50 | ACSR | Single | 1 | 1 | Steel Pole | 110
6958 | Garland City of | 18 | Newman | Walnut | 100 | 0.6 | OH | AC | 69 | 138 | 795 | ASCR | Single | 1 | 1 | Steel Pole | 109
7197 | Georgia Transmission Corp | 1 | Rocky Mtn | Rocky Mtn PSH #1 | 100 | 2.65 | OH | AC | 230 | 230 | 1622 | ACSR | Single | 2 | 2 | Steel, Single Pole | 602
7197 | Georgia Transmission Corp | 2 | Rocky Mtn | Rocky Mtn PSH #2 | 100 | 2.65 | OH | AC | 230 | 230 | 1622 | ACSR | Single | 2 | 2 | Steel, Single Pole | 602
7197 | Georgia Transmission Corp | 3 | Rocky Mtn | Rocky Mtn PSH #3 | 100 | 2.65 | OH | AC | 230 | 230 | 1622 | ACSR | Single | 1 | 1 | Steel, Single Pole | 602
7197 | Georgia Transmission Corp | 4 | Vogtle | Goshen #1 | 100 | 18.74 | OH | AC | 230 | 230 | 795 | ACSR | Double | 1 | 1 | Steel, H-Frame | 804
7197 | Georgia Transmission Corp | 5 | Vogtle | Goshen #2 | 100 | 18.75 | OH | AC | 230 | 230 | 795 | ACSR | Double | 1 | 1 | Steel, H-Frame | 804
7197 | Georgia Transmission Corp | 6 | Vogtle | Goshen #3 | 100 | 18.75 | OH | AC | 230 | 230 | 1351 | ACSR | Double | 1 | 1 | Steel, H-Frame | 497
7197 | Georgia Transmission Corp | 7 | Hatch | Eastman | 100 | 57.23 | OH | AC | 230 | 230 | 1351 | ACSR | Single | 1 | 1 | Steel, Lattice Tower | 539
7197 | Georgia Transmission Corp | 8 | Hatch | Douglas | 100 | 46.23 | OH | AC | 230 | 230 | 1351 | ACSR | Single | 1 | 1 | Steel, H-Frame | 497
7197 | Georgia Transmission Corp | 9 | Yates | Morrow | 100 | 35.26 | OH | AC | 230 | 230 | 1351 | ACSR | Single | 2 | 2 | Steel, Lattice Tower | 539
7197 | Georgia Transmission Corp | 10 | Yates | Morrow | 100 | 35.65 | OH | AC | 230 | 230 | 1351 | ACSR | Single | 2 | 2 | Steel, Lattice Tower | 180
7197 | Georgia Transmission Corp | 11 | Bio | Center | 100 | 31.23 | OH | AC | 230 | 230 | 795 | ACSR | Single | 1 | 1 | Steel, H-frame | 433
7197 | Georgia Transmission Corp | 12 | Center | Winder | 100 | 22.3 | OH | AC | 230 | 230 | 795 | ACSR | Single | 1 | 1 | Steel, H-frame | 433
7197 | Georgia Transmission Corp | 13 | Bio | Hartwell dam | 100 | 9.7 | OH | AC | 230 | 230 | 795 | ACSR | Double | 1 | 1 | Steel, H-frame | 664
7197 | Georgia Transmission Corp | 14 | Branch | Wadley #1 | 100 | 57.27 | OH | AC | 230 | 230 | 1351 | ACSR | Single | 1 | 1 | Steel, H-frame | 497
7197 | Georgia Transmission Corp | 15 | Branch | Wadley #2 | 100 | 57.23 | OH | AC | 230 | 230 | 1351 | ACSR | Single | 1 | 1 | Steel, H-frame | 497
7197 | Georgia Transmission Corp | 16 | Sandersville | (Loop-in) | 100 | 3.1 | OH | AC | 230 | 230 | 1351 | ACSR | Single | 2 | 2 | Concrete, Single-Pole | 539
7197 | Georgia Transmission Corp | 17 | Brench | Bonaire (West) | 100 | 55.16 | OH | AC | 230 | 230 | 1351 | ACSR | Single | 1 | 1 | Steel, H-frame | 497
7197 | Georgia Transmission Corp | 18 | South Macon | (Loop-in) | 100 | 22.42 | OH | AC | 230 | 230 | 1351 | ACSR | Single | 1 | 1 | Steel, H-frame | 497
7197 | Georgia Transmission Corp | 19 | Branch | Bonaire (East) | 100 | 55.16 | OH | AC | 230 | 230 | 1351 | ACSR | Single | 1 | 1 | Steel, H-frame | 497
7197 | Georgia Transmission Corp | 20 | Gordon | (Loop-in) | 100 | 11.7 | OH | AC | 230 | 230 | 1351 | ACSR | Single | 1 | 1 | Steel, H-frame | 497
7197 | Georgia Transmission Corp | 21 | Goshen | Boykin Road | 100 | 8.47 | OH | AC | 230 | 230 | 1351 | ACSR | Single | 1 | 1 | Steel, Single-Pole | 596
7197 | Georgia Transmission Corp | 22 | Boykin Road | Rosier Road | 100 | 2.9 | OH | AC | 230 | 230 | 1351 | ACSR | Single | 1 | 1 | Steel, Single-Pole | 596
7197 | Georgia Transmission Corp | 23 | Vidalia | Statesboro | 100 | 40.09 | OH | AC | 230 | 230 | 1033 | ACSR | Single | 1 | 1 | Steel, H-frame | 486
7197 | Georgia Transmission Corp | 24 | Thomaston | Barnesville | 100 | 11.67 | OH | AC | 230 | 230 | 1033 | ACSR | Single | 1 | 1 | Steel, H-frame | 509
7197 | Georgia Transmission Corp | 25 | Wadley | North Dublin | 100 | 37.94 | OH | AC | 230 | 230 | 1033 | ACSR | Single | 1 | 1 | Steel, H-frame | 509
7197 | Georgia Transmission Corp | 26 | North Dublin | Eastman | 100 | 33.08 | OH | AC | 230 | 230 | 1351 | ACSR | Single | 1 | 1 | Steel, H-frame | 539
7197 | Georgia Transmission Corp | 27 | Douglas | Wilsonville | 100 | 20.11 | OH | AC | 230 | 230 | 1622 | ACSR | Single | 1 | 1 | Steel, H-frame | 596
7197 | Georgia Transmission Corp | 28 | Wilsonville | Kettle Creek | 100 | 22.35 | OH | AC | 230 | 230 | 1622 | ACSR | Single | 1 | 1 | Steel, H-frame | 596
7197 | Georgia Transmission Corp | 29 | Thomasville | Pine Grove | 100 | 50.29 | OH | AC | 230 | 230 | 1033 | ACSR | Single | 1 | 1 | Steel, H-frame | 509
7197 | Georgia Transmission Corp | 30 | Douglasville | Boatrock | 100 | 10 | OH | AC | 230 | 230 | 1351 | ACSR | Single | 1 | 1 | Steel, H-frame | 397
7197 | Georgia Transmission Corp | 31 | Douglasville | Villa Rica | 100 | 10.75 | OH | AC | 230 | 230 | 1351 | ACSR | Single | 1 | 1 | Steel, H-frame | 539
7197 | Georgia Transmission Corp | 32 | Villa Rica | West Marietta | 100 | 20.85 | OH | AC | 230 | 230 | 1351 | ACSR | Single | 1 | 1 | Steel, H-frame | 596
7197 | Georgia Transmission Corp | 33 | Alpharetta | Woodstock | 100 | 14.22 | OH | AC | 230 | 230 | 1351 | ACSR | Single | 1 | 1 | Steel, Single-Pole | 497
7197 | Georgia Transmission Corp | 34 | Woodstock | Hawkins Store | 100 | 4.64 | OH | AC | 230 | 230 | 1622 | ACSR | Single | 1 | 1 | Steel, Single-Pole | 596
7197 | Georgia Transmission Corp | 35 | Hawkins Store | South Acworth | 100 | 6.9 | OH | AC | 230 | 230 | 1351 | ACSR | Single | 1 | 1 | Steel, Single-Pole | 602
7197 | Georgia Transmission Corp | 36 | Union City | South Griffin | 100 | 32.67 | OH | AC | 230 | 230 | 1033 | ACSR | Single | 1 | 1 | Steel, H-frame | 497
7197 | Georgia Transmission Corp | 37 | Highway 54 | (Loop-in) | 100 | 9.62 | OH | AC | 230 | 230 | 1033 | ACSR | Single | 2 | 2 | Steel, H-frame | 497
7197 | Georgia Transmission Corp | 38 | Watkinsville | East Social Circle | 100 | 22.67 | OH | AC | 230 | 230 | 1033 | ACSR | Single | 1 | 1 | Steel, H-frame | 497
7197 | Georgia Transmission Corp | 39 | Deerfield | (Loop-in) | 100 | 3.1 | OH | AC | 230 | 230 | 1033 | ACSR | Single | 1 | 1 | Steel, H-frame | 497
7197 | Georgia Transmission Corp | 40 | Bremen | Villa Rica | 100 | 19.75 | OH | AC | 230 | 230 | 1351 | ACSR | Single | 1 | 1 | Steel, H-frame | 539
7197 | Georgia Transmission Corp | 41 | Rocky Mtn | Pinson | 100 | 18.37 | OH | AC | 230 | 500 | 1113 | ACSR | Triple | 1 | 1 | Steel, Lattice tower | 829
7197 | Georgia Transmission Corp | 42 | Hatch | Bonaire | 100 | 90.13 | OH | AC | 500 | 500 | 1113 | ACSR | Triple | 1 | 1 | Steel, Lattice Tower | 2439
7197 | Georgia Transmission Corp | 43 | O'Hara | Klondike | 100 | 23.75 | OH | AC | 500 | 500 | 1113 | ACSR | Triple | 1 | 1 | Steel, Lattice Tower | 2439
7197 | Georgia Transmission Corp | 44 | Wansley | Fortson | 100 | 59.95 | OH | AC | 500 | 500 | 1113 | ACSR | Triple | 1 | 1 | Steel, Lattice Tower | 2439
7197 | Georgia Transmission Corp | 45 | Klondike | Scherer | 100 | 48.74 | OH | AC | 500 | 500 | 1113 | ACSR | Triple | 1 | 1 | Steel, Lattice Tower | 2439
7197 | Georgia Transmission Corp | 46 | O'Hara | Union City | 100 | 12.49 | OH | AC | 500 | 500 | 1113 | ACSR | Triple | 1 | 1 | Steel, Lattice Tower | 2439
7197 | Georgia Transmission Corp | 47 | Klondike | Norcross | 100 | 27.38 | OH | AC | 500 | 500 | 1113 | ACSR | Triple | 1 | 1 | Steel, Lattice Tower | 2439
7197 | Georgia Transmission Corp | 48 | Bonaire | Scherer | 100 | 45.31 | OH | AC | 500 | 500 | 1113 | ACSR | Triple | 1 | 1 | Steel, Lattice Tower | 2439
7197 | Georgia Transmission Corp | 49 | Wansley | Villa Rica | 100 | 25.56 | OH | AC | 500 | 500 | 1113 | ACSR | Triple | 1 | 1 | Steel, Lattice Tower | 2439
7197 | Georgia Transmission Corp | 50 | Hatch | North Tifton | 100 | 82.38 | OH | AC | 500 | 500 | 1113 | ACSR | Triple | 1 | 1 | Steel, Lattice Tower | 2439
7264 | Glades Electric Coop Inc | 1 | Hicpochee | Montura | 100 | 6.84 | OH | AC | 138 | 138 | 636 | Aluminum | Single | 1 | 1 | Concrete Pole | 97
7294 | Glendale City of | 1 | Oregon - California Border | Air Way/R.S.E | 3.85 | 846 | OH | DC | 1000 | 1000 | 2312 | Aluminum | Double | 1 | 1 | Lattice Tower | 110
7294 | Glendale City of | 2 | Hoover Dam | Air Way / RSE | 3.85 | 1 | OH | AC | 500 | 500 | 1000 | Aluminum | double | 1 | 1 | Lattice Tower | 271
7490 | Grand River Dam Authority | 1 | Pensacol | Miami | 100 | 33.9 | OH | AC | 161 | 161 | 795 | ACSR | Single | 1 | 1 | Wood Pole | 261
7490 | Grand River Dam Authority | 2 | Catoosa | Collinsville | 100 | 14.8 | OH | AC | 161 | 161 | 795 | ACSR | Single | 1 | 1 | Wood pole | 261
7490 | Grand River Dam Authority | 3 | Kerr | Catoosa | 100 | 39.3 | OH | AC | 161 | 161 | 795 | ACSR | Single | 2 | 2 | Steel tower | 261
7490 | Grand River Dam Authority | 4 | Markham Ferry | Pumped Storage | 100 | 5.7 | OH | AC | 161 | 161 | 795 | ACSR | Single | 2 | 2 | Steel tower | 261
7490 | Grand River Dam Authority | 5 | Northeast Sub | Claremore | 100 | 9.5 | OH | AC | 138 | 138 | 795 | ACSR | Single | 1 | 1 | Wood pole | 223
7490 | Grand River Dam Authority | 6 | Miami | Empire District | 100 | 9.9 | OH | AC | 161 | 161 | 795 | ACSR | Single | 1 | 1 | Wood pole | 261
7490 | Grand River Dam Authority | 7 | GRDA #1 | Claremore | 100 | 22.6 | OH | AC | 161 | 161 | 795 | ACSR | Single | 1 | 1 | Wood pole | 261
7490 | Grand River Dam Authority | 8 | Pensacola | MAID | 100 | 29.6 | OH | AC | 161 | 161 | 795 | ACSR | Double | 1 | 1 | Wood pole | 522
7490 | Grand River Dam Authority | 9 | MAID | Arklahoma | 100 | 1.9 | OH | AC | 161 | 161 | 795 | ACSR | Double | 1 | 1 | Wood pole | 522
7490 | Grand River Dam Authority | 10 | MAID | GRDA #1 | 100 | 1.6 | OH | AC | 161 | 161 | 1590 | ASCR | Double | 1 | 1 | Steel tower | 806
7490 | Grand River Dam Authority | 11 | MAID | GRDA #1 | 100 | 1.6 | OH | AC | 161 | 161 | 1590 | ACSR | Double | 1 | 1 | Steel tower | 806
7490 | Grand River Dam Authority | 12 | Claremore | Collinsville | 100 | 13.4 | OH | AC | 161 | 161 | 1590 | ACSR | Single | 1 | 1 | Wood pole | 403
7490 | Grand River Dam Authority | 13 | GRDA #1 | Okay | 100 | 29.6 | OH | AC | 161 | 161 | 1590 | ACSR | Single | 1 | 1 | Wood pole | 403
7490 | Grand River Dam Authority | 14 | GRDA #1 | State Line | 100 | 41.1 | OH | AC | 345 | 345 | 1431 | ACSR | Double | 1 | 1 | Steel tower | 754
7490 | Grand River Dam Authority | 15 | Okay | Ft. Gibson | 100 | 5.9 | OH | AC | 161 | 161 | 1590 | ACSR | Single | 1 | 1 | Wood pole | 403
7490 | Grand River Dam Authority | 16 | Arklahoma | Arkansas State Line | 100 | 39 | OH | AC | 161 | 161 | 397 | ACSR | Double | 1 | 1 | Wood pole | 338
7490 | Grand River Dam Authority | 17 | Line #363 | Kansas | 100 | 0.7 | OH | AC | 161 | 161 | 795 | ACSR | Single | 1 | 1 | Wood pole | 261
7490 | Grand River Dam Authority | 18 | Arklahoma O | Boudinot | 100 | 28.5 | OH | AC | 161 | 161 | 250 | Other | Single | 1 | 1 | Wood pole | 530
7490 | Grand River Dam Authority | 19 | Cleveland | Stillwater | 100 | 38.5 | OH | AC | 138 | 138 | 1590 | ACSR | Single | 1 | 1 | Wood pole | 345
7490 | Grand River Dam Authority | 20 | Stillwater | Ramsey | 100 | 23.2 | OH | AC | 138 | 138 | 795 | ACSR | Single | 1 | 1 | Wood pole | 223
7490 | Grand River Dam Authority | 21 | GRDA #1 | Tulsa North | 100 | 38.6 | OH | AC | 345 | 345 | 1431 | ACSR | Double | 1 | 1 | Steel H Frame | 1616
7490 | Grand River Dam Authority | 22 | Tulsa North | Cleveland | 100 | 31.4 | OH | AC | 345 | 345 | 1431 | ACSR | Double | 1 | 1 | Steel H Frame | 1616
7490 | Grand River Dam Authority | 23 | Wekiwa | Silver City | 100 | 22.5 | OH | AC | 138 | 138 | 1431 | ACSR | Double | 1 | 1 | Steel H Frame | 1616
7490 | Grand River Dam Authority | 24 | Line #363 | Kerr | 100 | 0.9 | OH | AC | 161 | 161 | 1431 | ACSR | Single | 1 | 1 | Wood pole | 808
7490 | Grand River Dam Authority | 25 | Gore | SPA | 100 | 0.05 | OH | AC | 161 | 161 | 795 | ACSR | Single | 1 | 1 | Steel tower | 261
7490 | Grand River Dam Authority | 26 | Arklahoma | Tahlequah Interconnect | 100 | 30.2 | OH | AC | 161 | 161 | 1590 | ACSR | Single | 1 | 1 | Wood pole | 403
7570 | Great River Energy | 1 | Benton County | Milaca | 35 | 9.09 | OH | AC | 230 | 230 | 1272 | ACSR | Single | 1 | 1 | Single Concrete Pole | 605
7570 | Great River Energy | 2 | Dickinson | Coon Creek | 100 | 26.96 | OH | AC | 345 | 345 | 954 | ACSR | Double | 2 | 2 | Single Steel Pole | 1250
7570 | Great River Energy | 3 | Coal Creek | Stanton ND | 100 | 12.21 | OH | AC | 230 | 230 | 954 | ACSR | Single | 1 | 1 | H-Frame Wood Poles | 506
7570 | Great River Energy | 4 | Coal Creek Junction | Coal Creek | 100 | 4.57 | OH | AC | 230 | 230 | 954 | ACSR | Single | 1 | 1 | Lattice Tower | 506
7570 | Great River Energy | 5 | Spring Creek | Cannon Falls | 100 | 19.78 | OH | AC | 161 | 161 | 636 | ACSR | Single | 1 | 1 | H-Frame Wood Poles | 91
7570 | Great River Energy | 6 | Prairie Island | Spring Creek 161 | 100 | 5.18 | OH | AC | 161 | 161 | 636 | ACSR | Single | 1 | 1 | Lattice Tower | 279
7570 | Great River Energy | 7 | Ramsey | Balta | 100 | 68.71 | OH | AC | 230 | 230 | 954 | ACSR | Single | 1 | 1 | H-Frame Wood Poles | 506
7570 | Great River Energy | 8 | Coal Creek | Dickinson | 100 | 435.85 | OH | DC | 400 | 400 | 1590 | ACSR | Double | 1 | 1 | Lattice Tower | 1435
7570 | Great River Energy | 9 | Balta | McHenry, ND | 100 | 43.44 | OH | AC | 230 | 230 | 954 | ACSR | Single | 1 | 1 | H-Frame Wood Poles | 506
7570 | Great River Energy | 10 | Elk River #14 | Monticello | 100 | 16.9 | OH | AC | 230 | 230 | 795 | ACSR | Single | 1 | 1 | H-Frame Wood Poles | 452
7570 | Great River Energy | 11 | Ramsey, ND | Prairie, ND | 100 | 81.02 | OH | AC | 230 | 230 | 954 | ACSR | Single | 1 | 1 | H-Frame Wood Poles | 338
7570 | Great River Energy | 12 | Sherco | Benton County 345 | 51 | 11.65 | OH | AC | 345 | 345 | 1192 | ACSR | Double | 1 | 1 | Single Steel Pole | 1746
7570 | Great River Energy | 13 | Henning 230 | Inman 230 | 100 | 3.68 | OH | AC | 230 | 230 | 795 | ACSR | Single | 1 | 1 | H-Frame Wood Poles | 145
7570 | Great River Energy | 14 | Inman 230 | Wing River | 100 | 19.44 | OH | AC | 230 | 230 | 795 | ACSR | Single | 1 | 1 | H-Frame Wood Poles | 145
7570 | Great River Energy | 15 | Monticello | Benton County | 100 | 21.61 | OH | AC | 230 | 230 | 795 | ACSR | Single | 1 | 1 | H-Frame Wood Poles | 452
7570 | Great River Energy | 16 | Benton County | Mud Lake | 100 | 54.19 | OH | AC | 230 | 230 | 795 | ACSR | Single | 1 | 1 | H-Frame Wood Poles | 452
7570 | Great River Energy | 17 | Riverton | Mud Lake | 100 | 8.57 | OH | AC | 230 | 230 | 795 | ACSR | Single | 1 | 1 | H-Frame Wood Poles | 452
7570 | Great River Energy | 18 | Elk River | Bunker Lake | 100 | 16.88 | OH | AC | 230 | 230 | 795 | ACSR | Single | 1 | 1 | H-Frame Wood Poles | 314
7570 | Great River Energy | 19 | Blaine | Rush City | 100 | 41 | OH | AC | 230 | 230 | 795 | ACSR | Single | 1 | 1 | H-Frame Wood Poles | 314
7570 | Great River Energy | 20 | Bunker Lake | Blaine | 100 | 12.94 | OH | AC | 230 | 230 | 795 | ACSR | Single | 1 | 1 | H-Frame Wood Poles | 314
7570 | Great River Energy | 21 | Rush City | Rock Creek | 7 | 0.59 | OH | AC | 230 | 230 | 795 | ACSR | Single | 1 | 1 | H-Frame Wood Poles | 452
7570 | Great River Energy | 22 | Rush City | Red Rock | 1 | 0.59 | OH | AC | 230 | 230 | 795 | ACSR | Single | 1 | 1 | H-Frame Wood Poles | 452
7570 | Great River Energy | 23 | Stanton, ND | Basin, ND | 100 | 1.02 | OH | AC | 230 | 230 | 954 | ACSR | Single | 1 | 1 | H-Frame Wood Poles | 506
7570 | Great River Energy | 24 | Stanton, ND | Center, ND | 100 | 16.27 | OH | AC | 230 | 230 | 954 | ACSR | Single | 1 | 1 | H-Frame Wood Poles | 506
7570 | Great River Energy | 25 | Coal Creek Junction | McHenry, ND | 100 | 50.24 | OH | AC | 230 | 230 | 954 | ACSR | Single | 1 | 1 | H-Frame Wood Poles | 506
7570 | Great River Energy | 26 | Coal Creek Junction | Stanton, ND | 100 | 9.14 | OH | AC | 230 | 230 | 9.54 | ACSR | Single | 1 | 1 | H-Frame Wood Poles | 506
7570 | Great River Energy | 27 | Wing River | Riverton | 27 | 13.33 | OH | AC | 230 | 230 | 795 | ACSR | Single | 1 | 1 | H-Frame Wood Poles | 145
7570 | Great River Energy | 28 | Chisago County | Forbes | 50 | 69.77 | OH | AC | 500 | 500 | 1192 | ACSR | Triple | 1 | 1 | Lattice Tower | 3795
7570 | Great River Energy | 29 | Willmar | Granite Falls | 58 | 17.85 | OH | AC | 230 | 230 | 795 | ACSR | Single | 1 | 1 | H-Frame Wood Poles | 145
7639 | Greenville Utilities Comm | 1 | Evans | Blount Fert | 100 | 0.35 | OH | AC | 115 | 138 | 795 | ACSR | Single | 1 | 1 | Concrete | 175
7639 | Greenville Utilities Comm | 2 | ECU | Evans | 100 | 0.35 | OH | AC | 115 | 138 | 795 | ACSR | Single | 1 | 1 | Concrete | 175
7639 | Greenville Utilities Comm | 3 | Eastside | Simpson | 100 | 3.1 | OH | AC | 115 | 138 | 336 | ASCR | Single | 1 | 1 | Concrete | 95
7639 | Greenville Utilities Comm | 4 | Eastside | ECU | 100 | 1.36 | OH | AC | 115 | 138 | 795 | ACSR | Single | 1 | 1 | Concrete | 175
7639 | Greenville Utilities Comm | 5 | Eastern Bypass | Eastside | 100 | 2.78 | OH | AC | 115 | 138 | 795 | ACSR | Single | 1 | 1 | Wood/Steel | 175
7639 | Greenville Utilities Comm | 6 | Eastern Bypass | Eastern Bypass | 100 | 0.22 | OH | AC | 115 | 138 | 1272 | AAC | Single | 1 | 1 | Steel | 240
7639 | Greenville Utilities Comm | 7 | Greenville 230 | Eastern Bypass | 100 | 2.22 | OH | AC | 115 | 138 | 795 | ACSR | Single | 1 | 1 | Wood | 175
7639 | Greenville Utilities Comm | 8 | Blount Fert | Power Plant | 100 | 1.03 | OH | AC | 115 | 138 | 1272 | A | Single | 1 | 1 | Concrete | 240
7639 | Greenville Utilities Comm | 9 | Southside | Blount Fert | 100 | 1.79 | OH | AC | 115 | 138 | 1272 | A | Single | 1 | 1 | Wood | 240
7639 | Greenville Utilities Comm | 10 | Winterville | Southside | 100 | 1.77 | OH | AC | 115 | 138 | 1272 | A | Single | 1 | 1 | Wood | 240
7639 | Greenville Utilities Comm | 11 | Frog Level | Winterville | 100 | 4.06 | OH | AC | 115 | 138 | 1272 | A | Single | 1 | 1 | Wood | 240
7639 | Greenville Utilities Comm | 12 | Greenville 230 | Proctor & Gamble | 100 | 1.42 | OH | AC | 115 | 138 | 795 | ACSR | Single | 1 | 1 | Wood | 175
7639 | Greenville Utilities Comm | 13 | Wellcome | Eastern Bypass | 100 | 3.21 | OH | AC | 115 | 138 | 1272 | A | Single | 1 | 1 | Concrete | 240
7639 | Greenville Utilities Comm | 14 | Power Plant | Westside | 100 | 2.42 | OH | AC | 115 | 138 | 1272 | A | Single | 1 | 1 | Wood | 240
7639 | Greenville Utilities Comm | 15 | Westside | Frog Level | 100 | 4.54 | OH | AC | 115 | 138 | 1272 | A | Single | 1 | 1 | Wood | 240
7639 | Greenville Utilities Comm | 16 | Greenville 230 | Power Plant GOAB | 100 | 1.07 | OH | AC | 115 | 138 | 1272 | A | Single | 1 | 1 | Wood | 240
7639 | Greenville Utilities Comm | 17 | Greenville 230 | Power Plant GOAB | 100 | 1.09 | OH | AC | 115 | 138 | 1272 | A | Single | 1 | 1 | Wood | 240
7639 | Greenville Utilities Comm | 18 | Proctor & Gamble | Northside | 100 | 1.42 | OH | AC | 115 | 138 | 795 | ACSR | Single | 1 | 1 | Wood | 175
7639 | Greenville Utilities Comm | 19 | Northside | Wellcome | 100 | 1.42 | OH | AC | 115 | 138 | 1272 | AAC | Single | 1 | 1 | Wood | 240
7977 | Hamilton City of | 1 | Substation 10 | Substation 11 | 100 | 2.1 | OH | AC | 135 | 138 | 336.4 | ACSR | Single | 1 | 1 | Wood, Single Pole | 126.7
7977 | Hamilton City of | 2 | Substation 11 | Substation 15 | 100 | 7.45 | OH | AC | 135 | 138 | 336.4 | ACSR | Single | 1 | 1 | Wood, Single Pole | 126.7
7977 | Hamilton City of | 3 | Greenup Hyrdo Plant | Argentum Substation | 100 | 4.6 | OH | AC | 138 | 138 | 556.5 | ACSR | Single | 1 | 1 | Wood, Single Pole | 174.5
7977 | Hamilton City of | 4 | Argentum Substation | 3-Way Switch | 100 | 9.87 | OH | AC | 138 | 138 | 556.5 | ACSR | Single | 1 | 1 | Wood, Single Pole | 174.5
8449 | Henderson City Utility Comm | 1 | BREC - Sebree | HMPL Sub #4 | 100 | 13 | OH | AC | 161 | 161 | 795 | ACSR | Single | 1 | 1 | Wood H-Frame | 254
8449 | Henderson City Utility Comm | 2 | BREC TAP | HMPL Sub # 4 | 100 | 6 | OH | AC | 161 | 161 | 795 | ACSR | Single | 1 | 1 | Single Steel Pole | 254
8723 | Holland Board of Public Works | 1 | Black River Sub. | Waverly Rd. Sub. | 100 | 2.75 | OH | AC | 142 | 138 | 1431 | Aluminum | Single | 1 | 1 | Single Wood Pole | 300
8723 | Holland Board of Public Works | 2 | Waverly Rd. Sub. | Industrial Substation | 100 | 2.01 | OH | AC | 142 | 138 | 1431 | Aluminum | Single | 1 | 1 | Single Wood Pole | 300
8723 | Holland Board of Public Works | 3 | Industrial Substation | Washington Ave Sub. | 100 | 1.58 | OH | AC | 142 | 138 | 1431 | Aluminum | Single | 1 | 1 | Single Wood Pole | 300
8723 | Holland Board of Public Works | 4 | Washington Ave Sub. | Ottawa Substation | 100 | 1.8 | OH | AC | 142 | 138 | 1431 | Aluminum | Single | 1 | 1 | Single Wood Pole | 300
8723 | Holland Board of Public Works | 5 | Ottawa Substation | James DeYoung Sub. | 100 | 2.25 | OH | AC | 142 | 138 | 1431 | Aluminum | Single | 1 | 1 | Single Wood Pole | 300
8723 | Holland Board of Public Works | 6 | James DeYoung Sub. | James St. Substation | 100 | 1.51 | OH | AC | 142 | 138 | 1431 | Aluminum | Single | 1 | 1 | Single Wood Pole | 300
8723 | Holland Board of Public Works | 7 | James St. Substation | Quincy St. Substation | 100 | 2.24 | OH | AC | 142 | 138 | 1431 | Aluminum | Single | 1 | 1 | Single Wood Pole | 300
8723 | Holland Board of Public Works | 8 | Quincy St. Substation | Black River Substation | 100 | 5.72 | OH | AC | 142 | 138 | 1431 | Aluminum | Single | 1 | 1 | Single Wood Pole | 300
8795 | Homestead City of | 1 | Lucy St. Switching Station | Mc Minn Substation | 100 | 2.5 | OH | AC | 138 | 138 | 795 | AAC | Single | 1 | 1 | Round Concrete Poles | 210
8795 | Homestead City of | 2 | Lucy Substation | Mc Minn Substation | 100 | 2.7 | OH | AC | 138 | 138 | 795 | AAC | Single | 1 | 1 | Round Concrete | 210
8840 | Hope City of | 1 | Hope/West Substa | Hope/ No Substa | 100 | 5.2 | OH | AC | 115 | 138 | 477 | ACSR | Single | 1 | 1 | Steel | 90
8840 | Hope City of | 2 | Hope/West Substa | Hope/East Substa | 100 | 4 | OH | AC | 115 | 138 | 336 | ACSR | Single | 1 | 1 | Concrete | 60
8840 | Hope City of | 3 | Hope/Swepco | Hope/West Substa | 100 | 8 | OH | AC | 115 | 138 | 477 | ACSR | Single | 1 | 1 | Concrete | 90
9096 | Lafayette City of | 1 | DOC BONIN | ACADIANA MALL SUBSTATION | 100 | 5.32 | OH | AC | 230 | 230 | 1033 | ACSR | SINGLE | 1 | 1 | STEEL POLE | 380
9096 | Lafayette City of | 2 | ACADIANA MALL SUBSTATION | FLANDERS SUBSTATION | 100 | 1.82 | OH | AC | 230 | 230 | 795 | ACSR | SINGLE | 1 | 1 | STEEL POLE | 380
9096 | Lafayette City of | 3 | FLANDERS SUBSTATION | ELKS SUBSTATION | 100 | 4.22 | OH | AC | 230 | 230 | 795 | ACSR | SINGLE | 1 | 1 | WOOD POLE | 390
9096 | Lafayette City of | 4 | DOC BONIN SUBSTATION | PONT DES MOUTON SUB | 100 | 3.22 | OH | AC | 230 | 230 | 795 | ACSR | DOUBLE | 1 | 1 | STEEL POLE | 785
9187 | Idaho Falls City of | 1 | Sugarmill Substation | Westside Substation | 100 | 11.5 | OH | AC | 161 | 161 | 795 | ACSR | Single | 1 | 1 | Steel Pole/Wood Pole | 250
9187 | Idaho Falls City of | 2 | Gem State Plant | York Road Tap | 100 | 1.4 | OH | AC | 161 | 161 | 795 | ACSR | Single | 1 | 1 | Steel Pole/Wood Pole | 250
9231 | Independence City of | 1 | Sub M | KCPL Hawthorne Station | 100 | 6.85 | OH | AC | 161 | 161 | 1192 | ACSR | Single | 1 | 1 | Single Steel Pole | 283
9231 | Independence City of | 2 | Sub N | 40 Hwy. & Hunter | 100 | 1.45 | OH | AC | 161 | 161 | 1192 | ACSR | Single | 1 | 1 | Single Steel Pole | 262
9231 | Independence City of | 3 | Blue Valley Sub A | KCPL Blue Mills Sub | 100 | 4.7 | OH | AC | 161 | 161 | 795 | ACSR | Single | 1 | 1 | Wood H-Frame | 209
9231 | Independence City of | 4 | KCPL Blue Mills Sub | Eckles Road Sub | 100 | 6.5 | OH | AC | 161 | 161 | 795 | ACSR | Single | 1 | 1 | Wood H-Frame | 209
9231 | Independence City of | 5 | Eckles Road Sub | MPS Sibley Power Station | 100 | 3.1 | OH | AC | 161 | 161 | 795 | ACSR | Single | 1 | 1 | Wood H-Frame | 209
9267 | Hoosier Energy R E C Inc | 1 | Merom | Worthingjton | 100 | 28.37 | OH | AC | 345 | 345 | 954 | ACSR | Double | 1 | 1 | H-Frame/Wood | 1284
9267 | Hoosier Energy R E C Inc | 2 | Worthington | Bloomington | 100 | 31.54 | OH | AC | 345 | 345 | 954 | ACSR | Double | 1 | 1 | H-Frame/Wood | 1284
9267 | Hoosier Energy R E C Inc | 3 | Merom | PSI Gibson | 100 | 1.17 | OH | AC | 345 | 345 | 954 | ACSR | Double | 1 | 1 | Steel Tower | 1284
9267 | Hoosier Energy R E C Inc | 4 | Taswell | Newtonville | 100 | 26.68 | OH | AC | 161 | 161 | 795 | ACSR | Single | 1 | 1 | H-Frame/Wood | 274
9267 | Hoosier Energy R E C Inc | 5 | Newtonville | Big river Line | 100 | 1.3 | OH | AC | 161 | 161 | 795 | ACSR | Single | 1 | 1 | H-Frame/Wood | 274
9267 | Hoosier Energy R E C Inc | 6 | Newtonville | Tap | 100 | 2.28 | OH | AC | 161 | 161 | 795 | ACSR | Single | 2 | 2 | H-Frame/Wood | 274
9267 | Hoosier Energy R E C Inc | 7 | Worthington | Ratts | 100 | 44.05 | OH | AC | 161 | 161 | 795 | ACSR | Single | 1 | 1 | H-Frame/Wood | 274
9267 | Hoosier Energy R E C Inc | 8 | Ratts | Taswell | 100 | 40 | OH | AC | 161 | 161 | 795 | ACSR | Single | 1 | 1 | H-Frame/Wood | 274
9267 | Hoosier Energy R E C Inc | 9 | Taswell | Napoleon | 100 | 104.36 | OH | AC | 161 | 161 | 795 | ACSR | Single | 1 | 1 | H-Frame/Wood | 274
9267 | Hoosier Energy R E C Inc | 10 | Selmier | Tap | 100 | 6.55 | OH | AC | 161 | 161 | 795 | ACSR | Single | 1 | 1 | Single Pole/Steel | 235
9267 | Hoosier Energy R E C Inc | 11 | Worthington | PSI Line | 100 | 2 | OH | AC | 138 | 161 | 795 | ACSR | Single | 2 | 2 | H-Frame/Wood | 235
9267 | Hoosier Energy R E C Inc | 12 | Napoleon | PSI Line | 100 | 6.41 | OH | AC | 138 | 161 | 795 | ACSR | Single | 1 | 1 | H-Frame/Wood | 235
9267 | Hoosier Energy R E C Inc | 13 | Ratts | SIGECO | 100 | 2.23 | OH | AC | 138 | 138 | 795 | ACSR | Single | 1 | 1 | H-Frame/Wood | 235
9267 | Hoosier Energy R E C Inc | 14 | Brandy Wine | Tap | 100 | 2 | OH | AC | 138 | 138 | 40 | ACSR | Single | 1 | 1 | Single Pole/Wood | 101
9267 | Hoosier Energy R E C Inc | 15 | Hidden Valley | Tap | 100 | 2.93 | OH | AC | 138 | 138 | 40 | ACSR | Single | 1 | 1 | Single Pole/Wood | 101
9267 | Hoosier Energy R E C Inc | 16 | Belterra | Tap | 100 | 0.7 | OH | AC | 138 | 138 | 336 | ACSR | Single | 1 | 1 | Single Pole/Wood | 143
9267 | Hoosier Energy R E C Inc | 17 | Bridgeport | Tap | 100 | 0.3 | OH | AC | 138 | 138 | 336 | ACSR | Single | 1 | 1 | Singlr Pole/Wood | 143
9267 | Hoosier Energy R E C Inc | 18 | Hubbell | PSI Line | 100 | 0.5 | OH | AC | 138 | 138 | 954 | ACSR | Single | 1 | 1 | Singlr Pole/Wood | 267
9267 | Hoosier Energy R E C Inc | 19 | Floyd Knobs | Tap | 100 | 0.1 | OH | AC | 138 | 138 | 795 | ACSR | Single | 1 | 1 | Single Pole/Wood | 235
9616 | Jacksonville Beach City of | 1 | Jacksonville Beach SS | Neptune Beach SS | 100 | 3.5 | OH | AC | 138 | 138 | 954 | Aluminum | Single | 1 | 1 | Square Concrete Pole | 303
9616 | Jacksonville Beach City of | 2 | Butler SS | Jacksonville Beach SS | 100 | 2.1 | OH | AC | 138 | 138 | 954 | Aluminum | Single | 1 | 1 | Square Concrete Pole | 303
9616 | Jacksonville Beach City of | 3 | Ft. Diego SS | Butler SS | 100 | 4.7 | OH | AC | 138 | 138 | 954 | Aluminum | Single | 1 | 1 | Square Concrete Pole | 303
9616 | Jacksonville Beach City of | 4 | Sampson SS | Ft. Diego SS | 100 | 15.14 | OH | AC | 138 | 138 | 954 | Aluminum | Single | 1 | 1 | Square Concrete Pole | 233
9616 | Jacksonville Beach City of | 5 | Sampson SS | Ft. Diego SS | 100 | 15.14 | OH | AC | 138 | 138 | 954 | Aluminum | Single | 1 | 1 | Square Concrete Pole | 233
9617 | JEA | 1 | Duval | Hatch | 100 | 37.33 | OH | AC | 500 | 500 | 1113 | ACSR | Triple | 1 | 1 | Steel Tower | 0
9617 | JEA | 2 | Duval | Thalman | 100 | 37.33 | OH | AC | 500 | 500 | 1113 | ACSR | Triple | 1 | 1 | Steel Tower | 0
9617 | JEA | 3 | Firestone | Seminole | 100 | 6.52 | OH | AC | 230 | 230 | 1590 | ACSR | Single | 1 | 1 | Concrete Pole | 668
9617 | JEA | 4 | Normandy | West Jax | 100 | 5.91 | OH | AC | 230 | 230 | 1590 | ACSR | Single | 1 | 1 | Steel Pole | 637
9617 | JEA | 5 | West Jax | NorthSide Station | 100 | 30 | OH | AC | 230 | 230 | 1590 | ACSR | Single | 1 | 1 | Steel Pole | 637
9617 | JEA | 6 | Ft. Cardline | Mill Cove | 100 | 3.65 | UG | AC | 230 | 230 | 1250 | Copper | Single | 1 | 1 | Underground Cable (Pipe) | 361
9617 | JEA | 7 | SJRPP | Ft. Caroline | 100 | 7.83 | OH | AC | 230 | 230 | 1590 | ACSR | Single | 1 | 1 | Steel Tower | 637
9617 | JEA | 8 | NorthSide | Normandy | 100 | 28.9 | OH | AC | 230 | 230 | 1590 | ACSR | Single | 1 | 1 | Steel Pole | 637
9617 | JEA | 9 | Normandy | Firestone | 100 | 10.5 | OH | AC | 230 | 230 | 1590 | ACSR | Single | 1 | 1 | Concrete Pole | 602
9617 | JEA | 10 | Normandy | Brandy Branch | 100 | 8.94 | OH | AC | 230 | 230 | 1590 | ACSR | Double | 2 | 2 | Steel Pole | 668
9617 | JEA | 11 | SJRPP | Normandy | 100 | 27.7 | OH | AC | 230 | 230 | 1590 | ACSR | Double | 2 | 2 | Steel Pole | 637
9617 | JEA | 12 | Greenland | Hartley | 100 | 6.6 | OH | AC | 230 | 230 | 1590 | ACSR | Single | 1 | 1 | Steel Pole | 637
9617 | JEA | 13 | RobinWood | South East | 100 | 7.78 | OH | AC | 230 | 230 | 954 | ACSR | Single | 1 | 1 | Steel Pole | 482
9617 | JEA | 14 | SouthEast | Greenland | 100 | 3.32 | OH | AC | 230 | 230 | 1590 | ACSR | Single | 1 | 1 | Steel Pole | 637
9617 | JEA | 15 | Greenland | Switzer Land | 100 | 9.3 | OH | AC | 230 | 230 | 954 | ACSR | Single | 1 | 1 | Wood Pole, Concrete Pole | 502
9617 | JEA | 16 | Switzerland | Sampson | 100 | 5.4 | OH | AC | 230 | 230 | 954 | ACSR | Single | 1 | 1 | Wood Pole, Concrete Pole | 502
9617 | JEA | 17 | NorthSide | Center Park | 100 | 11.03 | OH | AC | 230 | 230 | 954 | ACSR | Single | 1 | 1 | Steel Tower | 482
9617 | JEA | 18 | SJRPP | Center Park | 100 | 12.33 | OH | AC | 230 | 230 | 1590 | ACSR | Double | 2 | 2 | Steel Tower | 668
9617 | JEA | 19 | Center Park | Greenland | 100 | 12.37 | OH | AC | 230 | 230 | 1590 | ACSR | Single | 1 | 1 | Concrete Pole | 668
9617 | JEA | 20 | Center Park | RobinWood | 100 | 2.85 | OH | AC | 230 | 230 | 1590 | ACSR | Single | 1 | 1 | Steel Tower, Concrete Pole | 637
9617 | JEA | 21 | Brandy Branch | Duval | 100 | 3.4 | OH | AC | 230 | 230 | 1590 | ACSR | Single | 1 | 1 | Steel Pole | 668
9617 | JEA | 22 | NorthSide Aux | East Port | 100 | 5.44 | OH | AC | 138 | 138 | 954 | ACSR | Single | 1 | 1 | Concrete Pole | 289
9617 | JEA | 23 | Garden City | Ribault | 100 | 5.1 | OH | AC | 138 | 138 | 954 | ACSR | Single | 1 | 1 | Concrete Pole | 289
9617 | JEA | 24 | Cecil Field | Firestone | 100 | 5.97 | OH | AC | 138 | 138 | 954 | ACSR | Single | 1 | 1 | Concrete Pole | 289
9617 | JEA | 25 | Ft. Caroline | MayPort | 100 | 4.92 | OH | AC | 138 | 138 | 954 | ACSR | Single | 1 | 1 | Concrete Pole | 217
9617 | JEA | 26 | Normandy | Cecil Field | 100 | 4.73 | OH | AC | 138 | 138 | 556 | ACSR | Single | 1 | 1 | Wood Pole | 179
9617 | JEA | 27 | Normandy | Lane Ave. | 100 | 4.25 | OH | AC | 138 | 138 | 954 | ACSR | Single | 1 | 1 | Wood Pole | 254
9617 | JEA | 28 | Ritter Park | Normandy | 100 | 20.88 | OH | AC | 138 | 138 | 954 | ACSR | Single | 1 | 1 | Concrete Pole | 289
9617 | JEA | 29 | NorthSide | NASSAU | 100 | 18.32 | OH | AC | 138 | 138 | 954 | ACSR | Single | 1 | 1 | Concrete Pole | 289
9617 | JEA | 30 | Robin Wood | BayMeadows | 100 | 5.9 | OH | AC | 138 | 138 | 954 | ACSR | Single | 1 | 1 | Steel Tower, Concrete Pole | 289
9617 | JEA | 31 | Phillips HWY | Powers | 100 | 2.8 | OH | AC | 138 | 138 | 954 | ACSR | Single | 1 | 1 | Steel Pole | 289
9617 | JEA | 32 | Hartley | Mandarin | 100 | 2.26 | OH | AC | 138 | 138 | 954 | ACSR | Single | 1 | 1 | Steel Pole | 289
9617 | JEA | 33 | MayPort | Neptune | 100 | 4.85 | OH | AC | 138 | 138 | 954 | ACSR | Single | 1 | 1 | Steel Pole | 289
9617 | JEA | 34 | Ritter Park | NASSAU | 100 | 11.4 | OH | AC | 138 | 138 | 954 | ACSR | Single | 1 | 1 | Steel Pole | 289
9617 | JEA | 35 | Mandarin | Greenland | 100 | 6.3 | OH | AC | 138 | 138 | 954 | ACSR | Single | 1 | 1 | Steel Pole | 289
9617 | JEA | 36 | NorthSide | Blount Island | 100 | 1.79 | OH | AC | 138 | 138 | 954 | ACSR | Single | 1 | 1 | Steel Tower, Concrete Pole | 289
9617 | JEA | 37 | NorthSide | Garden City | 100 | 10.25 | OH | AC | 138 | 138 | 954 | ACSR | Single | 1 | 1 | Concrete Pole | 289
9617 | JEA | 38 | Garden City | Moncrief | 100 | 9.07 | OH | AC | 138 | 138 | 954 | ACSR | Single | 1 | 1 | Concrete Pole | 289
9617 | JEA | 39 | San Pablo | Neptune | 100 | 5.3 | OH | AC | 138 | 138 | 556 | ACSR | Single | 1 | 1 | Steel Tower, Wood Pole | 140
9617 | JEA | 40 | Moncrief | Picketville | 100 | 2.92 | OH | AC | 138 | 138 | 954 | ACSR | Single | 1 | 1 | Concrete Pole | 261
9617 | JEA | 41 | East Port | Imeson | 100 | 2.65 | OH | AC | 138 | 138 | 954 | SSAC | Single | 1 | 1 | Concrete Pole | 359
9617 | JEA | 42 | Imeson | Dillon | 100 | 4 | UG | AC | 138 | 138 | 1750 | Copper | Single | 1 | 1 | Concrete Pole | 259
9617 | JEA | 43 | EastPort | AES | 100 | 1.2 | OH | AC | 138 | 138 | 1590 | ACSR | Single | 1 | 1 | Concrete Pole | 325
9617 | JEA | 44 | BayMeadows | SouthPoint | 100 | 2.11 | OH | AC | 138 | 138 | 1590 | ACSR | Single | 1 | 1 | Concrete Pole | 382
9617 | JEA | 45 | SouthPort | Phillips HWY | 100 | 0.8 | OH | AC | 138 | 138 | 1590 | ACSR | Single | 1 | 1 | Concrete Pole | 382
9617 | JEA | 46 | Hartley | Craven | 100 | 1.96 | OH | AC | 138 | 138 | 954 | ACSR | Single | 1 | 1 | Steel Pole | 289
9617 | JEA | 47 | Craven | Powers | 100 | 5.19 | OH | AC | 138 | 138 | 954 | ASCR | Single | 1 | 1 | Steel Pole | 289
9617 | JEA | 48 | NorthSide | Center Park | 100 | 11.03 | OH | AC | 138 | 138 | 954 | ACSR | Single | 1 | 1 | Steel Tower | 289
9617 | JEA | 49 | Center Patk | RobinWood | 100 | 2.82 | OH | AC | 138 | 138 | 954 | ACSR | Single | 1 | 1 | Steel Tower, Concrete Pole | 289
9617 | JEA | 50 | Center Park | Phillips HWY | 100 | 10.27 | OH | AC | 138 | 138 | 954 | ACSR | Single | 1 | 1 | Steel Tower, Concrete Pole | 289
9617 | JEA | 51 | Center Park | Neptune | 100 | 5.07 | OH | AC | 138 | 138 | 556 | ACSR | Single | 1 | 1 | Wood Pole | 155
9617 | JEA | 52 | Center Park | San Pablo | 100 | 4.05 | OH | AC | 138 | 138 | 556 | ACSR | Single | 1 | 1 | Steel Pole, Wood Pole | 140
9617 | JEA | 53 | Ribault | Picketville | 100 | 3.39 | OH | AC | 138 | 138 | 954 | ACSR | Single | 1 | 1 | Concrete Pole | 289
9617 | JEA | 54 | Moncrief | Normandy | 100 | 8.36 | OH | AC | 138 | 138 | 954 | ACSR | Single | 1 | 1 | Concrete Pole | 289
9617 | JEA | 55 | Blount Island | Ft. Caroline | 100 | 6.17 | OH | AC | 138 | 138 | 954 | ACSR | Single | 1 | 1 | Steel Tower, Concrete Pole | 289
9617 | JEA | 56 | NorthSide | NorthSide Aux | 100 | 0.76 | OH | AC | 138 | 138 | 954 | ACSR | Single | 1 | 1 | Concrete Pole | 289
9617 | JEA | 57 | Greenland | Greenland | 100 | 0.21 | OH | AC | 230 | 230 | 1590 | ACSR | Single | 1 | 1 | Concrete Pole | 668
9617 | JEA | 58 | SteelBald | Duval | 100 | 3.93 | OH | AC | 230 | 230 | 1590 | ACSR | Single | 1 | 1 | Steel Pole, Concrete Pole | 668
9617 | JEA | 59 | Brandy Branch | Steel Bald | 100 | 4.43 | OH | AC | 230 | 230 | 1590 | ACSR | Single | 1 | 1 | Steel Pole, Concrete Pole | 668
9617 | JEA | 60 | Brandy Branch | Duval | 100 | 3.42 | OH | AC | 230 | 230 | 1590 | ACSR | Single | 1 | 1 | Concrete Pole | 668
9996 | Kansas City City of | 1 | Barber | Armourdale | 100 | 2.56 | OH | AC | 161 | 161 | 1192.5 | ACSR | Single | 1 | 1 | Steel Single Pole | 316
9996 | Kansas City City of | 2 | Armourdale | Center City | 100 | 4.21 | OH | AC | 161 | 161 | 1192.5 | ACSR | Single | 1 | 1 | Steel Single Pole | 316
9996 | Kansas City City of | 3 | Center City | Fairfax | 100 | 2.09 | OH | AC | 161 | 161 | 1192.5 | ACSR | Single | 1 | 1 | Steel Single Pole | 316
9996 | Kansas City City of | 4 | Fairfax | General Motors | 100 | 2.85 | OH | AC | 161 | 161 | 1192.5 | ACSR | Single | 1 | 1 | Steel Single Pole | 316
9996 | Kansas City City of | 5 | General Motors | Quindaro | 100 | 3.57 | OH | AC | 161 | 161 | 1192.5 | ACSR | Single | 1 | 1 | Steel Single Pole | 316
9996 | Kansas City City of | 6 | Quindaro | Nearman | 100 | 3.45 | OH | AC | 161 | 161 | 1192.5 | ACSR | Single | 1 | 1 | Steel Single Pole | 316
9996 | Kansas City City of | 7 | Kaw West | Metropolitan | 100 | 4.3 | OH | AC | 161 | 161 | 1192.5 | ACSR | Single | 1 | 1 | Steel Single Pole | 316
9996 | Kansas City City of | 8 | Kaw West | Turner | 100 | 1.52 | OH | AC | 161 | 161 | 795 | ACSR | Single | 1 | 1 | Combination Single Pole | 247
9996 | Kansas City City of | 9 | Turner | Gibbs | 100 | 1.82 | OH | AC | 161 | 161 | 795 | ACSR | SINGLE | 1 | 1 | Combination Single Pole | 247
9996 | Kansas City City of | 10 | Nearman | Maywood | 100 | 7.83 | OH | AC | 161 | 161 | 1192.5 | ACSR | Single | 1 | 1 | Steel Single Pole | 316
9996 | Kansas City City of | 11 | Nearman | Sunset | 100 | 3.08 | OH | AC | 161 | 161 | 1192.5 | ACSR | Single | 1 | 1 | Steel Single Pole | 316
9996 | Kansas City City of | 12 | Sunset | Kaw West | 100 | 4.5 | OH | AC | 161 | 161 | 1192.5 | ACSR | Single | 1 | 1 | Steel Single Pole | 316
9996 | Kansas City City of | 13 | Gibbs | Barber | 100 | 3.2 | OH | AC | 161 | 161 | 795 | ACSR | Single | 1 | 1 | Combination Single Pole | 247
10226 | Key West City of | 1 | Stock Island Sub | Big Coppitt Sub | 100 | 7.84 | OH | AC | 138 | 138 | 927 | AAAC | SINGLE | 1 | 1 | CONCRETE | 129
10226 | Key West City of | 2 | Big Coppitt Sub | Big Pine Sub | 100 | 20.65 | OH | AC | 138 | 138 | 927 | AAAC | SINGLE | 1 | 1 | CONCRETE | 176
10226 | Key West City of | 3 | Big Pine Sub | Marathon | 100 | 17.62 | OH | AC | 138 | 138 | 927 | AAAC | SINGLE | 1 | 1 | CONCRETE | 176
10226 | Key West City of | 4 | Marathon Sub | Islamorada Sub | 100 | 32.04 | OH | AC | 138 | 230 | 927 | AAAC | SINGLE | 1 | 1 | CONCRETE | 178
10226 | Key West City of | 5 | Islamorada Sub | Taverneir | 56.5 | 11.05 | OH | AC | 138 | 230 | 1024 | ACAR | SINGLE | 1 | 1 | CONCRETE | 238
10226 | Key West City of | 6 | Tavernier | Key Largo | 56.5 | 6.88 | OH | AC | 138 | 230 | 1024 | ACAR | SINGLE | 1 | 1 | CONCRETE | 238
10226 | Key West City of | 7 | Jewfish Substation | Card Sound Substation | 56.5 | 14.82 | OH | AC | 138 | 138 | 1172 | ACAR | SINGLE | 1 | 1 | CONCRETE | 258
10226 | Key West City of | 8 | Tavernier Sub | Card Sound Sub | 56.5 | 21 | OH | AC | 138 | 230 | 954 | ACSR | SINGLE | 1 | 1 | CONCRETE | 240
10226 | Key West City of | 9 | Key Largo | Jewfish Sub | 56.5 | 7 | OH | AC | 138 | 138 | 1024 | ACAR | SINGLE | 1 | 1 | CONCRETE | 238
10226 | Key West City of | 10 | STOCK ISLAND SUB | BIG COPPITT | 100 | 5.22 | OH | AC | 138 | 230 | 927 | AAAC | SINGLE | 1 | 1 | CONCRETE | 178
10376 | Kissimmee Utility Authority | 1 | MARYDIA SUBSTATION | TAFT SUBSTATION (OUC) | 100 | 3 | OH | AC | 230 | 230 | 795 | ACSR | Double | 1 | 1 | H-Frame/Single Pole | 383
10376 | Kissimmee Utility Authority | 2 | CANE ISLAND SUBSTATION | CLAY STREET SUBSTATION | 50 | 7 | OH | AC | 230 | 230 | 954 | ACSR | Single | 1 | 1 | SINGLE POLE | 419
10376 | Kissimmee Utility Authority | 3 | CANE ISLAND SUBSTATION | TAFT SUBSTATION (OUC tie pt1) | 17.5 | 17.27 | OH | AC | 230 | 230 | 954 | ACSR | Single | 2 | 2 | STEEL/H-FRAME | 419
10376 | Kissimmee Utility Authority | 4 | CANE ISLAND SUBSTATION | OSCEOLA SUB. (OUC tie pt2) | 29 | 10.38 | OH | AC | 230 | 230 | 954 | ACSR | Single | 2 | 2 | ST. SINGLE/H-FRAME | 419
10376 | Kissimmee Utility Authority | 5 | CANE ISLAND SUBSTATION | INTERCESSION CITY SUB. | 50 | 2.63 | OH | AC | 230 | 230 | 1590 | ACSR | Single | 2 | 1 | STEEL | 575
10620 | Lake Worth City of | 1 | Hypoluxo | Main Substation | 100 | 3 | OH | AC | 138 | 138 | 954 | ASCR | Single | 1 | 1 | Concrete | 238
10623 | Lakeland City of | 1 | Tenoroc | Interstate | 100 | 6.62 | OH | AC | 230 | 230 | 954 | ACSR | Double | 1 | 1 | Steel Pole | 354
10623 | Lakeland City of | 2 | Tenoroc | McIntosh | 100 | 0.7 | OH | AC | 230 | 230 | 954 | ACSR | Single | 1 | 1 | Steel Pole | 354
10623 | Lakeland City of | 3 | Tenoroc | Eaton Park | 100 | 6.96 | OH | AC | 230 | 230 | 954 | ACSR | Single | 1 | 1 | Concrete Pole | 354
10623 | Lakeland City of | 4 | Interstate | West | 100 | 3.86 | OH | AC | 230 | 230 | 954 | ACSR | Single | 1 | 1 | Steel Pole | 354
10704 | Lansing City of | 1 | Erickson Substation | Erickson Park | 100 | 0.27 | OH | AC | 138 | 138 | 1272 | ACSR | Single | 2 | 2 | Single Pole - Steel | 317
10704 | Lansing City of | 2 | Davis Highway | Canal Road | 100 | 0.63 | OH | AC | 138 | 138 | 1272 | ACSR | Single | 1 | 1 | Single Pole - Steel | 317
10704 | Lansing City of | 3 | Canal Road | CECO Oneida Substation | 100 | 7.31 | OH | AC | 138 | 138 | 1272 | ACSR | Single | 1 | 2 | Lattice Tower | 317
10704 | Lansing City of | 4 | Davis Highway | I96/Lansing Rd. | 100 | 0.9 | OH | AC | 138 | 138 | 795 | ACSR | Single | 1 | 2 | Single Pole - Steel | 238
10704 | Lansing City of | 5 | I96/Lansing Rd. | Wise Substation | 100 | 3.32 | OH | AC | 138 | 138 | 795 | ACSR | Single | 1 | 2 | Single Pole - Steel | 238
10704 | Lansing City of | 6 | Wise Substation | Enterprise Substation | 100 | 2.75 | OH | AC | 138 | 138 | 795 | ACSR | Single | 1 | 2 | Single Pole - Steel | 238
10704 | Lansing City of | 7 | Enterprise Substation | CECO - Delhi Substation | 100 | 0.13 | OH | AC | 138 | 138 | 1272 | ACSR | Single | 1 | 1 | Single Pole - Wood | 317
10704 | Lansing City of | 8 | Enterprise Substation | Jolly Road | 100 | 0.24 | OH | AC | 138 | 138 | 795 | ACSR | Single | 2 | 2 | Single Pole - Wood | 238
10704 | Lansing City of | 9 | Jolly Road | Eckert Substation | 100 | 4.68 | OH | AC | 138 | 138 | 795 | ACSR | Single | 1 | 1 | Single Pole - Wood | 238
10704 | Lansing City of | 10 | Eckert Substation | G.M. 138 Substation | 100 | 2.88 | OH | AC | 138 | 138 | 1272 | ACSR | Single | 1 | 1 | Single Pole - Wood | 317
10704 | Lansing City of | 11 | G.M. 138 Substation | Olds #3 Substation | 100 | 0.35 | OH | AC | 138 | 138 | 795 | ACSR | Single | 1 | 1 | Single Pole - Wood | 238
10704 | Lansing City of | 12 | Olds #3 Substation | Willow Substation | 100 | 0.33 | OH | AC | 138 | 138 | 795 | ACSR | Single | 1 | 1 | Single Pole - Wood | 238
10704 | Lansing City of | 13 | Jolly Road | Howard Substation | 100 | 4.68 | OH | AC | 138 | 138 | 795 | ACSR | Single | 1 | 1 | Single Pole - Wood | 238
10704 | Lansing City of | 14 | Howard Substation | Lake Lansing Road | 100 | 2.88 | OH | AC | 138 | 138 | 795 | ACSR | Single | 1 | 1 | Single Pole - Wood | 238
10704 | Lansing City of | 15 | Lake Lansing Road | NorthEast Substation | 100 | 0.25 | OH | AC | 138 | 138 | 795 | ACSR | Single | 2 | 2 | Single Pole - Steel | 238
10704 | Lansing City of | 16 | Lake Lansing Road | Willow Substation | 100 | 3.66 | OH | AC | 138 | 138 | 795 | ACSR | Single | 1 | 1 | Single Pole - Wood | 238
10704 | Lansing City of | 17 | Willow Substation | North Creyts Substation | 100 | 3.81 | OH | AC | 138 | 138 | 795 | ACSR | Single | 1 | 1 | Single Pole - Wood | 238
10704 | Lansing City of | 18 | North Creyts Substation | South Creyts Substation | 100 | 2.67 | OH | AC | 138 | 138 | 795 | ACSR | Single | 1 | 1 | Single Pole - Wood | 238
10704 | Lansing City of | 19 | South Creyts Substation | Olds Plant #5 Substation | 100 | 0.86 | OH | AC | 138 | 138 | 795 | ACSR | Single | 1 | 1 | Single Pole - Wood | 238
10704 | Lansing City of | 20 | Olds Plant #5 Substation | Erickson Substation | 100 | 2.26 | OH | AC | 138 | 138 | 795 | ACSR | Single | 1 | 1 | Single Pole - Wood | 238
11018 | Lincoln Electric System | 1 | Mark Moore Sub | Wagener Sub | 100 | 24.8 | OH | AC | 345 | 345 | 795 | ACSR | double | 1 | 1 | Wood H-frame | 960
11018 | Lincoln Electric System | 2 | Wagener Sub | Gretna Sub #3454 | 14.8 | 33.6 | OH | AC | 345 | 345 | 795 | ACSR | double | 1 | 1 | Wood H-frame | 1065
11018 | Lincoln Electric System | 3 | Mark Moore Sub | NW 68th & Holdrege | 100 | 19.9 | OH | AC | 345 | 345 | 795 | ACSR | double | 1 | 1 | Steel H-frame | 336
11018 | Lincoln Electric System | 4 | 70th & Bluff | Ashland Sub #1214 | 66.67 | 17.7 | OH | AC | 161 | 161 | 715.5 | ACSR | single | 1 | 1 | Wood H-frame | 100
11171 | Long Island Power Authority | 1 | Newbridge | Ruland Road (Sta. to Sta.) | 100 | 7.9 | OH | AC | 138 | 138 | 795 | ACSR | Single | 1 | 3 | Steel Tower
11171 | Long Island Power Authority | 2 | Newbridge | Ruland Road | 100 | 7.67 | OH | AC | 138 | 138 | 795 | ACSR | Single | 1 | 3 | Steel Tower
11171 | Long Island Power Authority | 3 | New York City Line | Valley Stream | 100 | 2.47 | UG | AC | 138 | 138 | 900 | Other | Single | 2 | 3 | Underground
11171 | Long Island Power Authority | 4 | Central Islip | Holbrook via Locust Ave. Termi | 100 | 5.31 | OH | AC | 138 | 138 | 2493 | ACSR | Single | 1 | 3 | Steel/Poles
11171 | Long Island Power Authority | 5 | Ruland Road | Pilgrim | 100 | 10.11 | OH | AC | 138 | 138 | 1192 | ACSR | Single | 2 | 3 | Steel Towers
11171 | Long Island Power Authority | 6 | Ruland Road | Pilgrim | 100 | 10.28 | OH | AC | 138 | 138 | 2493 | ACSR | Single | 1 | 3 | Wood & Steel
11171 | Long Island Power Authority | 7 | Shoreham | Brookhaven | 100 | 7.3 | OH | AC | 138 | 138 | 2300 | Aluminum | Single | 1 | 3 | Wood & Steel
11171 | Long Island Power Authority | 8 | Holbrook | Port Jefferson | 100 | 9.12 | OH | AC | 138 | 138 | 1192 | ACSR | Single | 1 | 3 | Steel Tower
11171 | Long Island Power Authority | 9 | Holbrook | Port Jefferson | 100 | 8.96 | OH | AC | 138 | 138 | 1192 | ACSR | Single | 1 | 3 | Wood & Steel
11171 | Long Island Power Authority | 10 | Valley Stream | Barrett | 100 | 4.34 | UG | AC | 138 | 138 | 1500 | Other | Single | 1 | 3 | Underground
11171 | Long Island Power Authority | 11 | Brookhaven | Riverhead | 100 | 9.59 | OH | AC | 138 | 138 | 1590 | ACSR | Single | 1 | 6 | Wood & Steel
11171 | Long Island Power Authority | 12 | Pilgrim | Holtsville Gas Turbines | 100 | 12.35 | OH | AC | 138 | 138 | 1590 | ACSR | Single | 1 | 6 | Steel Pole
11171 | Long Island Power Authority | 13 | Valley Stream | Barrett | 100 | 4.28 | UG | AC | 138 | 138 | 1500 | Other | Single | 1 | 3 | Underground
11171 | Long Island Power Authority | 14 | Newbridge | E. Garden City | 100 | 3.77 | UG | AC | 138 | 138 | 1500 | Other | Single | 1 | 3 | Underground
11171 | Long Island Power Authority | 15 | Newbridge | E. Garden City | 100 | 3.77 | UG | AC | 138 | 138 | 1500 | Other | Single | 1 | 3 | Underground
11171 | Long Island Power Authority | 16 | Barrett | Newbridge | 100 | 11.85 | UG | AC | 138 | 138 | 1500 | Other | Single | 1 | 3 | Underground
11171 | Long Island Power Authority | 17 | Valley Stream | E. Garden City | 100 | 6.85 | UG | AC | 138 | 138 | 1500 | Other | Single | 1 | 3 | Underground
11171 | Long Island Power Authority | 18 | Shoreham | Riverhead & Tap | 100 | 12.14 | OH | AC | 138 | 138 | 2300 | Aluminum | Single | 1 | 3 | Wood & Steel
11171 | Long Island Power Authority | 19 | Holbrook | Shoreham | 100 | 21.26 | OH | AC | 138 | 138 | 2493 | Aluminum | Single | 1 | 3 | Wood & Steel
11171 | Long Island Power Authority | 20 | Holbrook | Shoreham | 100 | 21.45 | OH | AC | 138 | 138 | 2300 | Aluminum | Single | 1 | 3 | Wood & Steel
11171 | Long Island Power Authority | 21 | Northport | Pilgrim | 100 | 7.8 | UG | AC | 138 | 138 | 1500 | Other | Single | 1 | 6 | Underground
11171 | Long Island Power Authority | 22 | Northport | Elwood | 100 | 3.19 | UG | AC | 138 | 138 | 2000 | Other | Single | 1 | 6 | Underground
11171 | Long Island Power Authority | 23 | Northport | Elwood | 100 | 3.64 | UG | AC | 138 | 138 | 2000 | Other | Single | 1 | 6 | Underground
11171 | Long Island Power Authority | 24 | Northport | Pilgrim | 100 | 7.8 | UG | AC | 138 | 138 | 1500 | Other | Single | 1 | 6 | Underground
11171 | Long Island Power Authority | 25 | Park Ave. Terminal | Newbridge Rd. | 100 | 3.12 | UG | AC | 138 | 138 | 2000 | Other | Single | 2 | 3 | Underground
11171 | Long Island Power Authority | 26 | Syosset | Locust Grove | 100 | 3.26 | OH | AC | 138 | 138 | 2300 | Aluminum | Single | 1 | 3 | Steel Pole
11171 | Long Island Power Authority | 27 | Locust Grove | Park Ave. Terminal | 100 | 1.8 | OH | AC | 138 | 138 | 2300 | Aluminum | Single | 1 | 3 | Wood & Steel
11171 | Long Island Power Authority | 28 | Syosset | Woodbury Terminal | 100 | 2.41 | OH | AC | 138 | 138 | 2300 | Aluminum | Single | 1 | 3 | Steel Pole
11171 | Long Island Power Authority | 29 | Syosset | Woodbury Terminal | 100 | 1.06 | OH | AC | 138 | 138 | 2300 | Aluminum | Single | 1 | 3 | Steel Pole
11171 | Long Island Power Authority | 30 | Northport Plant | Middle of LI Sound | 100 | 5.01 | SM | AC | 138 | 138 | 700 | Other | Single | 1 | 1 | Submarine
11171 | Long Island Power Authority | 31 | Northport Plant | Middle of LI Sound | 100 | 5.01 | SM | AC | 138 | 138 | 700 | Other | Single | 1 | 6 | Submarine
11171 | Long Island Power Authority | 32 | Carle Place | East Garden City | 100 | 1.43 | OH | AC | 138 | 138 | 795 | Aluminum | Single | 1 | 3 | Steel Tower
11171 | Long Island Power Authority | 33 | Roslyn | East Garden City | 100 | 4.62 | OH | AC | 138 | 138 | 795 | Aluminum | Single | 1 | 3 | Steel Tower
11171 | Long Island Power Authority | 34 | Glenwood | Carle Place | 100 | 7.76 | OH | AC | 138 | 138 | 1192 | Aluminum | Single | 1 | 3 | Steel Tower
11171 | Long Island Power Authority | 35 | Glenwood 4YH (GT) | Roslyn | 100 | 4.2 | OH | AC | 138 | 138 | 1192 | Aluminum | Single | 1 | 3 | Steel Tower
11171 | Long Island Power Authority | 36 | Greenlawn | Elwood & Cuba Hill Terminal | 100 | 2.03 | OH | AC | 138 | 138 | 2300 | Aluminum | Single | 1 | 3 | Steel Pole
11171 | Long Island Power Authority | 37 | Glenwood 4YH (GT) | Glenwood 4XH (Shore Rd) | 100 | 0.36 | OH | AC | 138 | 138 | 2493 | Aluminum | Single | 1 | 3 | Wood & Steel
11171 | Long Island Power Authority | 38 | Oakwood | Greenlawn to Cuba Hill Termina | 100 | 4.45 | OH | AC | 138 | 138 | 2300 | Aluminum | Single | 1 | 3 | Steel Pole
11171 | Long Island Power Authority | 39 | Holbrook | Holbrook 8D | 100 | 0.54 | OH | AC | 138 | 138 | 1750 | Aluminum | Single | 1 | 6 | Wood & Steel
11171 | Long Island Power Authority | 40 | Holbrook | Brookhaven | 100 | 13.85 | OH | AC | 138 | 138 | 1750 | Aluminum | Single | 1 | 6 | Steel Pole
11171 | Long Island Power Authority | 41 | Holtsville GT Station | Brookhaven | 100 | 13.85 | OH | AC | 138 | 138 | 2493 | ACSR | Single | 1 | 6 | Steel Pole
11171 | Long Island Power Authority | 42 | Pilgrim | Hauppauge & Pines & Central Is | 100 | 1.88 | OH | AC | 138 | 138 | 1192 | Aluminum | Single | 1 | 3 | Steel Pole
11171 | Long Island Power Authority | 43 | Glenwood | Lake Success & Tap | 100 | 8.72 | UG | AC | 138 | 138 | 3500 | Aluminum | Single | 2 | 3 | Underground
11171 | Long Island Power Authority | 44 | Glenwood | Execution Rock | 100 | 1.41 | SM | AC | 345 | 345 | 2500 | Other | Single | 1 | 3 | Submarine
11171 | Long Island Power Authority | 45 | Glenwood 4XH | Shore Road 4G | 100 | 0.35 | OH | AC | 138 | 138 | 2493 | Aluminum | Single | 1 | 3 | Steel Pole
11171 | Long Island Power Authority | 46 | Ruland Road | Sterling | 100 | 5.96 | UG | AC | 138 | 138 | 3500 | Other | Single | 1 | 3 | Underground
11171 | Long Island Power Authority | 47 | Newbridge | Bethpage | 100 | 4.12 | OH | AC | 138 | 138 | 2493 | Other | Single | 1 | 3 | Steel Pole
11171 | Long Island Power Authority | 48 | Bethpage | Ruland Road | 100 | 3.93 | UG | AC | 138 | 138 | 3500 | Other | Single | 1 | 3 | Underground
11171 | Long Island Power Authority | 49 | Ruland | Holbrook | 100 | 21.89 | OH | AC | 138 | 138 | 1590 | Other | Single | 1 | 3 | Wood & Steel
11171 | Long Island Power Authority | 50 | Shoreham DC Converter | Shoreham | 100 | 0.1 | OH | AC | 138 | 138 | 2493 | Other | Single | 1 | 3 | Steel Pole
11208 | Los Angeles City of | 1 | Adelanto | Rinaldi | 100 | 77.57 | OH | AC | 500 | 500 | 2312 | ACSR | Double | 2 | 2 | Steel Lattice | 1593
11208 | Los Angeles City of | 2 | Adelanto | Toluca | 100 | 68.2 | OH | AC | 500 | 500 | 2057 | ACSR | Double | 2 | 2 | Steel Lattice | 2598
11208 | Los Angeles City of | 3 | Eldorado | McCullough | 100 | 0.6 | OH | AC | 500 | 500 | 2057 | ACSR | Double | 2 | 2 | Steel Lattice | 2598
11208 | Los Angeles City of | 4 | Lugo | Victorville | 100 | 7.92 | OH | AC | 500 | 500 | 2312 | ACSR | Double | 2 | 2 | Steel Lattice | 2400
11208 | Los Angeles City of | 5 | McCullough | Victorville | 100 | 161.62 | OH | AC | 500 | 500 | 2057 | ACSR | Double | 2 | 2 | Steel Lattice | 1386
11208 | Los Angeles City of | 6 | McCullough | Victorville | 100 | 160.98 | OH | AC | 500 | 500 | 2057 | ACSR | Double | 2 | 2 | Steel Lattice | 1386
11208 | Los Angeles City of | 7 | Victorville | Adelanto | 100 | 6.68 | OH | AC | 500 | 500 | 2312 | ACSR | Double | 2 | 2 | Steel Lattice | 2598
11208 | Los Angeles City of | 8 | Victorville | Adelanto | 100 | 6.72 | OH | AC | 500 | 500 | 2057 | ACSR | Double | 2 | 2 | Steel Lattice | 2598
11208 | Los Angeles City of | 9 | Victorville | Rinaldi | 100 | 85.84 | OH | AC | 500 | 500 | 2312 | ACSR | Double | 2 | 2 | Steel Lattice | 1593
11208 | Los Angeles City of | 10 | Mead | Victorville | 100 | 173.59 | OH | AC | 287.5 | 287.5 | 512 | CU | Single | 1 | 1 | Steel Lattice | 419
11208 | Los Angeles City of | 11 | Mead | Victorville | 100 | 9.4 | OH | AC | 287.5 | 287.5 | 512 | CU | Single | 1 | 1 | Steel Lattice | 419
11208 | Los Angeles City of | 12 | Victorville | Century | 100 | 84.1 | OH | AC | 287.5 | 287.5 | 512 | CU | Single | 1 | 1 | Steel Lattice | 420
11208 | Los Angeles City of | 13 | Victorville | Century | 100 | 84.1 | OH | AC | 287.5 | 287.5 | 512 | CU | Single | 1 | 1 | Steel Lattice | 420
11208 | Los Angeles City of | 14 | Victorville | Bank K | 100 | 0.3 | OH | AC | 287.5 | 287.5 | 2057 | ACSR | Single | 2 | 2 | Steel Lattice | 465
11208 | Los Angeles City of | 15 | Atwater | Airway | 100 | 4.05 | OH | AC | 230 | 230 | 2500 | SAC | Single | 2 | 2 | Steel Lattice | 708
11208 | Los Angeles City of | 16 | Atwater | St. John | 100 | 4.13 | OH | AC | 230 | 230 | 1590 | SAC | Single | 1 | 1 | Steel Lattice | 542
11208 | Los Angeles City of | 17 | Atwater | Velasco | 100 | 8.49 | OH | AC | 230 | 230 | 1590 | SAC | Single | 1 | 1 | Steel Lattice | 541
11208 | Los Angeles City of | 18 | Castaic | Northridge | 100 | 33.38 | OH | AC | 230 | 230 | 2312 | ACSR | Single | 2 | 2 | Steel Lattice | 716
11208 | Los Angeles City of | 19 | Castaic | Olive | 100 | 24.33 | OH | AC | 230 | 230 | 2312 | ACSR | Single | 2 | 2 | Steel Lattice | 637
11208 | Los Angeles City of | 20 | Castaic | Sylmar | 100 | 24.94 | OH | AC | 230 | 230 | 2312 | ACSR | Single | 2 | 2 | Steel Lattice | 739
11208 | Los Angeles City of | 21 | Gorge Plant | Gorge Plant | 100 | 8.09 | OH | AC | 230 | 230 | 954 | ACSR | Single | 1 | 1 | Steel Lattice | 459
11208 | Los Angeles City of | 22 | Haynes | Atwater | 100 | 30.17 | OH | AC | 230 | 230 | 2500 | SAC | Single | 2 | 2 | Steel Lattice | 637
11208 | Los Angeles City of | 23 | Haynes | River | 100 | 24.4 | OH | AC | 230 | 230 | 2500 | SAC | Single | 2 | 2 | Steel Lattice | 637
11208 | Los Angeles City of | 24 | Haynes | St. John | 100 | 26.35 | OH | AC | 230 | 230 | 2500 | SAC | Single | 2 | 2 | Steel Lattice | 637
11208 | Los Angeles City of | 25 | Haynes | Velasco | 100 | 21.79 | OH | AC | 230 | 230 | 2500 | SAC | Single | 2 | 2 | Steel Lattice | 637
11208 | Los Angeles City of | 26 | Inyo | Rinaldi | 100 | 234.08 | OH | AC | 230 | 230 | 954 | ACSR | Single | 1 | 1 | Steel Lattice | 459
11208 | Los Angeles City of | 27 | Mead | McCullough | 100 | 13.56 | OH | AC | 230 | 230 | 512 | CU | Single | 1 | 1 | Steel Lattice | 358
11208 | Los Angeles City of | 28 | Mead | McCullough | 100 | 12.19 | OH | AC | 230 | 230 | 512 | CU | Single | 1 | 1 | Steel Lattice | 358
11208 | Los Angeles City of | 29 | Mead | McCullough | 100 | 9.49 | OH | AC | 230 | 230 | 512 | CU | Single | 1 | 1 | Steel Lattice | 358
11208 | Los Angeles City of | 30 | Mead | McCullough | 100 | 9.57 | OH | AC | 230 | 230 | 512 | CU | Single | 1 | 1 | Steel Lattice | 358
11208 | Los Angeles City of | 31 | Northridge | Tarzana | 100 | 3.7 | OH | AC | 230 | 230 | 1750 | SAC | Single | 1 | 1 | Steel Lattice | 572
11208 | Los Angeles City of | 32 | NorthRidge | Tarzana | 100 | 3.7 | OH | AC | 230 | 230 | 1750 | SAC | Single | 1 | 1 | Steel Lattice | 572
11208 | Los Angeles City of | 33 | Northridge | Tarzana | 100 | 3.65 | OH | AC | 230 | 230 | 1750 | SAC | Single | 1 | 1 | Steel Lattice | 572
11208 | Los Angeles City of | 34 | Owens Gorge | Inyo | 100 | 9.5 | OH | AC | 230 | 230 | 954 | ACSR | Single | 1 | 1 | Steel Lattice | 459
11208 | Los Angeles City of | 35 | Olive | Northridge | 100 | 9.74 | OH | AC | 230 | 230 | 795 | ACSR | Double | 1 | 1 | Steel Lattice | 761
11208 | Los Angeles City of | 36 | Rinaldi | Northridge | 100 | 6.65 | OH | AC | 230 | 230 | 954 | ACSR | Single | 1 | 1 | Steel Lattice | 459
11208 | Los Angeles City of | 37 | Rinaldi | Northridge | 100 | 6.65 | OH | AC | 230 | 230 | 954 | ACSR | Single | 1 | 1 | Steel Lattice | 459
11208 | Los Angeles City of | 38 | Rinaldi | Toluca | 100 | 10.82 | OH | AC | 230 | 230 | 954 | ACSR | Single | 1 | 1 | Steel Lattice | 459
11208 | Los Angeles City of | 39 | Rinaldi | Toluca | 100 | 10.82 | OH | AC | 230 | 230 | 954 | ACSR | Single | 1 | 1 | Steel Lattice | 459
11208 | Los Angeles City of | 40 | Rinaldi | Toluca | 100 | 10.82 | OH | AC | 230 | 230 | 1113 | ACSR | Single | 1 | 1 | Steel Lattice | 459
11208 | Los Angeles City of | 41 | River | Velasco | 100 | 2.67 | UG | AC | 230 | 230 | 1590 | SAC | Single | 1 | 1 | Steel Lattice | 542
11208 | Los Angeles City of | 42 | Scattergood | Olympic | 100 | 9.64 | UG | AC | 230 | 230 | 750 | CU | Single | 1 | 1 | Steel Lattice | 313
11208 | Los Angeles City of | 43 | St. John | River | 100 | 2.13 | OH | AC | 230 | 230 | 2500 | SAC | Single | 2 | 2 | Steel Lattice | 478
11208 | Los Angeles City of | 44 | Sylmar | Rinaldi | 100 | 290 | OH | AC | 230 | 230 | 2500 | SAC | Single | 2 | 2 | Steel Lattice | 708
11208 | Los Angeles City of | 45 | Sylmar | Northridge | 100 | 9.58 | OH | AC | 230 | 230 | 2312 | ACSR | Single | 2 | 2 | Steel Lattice | 708
11208 | Los Angeles City of | 46 | Sylmar | Rinaldi | 100 | 2.9 | OH | AC | 230 | 230 | 2057 | ACSR | Single | 2 | 2 | Steel Lattice | 710
11208 | Los Angeles City of | 47 | Sylmar | Rinaldi | 100 | 2.91 | OH | AC | 230 | 230 | 2312 | ACSR | Single | 2 | 2 | Steel Lattice | 761
11208 | Los Angeles City of | 48 | Sylmar | Bus | 100 | 0.86 | OH | AC | 230 | 230 | 2312 | ACSR | Single | 2 | 2 | Steel Lattice | 1000
11208 | Los Angeles City of | 49 | Sylmar | Bus | 100 | 0.61 | OH | AC | 230 | 230 | 2312 | ACSR | Single | 2 | 2 | Steel Lattice | 1000
11208 | Los Angeles City of | 50 | Tarzana | Olympic | 100 | 12.17 | UG | AC | 230 | 230 | 1272 | ACSR | Single | 1 | 1 | Steel Lattice | 382
11208 | Los Angeles City of | 51 | Toluca | Atwater | 100 | 7.96 | OH | AC | 230 | 230 | 795 | ACSR | Double | 1 | 1 | Steel Lattice | 708
11208 | Los Angeles City of | 52 | Toluca | Atwater | 100 | 5.26 | OH | AC | 230 | 230 | 2500 | SAC | Single | 2 | 2 | Steel Lattice | 708
11208 | Los Angeles City of | 54 | Toluca | Hollywood | 100 | 8.51 | UG | AC | 230 | 230 | 2312 | ACSR | Single | 2 | 2 | Steel Lattice | 313
11208 | Los Angeles City of | 55 | Valley | Rinaldi | 100 | 7.93 | OH | AC | 230 | 230 | 1113 | ACSR | Single | 1 | 1 | Steel Lattice | 495
11208 | Los Angeles City of | 56 | Valley | Toluca | 100 | 7.07 | OH | AC | 230 | 230 | 1113 | ACSR | Single | 1 | 1 | Steel Lattice | 495
11208 | Los Angeles City of | 57 | Velasco | Century | 100 | 7.66 | OH | AC | 230 | 230 | 2500 | SAC | Single | 2 | 2 | Steel Lattice | 637
11208 | Los Angeles City of | 58 | Velasco | Century | 100 | 7.66 | OH | AC | 230 | 230 | 2500 | SAC | Single | 2 | 2 | Steel Lattice | 478
11208 | Los Angeles City of | 59 | Laguna Bell | Velasco | 100 | 5.99 | OH | AC | 230 | 230 | 512 | CU | Single | 1 | 1 | Steel Lattice | 478
11208 | Los Angeles City of | 60 | Century | Gramercy | 100 | 3.31 | OH | AC | 138 | 138 | 500 | CU | Single | 1 | 1 | Steel Lattice | 182
11208 | Los Angeles City of | 61 | Century | Gramercy | 100 | 3.31 | OH | AC | 138 | 138 | 500 | CU | Single | 1 | 1 | Steel Lattice | 182
11208 | Los Angeles City of | 62 | Century | Wilmington | 100 | 11.2 | OH | AC | 138 | 138 | 500 | CU | Single | 1 | 1 | Steel Lattice | 182
11208 | Los Angeles City of | 63 | Century | Wilmington | 100 | 11.2 | OH | AC | 138 | 138 | 500 | CU | Single | 1 | 1 | Steel Lattice | 182
11208 | Los Angeles City of | 64 | Fairfax | Airport | 100 | 6.48 | UG | AC | 138 | 138 | 500 | CU | Double | 1 | 1 | Steel Lattice | 251
11208 | Los Angeles City of | 65 | Fairfax | Airport | 100 | 6.44 | UG | AC | 138 | 138 | 500 | CU | Double | 1 | 1 | Steel Lattice | 251
11208 | Los Angeles City of | 66 | Fairfax | Gramercy | 100 | 9.49 | UG | AC | 138 | 138 | 500 | CU | Single | 1 | 1 | Steel Lattice | 182
11208 | Los Angeles City of | 67 | Fairfax | Gramercy | 100 | 9.49 | UG | AC | 138 | 138 | 500 | CU | Single | 1 | 1 | Steel Lattice | 182
11208 | Los Angeles City of | 68 | Scattergood | Airport | 100 | 5.85 | UG | AC | 138 | 138 | 750 | CU | Single | 1 | 1 | Steel Lattice | 234
11208 | Los Angeles City of | 69 | Scattergood | Airport | 100 | 5.84 | UG | AC | 138 | 138 | 750 | CU | Single | 1 | 1 | Steel Lattice | 234
11208 | Los Angeles City of | 70 | Tarzana | Olympic | 100 | 12.11 | UG | AC | 138 | 138 | 795 | ACSR | Double | 1 | 1 | Steel Lattice | 287
11208 | Los Angeles City of | 71 | Toluca | Hollywood | 100 | 8.99 | UG | AC | 138 | 138 | 2312 | ACSR | Single | 2 | 2 | Steel Lattice | 287
11208 | Los Angeles City of | 72 | Wilmington | Gramercy | 100 | 14.14 | UG | AC | 138 | 138 | 500 | CU | Single | 1 | 1 | Steel Lattice | 287
11208 | Los Angeles City of | 73 | Wilmington | Gramercy | 100 | 14.13 | UG | AC | 138 | 138 | 500 | CU | Single | 1 | 1 | Steel Lattice | 287
11208 | Los Angeles City of | 74 | Intermountain | Adelanto | 100 | 487.82 | OH | DC | 500 | 500 | 2312 | ACSR | Triple | 2 | 2 | Steel Lattice | 3100
11208 | Los Angeles City of | 75 | Intermountain | Mona | 100 | 50.2 | OH | AC | 345 | 345 | 1272 | ACSR | Double | 1 | 1 | Steel Lattice | 600
11208 | Los Angeles City of | 76 | Intermountain | Mona | 100 | 50.4 | OH | AC | 345 | 345 | 1272 | ACSR | Double | 1 | 1 | Steel Lattice | 600
11208 | Los Angeles City of | 77 | Intermoutain | Gonder | 100 | 141.41 | OH | AC | 230 | 230 | 954 | ACSR | Single | 1 | 1 | Wood Pole | 402
11208 | Los Angeles City of | 78 | Celilo | Sylmar | 100 | 580.52 | OH | DC | 500 | 500 | 2312 | ACSR | Double | 2 | 2 | Steel Lattice | 3100
11208 | Los Angeles City of | 79 | Navajo | McCullough | 100 | 274.43 | OH | AC | 500 | 500 | 2156 | ACSR | Double | 2 | 2 | Steel Lattice | 1630
11208 | Los Angeles City of | 81 | Marketplace | Adelanto | 100 | 202.5 | OH | AC | 500 | 500 | 2312 | ACSR | Triple | 2 | 2 | Steel Lattice | 1636
11208 | Los Angeles City of | 82 | Marketplace | McCullough | 100 | 1.5 | OH | AC | 500 | 500 | 2312 | ACSR | Double | 2 | 2 | Steel Lattice | 3309
11208 | Los Angeles City of | 83 | River | Market | 100 | 1.07 | UG | AC | 230 | 230 | 1000 | Copper | Single | 1 | 1 | UG | 226
11208 | Los Angeles City of | 84 | River | Market | 100 | 1.09 | UG | AC | 230 | 230 | 1500 | Aluminum | Single | 1 | 1 | UG | 217
11208 | Los Angeles City of | 85 | River | Market | 100 | 1.11 | UG | AC | 230 | 230 | 1000 | Copper | Single | 1 | 1 | UG | 202
11208 | Los Angeles City of | 86 | River | Market | 100 | 1.55 | UG | AC | 230 | 230 | 1500 | Aluminum | Single | 1 | 1 | UG | 241
11208 | Los Angeles City of | 87 | Tarzana | Canoga | 100 | 2.9 | UG | AC | 230 | 230 | 1000 | Copper | Single | 1 | 1 | UG | 202
11208 | Los Angeles City of | 88 | Tarzana | Canoga | 100 | 2.9 | UG | AC | 230 | 230 | 1000 | Copper | Single | 1 | 1 | UG | 226
11208 | Los Angeles City of | 89 | Tarzana | Canoga | 100 | 2.91 | UG | AC | 230 | 230 | 1500 | Aluminum | Single | 1 | 1 | UG | 217
11208 | Los Angeles City of | 90 | Toluca | Van Nuys | 100 | 4.93 | UG | AC | 230 | 230 | 1000 | Copper | Single | 1 | 1 | UG | 226
11208 | Los Angeles City of | 91 | Toluca | Van Nuys | 100 | 4.93 | UG | AC | 230 | 230 | 1500 | Aluminum | Single | 1 | 1 | UG | 217
11208 | Los Angeles City of | 92 | Toluca | Van Nuys | 100 | 4.95 | UG | AC | 230 | 230 | 1000 | Copper | Single | 1 | 1 | UG | 202
11208 | Los Angeles City of | 93 | Rack G | Bank B | 100 | 0.08 | UG | AC | 230 | 230 | 1000 | Copper | Single | 1 | 1 | UG | 235
11208 | Los Angeles City of | 94 | Rack G | Bank C | 100 | 0.6 | UG | AC | 230 | 230 | 1000 | Copper | Single | 1 | 1 | UG | 261
11208 | Los Angeles City of | 95 | Rack G | Bank D | 100 | 0.1 | UG | AC | 230 | 230 | 1000 | Copper | Single | 1 | 1 | UG | 235
11208 | Los Angeles City of | 96 | Fairfax | Olympic | 100 | 5.89 | UG | AC | 138 | 138 | 1500 | Copper | Single | 1 | 1 | UG | 159
11208 | Los Angeles City of | 97 | Fairfax | Olympic | 100 | 5.87 | UG | AC | 138 | 138 | 1500 | Copper | Single | 1 | 1 | UG | 159
11208 | Los Angeles City of | 98 | Harbor Gen | Bank 4 | 100 | 0.07 | UG | AC | 138 | 138 | 1500 | Copper | Single | 1 | 1 | UG | 159
11208 | Los Angeles City of | 99 | Harbor Gen | Bank 5 | 100 | 0.07 | UG | AC | 138 | 138 | 1500 | Copper | Single | 1 | 1 | UG | 159
11208 | Los Angeles City of | 100 | Harbor | Wilmington | 100 | 2.52 | UG | AC | 138 | 138 | 1500 | Copper | Single | 1 | 1 | UG | 159
11208 | Los Angeles City of | 101 | Harbor | Wilmington | 100 | 2.52 | UG | AC | 138 | 138 | 1500 | Copper | Single | 1 | 1 | UG | 159
11208 | Los Angeles City of | 102 | Harbor | Wilmington | 100 | 2.36 | UG | AC | 138 | 138 | 1500 | Copper | Single | 1 | 1 | UG | 159
11208 | Los Angeles City of | 103 | Harbor | Wilmington | 100 | 2.35 | UG | AC | 138 | 138 | 1500 | Copper | Single | 1 | 1 | UG | 159
11208 | Los Angeles City of | 104 | Hollywood | Fairfax | 100 | 4.37 | UG | AC | 138 | 138 | 1500 | Copper | Single | 1 | 1 | UG | 159
11208 | Los Angeles City of | 105 | Hollywood | Fairfax | 100 | 4.38 | UG | AC | 138 | 138 | 1500 | Copper | Single | 1 | 1 | UG | 159
11208 | Los Angeles City of | 106 | Bus 1 - North Section | Bus 1- South Section | 100 | 0.08 | UG | AC | 138 | 138 | 2500 | Copper | Single | 1 | 1 | UG | 278
11269 | Lower Colorado River Authority | 1 | Fayetteville | Fayette Shell Pump | 100 | 0.3 | OH | AC | 138 | 138 | 336 | ACSR | Double | 1 | 2 | Steel, Lattice | 21.14
11269 | Lower Colorado River Authority | 2 | Ferguson | Marble Falls | 100 | 0 | OH | AC | 138 | 138 |  |  | Single | 1 | 1 | Wood, H-frame
11269 | Lower Colorado River Authority | 3 | Gabriel | Glasscock | 100 | 0.53 | OH | AC | 138 | 138 | 795 | ACSR | Double | 4 | 2 | Concrete Pole | 219.96
11269 | Lower Colorado River Authority | 4 | Str 22 (Brazos Split) | Glasscock | 100 | 1.25 | OH | AC | 138 | 138 | 795 | ACSR | Double | 2 | 2 | Concrete Pole | 219.96
11269 | Lower Colorado River Authority | 5 | Gabriel | Glasscock | 100 | 3.58 | OH | AC | 138 | 138 | 795 | ACSR | Single | 1 | 1 | Concrete Pole | 219.96
11269 | Lower Colorado River Authority | 6 | Buchanan | Lago Vista | 100 | 3.11 | OH | AC | 138 | 138 | 795 | ACSR/SD | Single | 1 | 1 | Steel, Lattice | 219.32
11269 | Lower Colorado River Authority | 7 | Buchanan | Lago Vista | 100 | 0.06 | OH | AC | 138 | 138 | 795 | ACSR | Single | 1 | 1 | Steel, H-frame | 219.96
11269 | Lower Colorado River Authority | 8 | Buchanan | Lago Vista | 100 | 8.51 | OH | AC | 138 | 138 | 795 | ACSR/SD | Single | 1 | 1 | Steel, Lattice | 219.32
11269 | Lower Colorado River Authority | 9 | Buchanan | Lago Vista | 100 | 1.71 | OH | AC | 138 | 138 | 795 | ACSR/SD | Single | 1 | 1 | Steel, H-frame | 219.32
11269 | Lower Colorado River Authority | 10 | Buchanan | Lago Vista | 100 | 0.1 | OH | AC | 138 | 138 | 795 | ACSR | Single | 1 | 1 | Steel, H-frame | 219.96
11269 | Lower Colorado River Authority | 11 | Buchanan | Lago Vista | 100 | 8.87 | OH | AC | 138 | 138 | 795 | ACSR/SD | Single | 1 | 1 | Wood, H-frame | 219.32
11269 | Lower Colorado River Authority | 12 | Buchanan | Lago Vista | 100 | 1.06 | OH | AC | 138 | 138 | 795 | ACSR/SD | Single | 1 | 1 | Steel, H-frame | 219.32
11269 | Lower Colorado River Authority | 13 | Buchanan | Lago Vista | 100 | 1.16 | OH | AC | 138 | 138 | 795 | ACSR/SD | Single | 1 | 1 | Steel, Lattice | 219.32
11269 | Lower Colorado River Authority | 14 | Buchanan | Lago Vista | 100 | 8.42 | OH | AC | 138 | 138 | 795 | ACSR/SD | Single | 1 | 1 | Steel, Lattice | 219.32
11269 | Lower Colorado River Authority | 15 | Lago Vista | Marshall | 100 | 1.85 | OH | AC | 138 | 138 | 795 | ACSR/SD | Single | 1 | 1 | Steel, Lattice | 219.32
11269 | Lower Colorado River Authority | 16 | Lago Vista | Marshall | 100 | 1.31 | OH | AC | 138 | 138 | 795 | ACSR/SD | Single | 1 | 1 | Steel, Lattice | 219.32
11269 | Lower Colorado River Authority | 17 | Lago Vista | Marshall | 100 | 3.07 | OH | AC | 138 | 138 | 795 | ACSR/SD | Double | 1 | 2 | Steel, Lattice | 219.32
11269 | Lower Colorado River Authority | 18 | Lago Vista | Marshall | 100 | 0.26 | OH | AC | 138 | 138 | 795 | ACSR/SD | Single | 1 | 1 | Wood, H-frame | 219.32
11269 | Lower Colorado River Authority | 19 | Marshall Ford | Paleface | 100 | 2.42 | OH | AC | 138 | 138 | 795 | ACSR | Double | 2 | 2 | Steel, Lattice | 219.96
11269 | Lower Colorado River Authority | 20 | Marshall ford | Paleface | 100 | 5.37 | OH | AC | 138 | 138 | 795 | ACSR | Double | 2 | 2 | Steel, Lattice | 219.96
11269 | Lower Colorado River Authority | 21 | Marshall Ford | Paleface | 100 | 3.09 | OH | AC | 138 | 138 | 795 | ACSR | Double | 2 | 2 | Steel, Lattice | 219.96
11269 | Lower Colorado River Authority | 22 | Marshall Ford | Paleface | 100 | 1.52 | OH | AC | 138 | 138 | 795 | ACSR | Triple | 2 | 3 | Steel, Lattice | 219.96
11269 | Lower Colorado River Authority | 23 | Marshall Ford | Paleface | 100 | 2.77 | OH | AC | 138 | 138 | 795 | ACSR | Triple | 2 | 3 | Steel, Lattice | 219.96
11269 | Lower Colorado River Authority | 24 | Marshall Ford | Marble Falls | 100 | 1.52 | OH | AC | 138 | 138 | 795 | ACSR | Triple | 2 | 3 | Steel, Lattice | 219.96
11269 | Lower Colorado River Authority | 25 | Marshall Ford | Marble Falls | 100 | 2.42 | OH | AC | 138 | 138 | 795 | ACSR | Double | 2 | 2 | Steel, Lattice | 219.96
11269 | Lower Colorado River Authority | 26 | Marshall Ford | Marble Falls | 100 | 2.77 | OH | AC | 138 | 138 | 795 | ACSR | Triple | 2 | 3 | Steel, Lattice | 219.96
11269 | Lower Colorado River Authority | 27 | Marshall Ford | Marble Falls | 100 | 5.37 | OH | AC | 138 | 138 | 795 | ACSR | Double | 2 | 2 | Steel, Lattice | 219.96
11269 | Lower Colorado River Authority | 28 | Marshall Ford | Marble Falls | 100 | 3.09 | OH | AC | 138 | 138 | 795 | ACSR | Double | 2 | 2 | Steel, Lattice | 219.96
11269 | Lower Colorado River Authority | 29 | Marshall Ford | Marble Falls | 100 | 0.84 | OH | AC | 138 | 138 | 795 | ACSR | Double | 2 | 2 | Steel, Lattice | 219.96
11269 | Lower Colorado River Authority | 30 | Marshall ford | Marble Falls | 100 | 11.7 | OH | AC | 138 | 138 | 795 | ACSR | Double | 2 | 2 | Steel, Lattice | 219.96
11269 | Lower Colorado River Authority | 31 | Marshall Ford | Marble Falls | 100 | 0.26 | OH | AC | 138 | 138 | 795 | ACSR | Double | 2 | 2 | Steel, Lattice | 219.96
11269 | Lower Colorado River Authority | 32 | Ferguson | Buchanan | 100 | 9.83 | OH | AC | 138 | 138 | 795 | ACSR | Single | 1 | 1 | Steel, H-Frame | 219.96
11269 | Lower Colorado River Authority | 33 | Ferguson | Buchanan | 100 | 0.33 | OH | AC | 138 | 138 | 795 | ACSR | Double | 1 | 2 | Steel, Lattice | 219.96
11269 | Lower Colorado River Authority | 34 | Ferguson | Buchanan | 100 | 2.11 | OH | AC | 138 | 138 | 795 | ACSR | Double | 2 | 2 | Steel, Lattice | 219.96
11269 | Lower Colorado River Authority | 35 | Ferguson | Buchanan | 100 | 3.43 | OH | AC | 138 | 138 | 795 | ACSR | Single | 1 | 1 | Steel, H-Frame | 219.96
11269 | Lower Colorado River Authority | 36 | Granite Mountain | Marble Falls | 100 | 0.26 | OH | AC | 138 | 138 | 795 | ACSR | Double | 2 | 2 | Steel, Lattice | 219.96
11269 | Lower Colorado River Authority | 37 | Granite Mountain | Marble Falls | 100 | 2.57 | OH | AC | 138 | 138 | 795 | ACSR | Double | 2 | 2 | Steel, Lattice | 219.96
11269 | Lower Colorado River Authority | 38 | Granite Mountain | Marble Falls | 100 | 1.24 | OH | AC | 138 | 138 | 795 | ACSR | Double | 2 | 2 | Steel, Lattice | 219.96
11269 | Lower Colorado River Authority | 39 | WIRTZ | Paleface | 100 | 4.73 | OH | AC | 138 | 138 | 795 | ACSR | Double | 2 | 2 | Steel, Lattice | 219.96
11269 | Lower Colorado River Authority | 40 | WIRTZ | Paleface | 100 | 11.7 | OH | AC | 138 | 138 | 795 | ACSR | Double | 2 | 2 | Steel, Lattice | 219.96
11269 | Lower Colorado River Authority | 41 | WIRTZ | Paleface | 100 | 0.84 | OH | AC | 138 | 138 | 795 | ACSR | Double | 2 | 2 | Steel, Lattice | 219.96
11269 | Lower Colorado River Authority | 42 | Granite Mountain | Ferguson | 100 | 2.18 | OH | AC | 138 | 138 | 795 | ACSR | Double | 2 | 2 | Steel, Lattice | 219.96
11269 | Lower Colorado River Authority | 43 | Granite Mountain | Ferguson | 100 | 1.24 | OH | AC | 138 | 138 | 795 | ACSR | Double | 2 | 2 | Steel, Lattice | 219.96
11269 | Lower Colorado River Authority | 44 | McNeil | Elgin | 100 | 0.12 | OH | AC | 138 | 138 | 927 | AAC | Double | 1 | 2 | Steel, Lattice | 321.27
11269 | Lower Colorado River Authority | 45 | McNeil | Elgin | 100 | 2.2 | OH | AC | 138 | 138 | 795 | ACSR | Single | 1 | 1 | Wood, H-frame | 219.96
11269 | Lower Colorado River Authority | 46 | McNeil | Elgin | 100 | 5.25 | OH | AC | 138 | 138 | 795 | ACSR | Single | 1 | 1 | Wood, H-frame | 219.96
11269 | Lower Colorado River Authority | 47 | Marshall Ford | Spice Wood | 100 | 0.85 | OH | AC | 138 | 138 | 795 | ACSR | Triple | 2 | 3 | Steel, Lattice | 219.96
11269 | Lower Colorado River Authority | 48 | Marshall Ford | Spice Wood | 100 | 2.53 | OH | AC | 138 | 138 | 795 | ACSR | Double | 3 | 2 | Steel, Lattice | 219.96
11269 | Lower Colorado River Authority | 49 | Marshall Ford | Spice Wood | 100 | 3.4 | OH | AC | 138 | 138 | 795 | ACSR | Double | 2 | 2 | Steel, Lattice | 219.96
11269 | Lower Colorado River Authority | 50 | Marshall Ford | Spice Wood | 100 | 1.31 | OH | AC | 138 | 138 | 795 | ACSR | Double | 2 | 2 | Steel, Lattice | 219.96
11269 | Lower Colorado River Authority | 51 | Marshall Ford | McNeil | 100 | 0.85 | OH | AC | 138 | 138 | 795 | ACSR | Triple | 2 | 3 | Steel, Lattice | 219.96
11269 | Lower Colorado River Authority | 52 | Marshall Ford | McNeil | 100 | 2.53 | OH | AC | 138 | 138 | 795 | ACSR | Double | 3 | 2 | Steel, Lattice | 219.96
11269 | Lower Colorado River Authority | 53 | Marshall Ford | McNeil | 100 | 3.4 | OH | AC | 138 | 138 | 795 | ACSR | Double | 2 | 2 | Steel, Lattice | 219.96
11269 | Lower Colorado River Authority | 54 | Marshall Ford | McNeil | 100 | 7.28 | OH | AC | 138 | 138 | 795 | ACSR | Double | 2 | 2 | Steel, H-Frame | 219.96
11269 | Lower Colorado River Authority | 55 | Marshall Ford | McNeil | 100 | 0.12 | OH | AC | 138 | 138 | 927 | AAC | Single | 2 | 1 | Wood, H-frame | 321.27
11269 | Lower Colorado River Authority | 56 | Spice Wood | McNeil | 100 | 1.31 | OH | AC | 138 | 138 | 795 | ACSR | Double | 2 | 2 | Steel, Lattice | 219.96
11269 | Lower Colorado River Authority | 57 | Spice Wood | McNeil | 100 | 7.28 | OH | AC | 138 | 138 | 795 | ACSR | Double | 2 | 2 | Steel, H-frame | 219.96
11269 | Lower Colorado River Authority | 58 | Spice Wood | McNeil | 100 | 0.12 | OH | AC | 138 | 138 | 795 | ACSR | Double | 2 | 2 | Steel, Lattice | 219.96
11269 | Lower Colorado River Authority | 59 | Elgin | Sim gideon | 100 | 0.22 | OH | AC | 138 | 138 | 795 | ACSR | Single | 1 | 1 | Wood, H-frame | 219.96
11269 | Lower Colorado River Authority | 60 | Elgin | Sim Gideon | 100 | 7.92 | OH | AC | 138 | 138 | 795 | ACSR | Single | 1 | 1 | Wood, H-frame | 219.96
11269 | Lower Colorado River Authority | 61 | Elgin | Sim Gedeon | 100 | 2.61 | OH | AC | 138 | 138 | 795 | ACSR | Single | 1 | 1 | Wood, H-frame | 219.96
11269 | Lower Colorado River Authority | 62 | Elgin | Sim Gideon | 100 | 8.15 | OH | AC | 138 | 138 | 795 | ACSR | Double | 1 | 2 | Steel, Lattice | 219.96
11269 | Lower Colorado River Authority | 63 | Gilleland Creek | Elgin | 100 | 9.81 | OH | AC | 138 | 138 | 795 | ACSR | Single | 1 | 1 | Wood, H-frame | 219.96
11269 | Lower Colorado River Authority | 64 | Gilleland Creek | Elgin | 100 | 0.53 | OH | AC | 138 | 138 | 795 | ACSR | Single | 1 | 1 | Wood, H-frame | 219.96
11269 | Lower Colorado River Authority | 65 | Gilleland Creek | Elgin | 100 | 0.19 | OH | AC | 138 | 138 | 795 | ACSR | Double | 1 | 2 | Steel, Lattice | 219.96
11269 | Lower Colorado River Authority | 66 | Wolf Lane | Sim Gideon | 100 | 8.48 | OH | AC | 138 | 138 | 795 | ACSR | Double | 1 | 2 | Steel, Lattice | 219.96
11269 | Lower Colorado River Authority | 67 | Wolf Lane | Sim Gideon | 100 | 0.58 | OH | AC | 138 | 138 | 795 | ACSR | Single | 2 | 1 | Wood, H-frame | 219.96
11269 | Lower Colorado River Authority | 68 | Wolf Lane | Sim Gideon | 100 | 7.55 | OH | AC | 138 | 138 | 795 | ACSR | Single | 1 | 1 | Wood, H-frame | 219.96
11269 | Lower Colorado River Authority | 69 | Hicross | Marshall Ford | 100 | 2.61 | OH | AC | 138 | 138 | 336 | ACSR | Double | 1 | 2 | Steel, Lattice | 127.59
11269 | Lower Colorado River Authority | 70 | Hicross | Marshall Ford | 100 | 1.56 | OH | AC | 138 | 138 | 795 | ACSR | Double | 2 | 2 | Steel, Lattice | 439.92
11269 | Lower Colorado River Authority | 71 | Hicross | Marshall Ford | 100 | 2.32 | OH | AC | 138 | 138 | 795 | ACSR | Double | 2 | 2 | Steel, Lattice | 439.92
11269 | Lower Colorado River Authority | 72 | Hicross | Marshall Ford | 100 | 3.31 | OH | AC | 138 | 138 | 336 | ACSR | Single | 1 | 1 | Wood, H-frame | 127.59
11269 | Lower Colorado River Authority | 73 | Hicross | Marshall Ford | 100 | 6.72 | OH | AC | 138 | 138 | 336 | ACSR | Single | 1 | 1 | Concrete Pole | 127.59
11269 | Lower Colorado River Authority | 74 | Winchester | Fayetteville | 100 | 18.75 | OH | AC | 138 | 138 | 795 | ACSR | Single | 1 | 1 | Wood, H-frame | 219.96
11269 | Lower Colorado River Authority | 75 | LCRA Peters | HL&P Peters | 100 | 0.07 | OH | AC | 138 | 138 | 795 | AAC | Single | 1 | 1 | Steel Pole | 211.86
11269 | Lower Colorado River Authority | 76 | Fayetteville | Bellville South | 100 | 1.8 | OH | AC | 138 | 138 | 336 | ACSR | Single | 1 | 1 | Wood, H-frame | 255.19
11269 | Lower Colorado River Authority | 77 | Fayetteville | Bellville South | 100 | 7.59 | OH | AC | 138 | 138 | 336 | ACSR | Double | 1 | 1 | Steel, Lattice | 255.19
11269 | Lower Colorado River Authority | 78 | Fayetteville | Bellville South | 100 | 4.53 | OH | AC | 138 | 138 | 336 | ACSR | Single | 1 | 1 | Wood, H-frame | 255.19
11269 | Lower Colorado River Authority | 79 | Fayetteville | Bellville South | 100 | 2.99 | OH | AC | 138 | 138 | 795 | ACSR | Double | 2 | 1 | Steel, Lattice | 219.32
11269 | Lower Colorado River Authority | 80 | Fayetteville | Belleville South | 100 | 1.5 | OH | AC | 138 | 138 | 336 | ACSR | Single | 1 | 1 | Wood, H-frame | 255.19
11269 | Lower Colorado River Authority | 81 | Fayetteville | Bellville South | 100 | 9.79 | OH | AC | 138 | 138 | 336 | ACSR | Single | 1 | 1 | Wood, H-frame | 255.19
11269 | Lower Colorado River Authority | 82 | Bellville South | Peters | 100 | 2.99 | OH | AC | 138 | 138 | 795 | ACSR | Double | 2 | 1 | Steel, Lattice | 219.32
11269 | Lower Colorado River Authority | 83 | Bellville South | Peters | 100 | 5.59 | OH | AC | 138 | 138 | 795 | ACSR | Double | 1 | 2 | Steel, Lattice | 219.96
11269 | Lower Colorado River Authority | 84 | TWR #52 | Wolf Lane | 100 | 0.58 | OH | AC | 138 | 138 | 795 | ACSR | Double | 2 | 2 | Steel, Lattice | 219.96
11269 | Lower Colorado River Authority | 85 | Hicross Mixed Merrimac | Marshall Ford | 100 | 2.61 | OH | AC | 138 | 138 | 1433.6 | ACSS/TW | Double | 2 | 2 | Steel, Lattice | 492.94
11269 | Lower Colorado River Authority | 86 | Hicross Mixed Merrimac | Marshall Ford | 100 | 1.56 | OH | AC | 138 | 138 | 795 | ACSR | Double | 2 | 2 | Steel, Lattice | 439.92
11269 | Lower Colorado River Authority | 87 | Hicross Mixed Merrimac | Marshall Ford | 100 | 2.32 | OH | AC | 138 | 138 | 795 | ACSR | Double | 2 | 2 | Steel, Lattice | 439.92
11269 | Lower Colorado River Authority | 88 | Hicross Mixed Merrimac | Marshall Ford | 100 | 3.31 | OH | AC | 138 | 138 | 795 | ACSR | Double | 2 | 2 | Steel, Lattice | 439.92
11269 | Lower Colorado River Authority | 89 | Hicross Mixed Merrimac | Marshall Ford | 100 | 6.72 | OH | AC | 138 | 138 | 795 | ACSR | Double | 2 | 2 | Steel, Lattice | 439.92
11269 | Lower Colorado River Authority | 90 | Goldthwaite | Lampsas | 100 | 1.07 | OH | AC | 138 | 138 | 40 | ACSR | Single | 1 | 1 | Wood, H-frame | 94.68
11269 | Lower Colorado River Authority | 91 | 128 Goldthwaite | Lampsas | 100 | 0.33 | OH | AC | 138 | 138 | 40 | ACSR | Single | 1 | 1 | Wood, H-frame | 94.68
11269 | Lower Colorado River Authority | 92 | Goldthwaite | Lampsas | 100 | 0.23 | OH | AC | 138 | 138 | 40 | ACSR | Single | 1 | 1 | Wood, H-frame | 94.68
11269 | Lower Colorado River Authority | 93 | Goldthwaite | Lampsas | 100 | 11.73 | OH | AC | 138 | 138 | 40 | ACSR | Single | 1 | 1 | Wood, H-frame | 94.68
11269 | Lower Colorado River Authority | 94 | Goldthwaite | Lampsas | 100 | 8.52 | OH | AC | 138 | 138 | 40 | ACSR | Single | 1 | 1 | Wood, H-frame | 94.68
11269 | Lower Colorado River Authority | 95 | Goldthwaite | Lampsas | 100 | 1.46 | OH | AC | 138 | 138 | 40 | ACSR | Single | 1 | 1 | Wood, H-frame | 94.68
11269 | Lower Colorado River Authority | 96 | Goldthwaite | Lampsas | 100 | 1.5 | OH | AC | 138 | 138 | 336 | ACSR | Single | 1 | 1 | Wood, H-frame | 127.59
11269 | Lower Colorado River Authority | 97 | Goldthwaite | Lampsas | 100 | 1.25 | OH | AC | 138 | 138 | 40 | ACSR | Single | 1 | 1 | Wood, H-frame | 94.68
11269 | Lower Colorado River Authority | 98 | WIRTZ | Burnet | 100 | 1.71 | OH | AC | 138 | 138 | 795 | ACSR | Double | 2 | 2 | Wood, H-frame | 219.96
11269 | Lower Colorado River Authority | 99 | Burnet | Lampasas | 100 | 2.81 | OH | AC | 138 | 138 | 795 | ACSR | Single | 1 | 1 | Wood, H-frame | 219.96
11269 | Lower Colorado River Authority | 100 | Burnet | Lampasas | 100 | 1.41 | OH | AC | 138 | 138 | 795 | ACSR | Single | 1 | 1 | Wood, H-frame | 219.96
11269 | Lower Colorado River Authority | 101 | Burnet | Lampasas | 100 | 2.49 | OH | AC | 138 | 138 | 795 | ACSR | Single | 1 | 1 | Wood, H-frame | 219.96
11269 | Lower Colorado River Authority | 102 | Burnet | Lampasas | 100 | 14.82 | OH | AC | 138 | 138 | 795 | ACSR | Single | 1 | 1 | Wood, H-frame | 219.96
11269 | Lower Colorado River Authority | 103 | 219 Burnet | Lampasas | 100 | 0.65 | OH | AC | 138 | 138 | 795 | ACSR | Double | 1 | 2 | Steel, Lattice | 219.96
11269 | Lower Colorado River Authority | 104 | Lampasas | TP&L Tie | 100 | 1.09 | OH | AC | 138 | 138 | 795 | ACSR | Single | 1 | 1 | Steel, Lattice | 219.96
11269 | Lower Colorado River Authority | 105 | Lampasas | TP&L Tie | 100 | 7.85 | OH | AC | 138 | 138 | 795 | ACSR | Single | 1 | 1 | Wood, H-frame | 219.96
11269 | Lower Colorado River Authority | 106 | Lampasas | TP&L Tie | 100 | 5.66 | OH | AC | 138 | 138 | 795 | ACSR | Single | 1 | 1 | Wood, H-frame | 219.96
11269 | Lower Colorado River Authority | 107 | Mendoza | Lockhart | 100 | 7.54 | OH | AC | 138 | 138 | 795 | ACSR | Single | 1 | 1 | Steel, H-frame | 219.96
11269 | Lower Colorado River Authority | 108 | McNeil | Cedar Hills | 100 | 5.3 | OH | AC | 138 | 138 | 795 | ACSR | Single | 1 | 1 | Concrete Pole | 219.96
11269 | Lower Colorado River Authority | 109 | McNeil | Cedar Hills | 100 | 3.09 | OH | AC | 138 | 138 | 795 | ACSR | Single | 1 | 1 | Concrete Pole | 219.96
11269 | Lower Colorado River Authority | 110 | McNeil | Cedar Hills | 100 | 3.37 | OH | AC | 138 | 138 | 795 | ACSR | Single | 1 | 1 | Concrete Pole | 219.96
11269 | Lower Colorado River Authority | 111 | McNeil | Cedar Hills | 100 | 2.87 | OH | AC | 138 | 138 | 795 | ACSR | Double | 1 | 2 | Steel, Lattice | 219.96
11269 | Lower Colorado River Authority | 112 | 146 McNeil | Cedar Hills | 100 | 4.78 | OH | AC | 138 | 138 | 795 | ACSR | Single | 1 | 1 | Concrete Pole | 219.96
11269 | Lower Colorado River Authority | 113 | Cedar Hills | Sim Gideon | 100 | 7.04 | OH | AC | 138 | 138 | 795 | ACSR | Single | 1 | 1 | Concrete Pole | 219.96
11269 | Lower Colorado River Authority | 114 | Cedar Hills | Sim Gideon | 100 | 4.57 | OH | AC | 138 | 138 | 795 | ACSR | Triple | 1 | 3 | Steel, H-frame | 219.96
11269 | Lower Colorado River Authority | 115 | Cedar Hills | Sim Gideon | 100 | 0.48 | OH | AC | 138 | 138 | 795 | ACSR | Single | 1 | 1 | Concrete Pole | 219.96
11269 | Lower Colorado River Authority | 116 | Cedar Hills | Sim Gideon | 100 | 2.39 | OH | AC | 138 | 138 | 795 | ACSR | Single | 1 | 1 | Concrete Pole | 219.96
11269 | Lower Colorado River Authority | 117 | Cedar Hills | Sim Gideon | 100 | 0.55 | OH | AC | 138 | 138 | 795 | ACSR | Single | 1 | 1 | Steel Pole | 219.96
11269 | Lower Colorado River Authority | 118 | Cedar Hills | Sim Gideon | 100 | 0.56 | OH | AC | 138 | 138 | 795 | ACSR | Double | 1 | 2 | Steel, H-frame | 219.96
11269 | Lower Colorado River Authority | 119 | Cedar Hills | Sim Gideon | 100 | 1.46 | OH | AC | 138 | 138 | 795 | ACSR | Triple | 1 | 3 | Steel, H-frame | 219.96
11269 | Lower Colorado River Authority | 120 | Mendoza | Lockhart | 100 | 1.6 | OH | AC | 138 | 138 | 795 | ACSR | Double | 1 | 2 | Concrete Pole | 219.96
11269 | Lower Colorado River Authority | 121 | San Marcos | McCarty Lane East | 100 | 2.52 | OH | AC | 138 | 138 | 795 | ACSR | Single | 1 | 1 | Wood, H-frame | 184.83
11269 | Lower Colorado River Authority | 122 | Zorn | McCarty Lane East | 100 | 0.27 | OH | AC | 138 | 138 | 795 | ACSR | Single | 2 | 1 | Steel Pole | 219.96
11269 | Lower Colorado River Authority | 123 | Zorn | McCarty Lane East | 100 | 3.73 | OH | AC | 138 | 138 | 795 | ACSR | Single | 2 | 1 | Steel Pole | 219.96
11269 | Lower Colorado River Authority | 124 | Zorn | McCarty Lane East | 100 | 0.28 | OH | AC | 138 | 138 | 795 | ACSR | Single | 2 | 1 | Wood, H-frame | 219.96
11269 | Lower Colorado River Authority | 125 | McCarty Lane East | Henne | 100 | 0.28 | OH | AC | 138 | 138 | 795 | ACSR | Double | 2 | 2 | Steel, Lattice | 158.87
11269 | Lower Colorado River Authority | 126 | McCarty Lane East | Henne | 100 | 3.55 | OH | AC | 138 | 138 | 795 | ACSR | Double | 2 | 2 | Steel, Lattice | 158.87
11269 | Lower Colorado River Authority | 127 | McCarty Lane East | Henne | 100 | 0.45 | OH | AC | 138 | 138 | 795 | ACSR | Double | 2 | 2 | Steel, Lattice | 158.87
11269 | Lower Colorado River Authority | 128 | Redwood | McCarty Lane East | 100 | 2.03 | OH | AC | 138 | 138 | 795 | ACSR | Single | 1 | 1 | Wood, H-frame | 184.83
11269 | Lower Colorado River Authority | 129 | Redwood | McCarty Lane East | 100 | 0.28 | OH | AC | 138 | 138 | 795 | ACSR | Double | 2 | 2 | Steel, Lattice | 184.83
11269 | Lower Colorado River Authority | 130 | Hill Top | McCarty Lane East | 100 | 0.28 | OH | AC | 138 | 138 | 795 | ACSR | Double | 2 | 2 | Steel, Lattice | 158.87
11269 | Lower Colorado River Authority | 131 | Sim Gideon | Smithville | 100 | 5.01 | OH | AC | 138 | 138 | 795 | ACSR | Single | 1 | 1 | Steel Pole | 219.96
11269 | Lower Colorado River Authority | 132 | Sim Gideon | Smithville | 100 | 5.02 | OH | AC | 138 | 138 | 795 | ACSR | Single | 1 | 1 | Steel Pole | 219.96
11269 | Lower Colorado River Authority | 133 | Sim Gideon | Smithville | 100 | 0.94 | OH | AC | 138 | 138 | 795 | ACSR | Double | 2 | 2 | Steel Pole | 219.96
11269 | Lower Colorado River Authority | 134 | Nueces Bay | CITGO North Oak | 100 | 0.6 | OH | AC | 138 | 138 | 795 | ACSR | Single | 1 | 1 | Steel Pole | 219.96
11269 | Lower Colorado River Authority | 135 | Smithville | Winchester | 100 | 0.2 | OH | AC | 138 | 138 | 336 | ACSR | Double | 2 | 2 | Wood, H-frame | 127.59
11269 | Lower Colorado River Authority | 136 | Smithville | Winchester | 100 | 0.34 | OH | AC | 138 | 138 | 336 | ACSR | Double | 2 | 2 | Steel, Lattice | 127.59
11269 | Lower Colorado River Authority | 137 | Winchester | Giddings | 100 | 0.08 | OH | AC | 138 | 138 | 795 | ACSR | Double | 1 | 2 | Wood, H-frame | 219.96
11269 | Lower Colorado River Authority | 138 | Winchester | Giddings | 100 | 0.18 | OH | AC | 138 | 138 | 795 | ACSR | Double | 2 | 2 | Wood, H-frame | 219.96
11269 | Lower Colorado River Authority | 139 | Winchester | Giddings | 100 | 0.36 | OH | AC | 138 | 138 | 795 | ACSR | Single | 2 | 1 | Wood, H-frame | 219.96
11269 | Lower Colorado River Authority | 140 | Winchester | Giddings | 100 | 9.89 | OH | AC | 138 | 138 | 795 | ACSR | Double | 1 | 2 | Steel, H-frame | 219.96
11269 | Lower Colorado River Authority | 141 | Brenham | Salem | 100 | 3.2 | OH | AC | 138 | 138 | 795 | ACSR | Single | 1 | 1 | Wood, H-frame | 219.96
11269 | Lower Colorado River Authority | 142 | Pisek | Salem | 100 | 3.26 | OH | AC | 138 | 138 | 795 | ACSR | Single | 1 | 1 | Concrete Pole | 219.96
11269 | Lower Colorado River Authority | 143 | Pisek | Salem | 100 | 1.52 | OH | AC | 138 | 138 | 795 | ACSR | Single | 1 | 1 | Concrete Pole | 219.96
11269 | Lower Colorado River Authority | 144 | Pisek | Salem | 100 | 3.04 | OH | AC | 138 | 138 | 795 | ACSR | Single | 1 | 1 | Wood, H-frame | 219.96
11269 | Lower Colorado River Authority | 145 | Pisek | Salem | 100 | 8.1 | OH | AC | 138 | 138 | 795 | ACSR | Single | 1 | 1 | Concrete Pole | 219.96
11269 | Lower Colorado River Authority | 146 | Luling | Gonzales | 100 | 7.7 | OH | AC | 138 | 138 | 795 | ACSR | Double | 2 | 2 | Steel, Lattice | 219.96
11269 | Lower Colorado River Authority | 147 | Luling | Gonzales | 100 | 1.48 | OH | AC | 138 | 138 | 795 | ACSR | Single | 2 | 1 | Wood, H-frame | 219.96
11269 | Lower Colorado River Authority | 148 | Kendall | Gillespie | 100 | 12.21 | OH | AC | 138 | 138 | 795 | ACSR | Single | 1 | 1 | Wood, H-frame | 219.96
11269 | Lower Colorado River Authority | 149 | Kendall | Gillespie | 100 | 8.83 | OH | AC | 138 | 138 | 795 | ACSR | Single | 1 | 1 | Wood, H-frame | 219.96
11269 | Lower Colorado River Authority | 150 | Fredericksburg | Gillespie | 100 | 0.45 | OH | AC | 138 | 138 | 795 | ACSR | Double | 1 | 2 | Wood, H-frame | 219.96
11269 | Lower Colorado River Authority | 151 | Fredericksburg | Gillespie | 100 | 2.94 | OH | AC | 138 | 138 | 795 | ACSR | Double | 1 | 2 | Concrete Pole | 219.96
11269 | Lower Colorado River Authority | 152 | McNeil | TU Round Rock | 100 | 0.12 | OH | AC | 138 | 138 | 927 | AAC | Double | 2 | 2 | Steel, Lattice | 321.27
11269 | Lower Colorado River Authority | 153 | McNeil | TU Round Rock | 100 | 2.34 | OH | AC | 138 | 138 | 795 | ACSR | Single | 2 | 1 | Steel, H-frame | 219.96
11269 | Lower Colorado River Authority | 154 | McNeil | TU Round Rock | 100 | 0.25 | OH | AC | 138 | 138 | 795 | ACSR | Single | 1 | 1 | Steel, H-frame | 219.96
11269 | Lower Colorado River Authority | 155 | McNeil | TU Round Rock | 100 | 1.8 | OH | AC | 138 | 138 | 795 | ACSR | Single | 1 | 1 | Steel, H-frame | 219.96
11269 | Lower Colorado River Authority | 156 | McNeil | TU Round Rock | 100 | 1.01 | OH | AC | 138 | 138 | 795 | ACSR | Single | 1 | 1 | Steel, H-frame | 219.96
11269 | Lower Colorado River Authority | 157 | McNeil | TU Round Rock | 100 | 3.19 | OH | AC | 138 | 138 | 795 | ACSR | Single | 1 | 1 | Wood, H-frame | 219.96
11269 | Lower Colorado River Authority | 158 | McNeil | Howard Lane | 100 | 0.12 | OH | AC | 138 | 138 | 927 | AAC | Double | 2 | 2 | Steel, Lattice | 321.27
11269 | Lower Colorado River Authority | 159 | McNeil | Howard Lane | 100 | 2.32 | OH | AC | 138 | 138 | 795 | ACSR | Single | 2 | 1 | Wood, H-frame | 219.96
11269 | Lower Colorado River Authority | 160 | McNeil | Howard Lane | 100 | 0.26 | OH | AC | 138 | 138 | 795 | ACSR | Single | 1 | 1 | Wood, H-frame | 219.96
11269 | Lower Colorado River Authority | 161 | Chief Brady | Gabriel | 100 | 0.85 | OH | AC | 138 | 138 | 795 | ACSR | Single | 1 | 1 | Steel Pole | 219.96
11269 | Lower Colorado River Authority | 162 | Chief Brady | Gabriel | 100 | 3 | OH | AC | 138 | 138 | 795 | ACSR | Single | 1 | 1 | Wood, H-frame | 219.96
11269 | Lower Colorado River Authority | 163 | Chief Brady | Gabriel | 100 | 0.35 | OH | AC | 138 | 138 | 795 | ACSR | Single | 1 | 1 | Steel Pole | 219.96
11269 | Lower Colorado River Authority | 164 | Chief Brady | Gabriel | 100 | 0.25 | OH | AC | 138 | 138 | 795 | ACSR | Single | 1 | 1 | Steel Pole | 219.96
11269 | Lower Colorado River Authority | 165 | Chief Brady | Gabriel | 100 | 1.65 | OH | AC | 138 | 138 | 795 | ACSR | Quadruple | 1 | 1 | Steel, H-frame | 219.96
11269 | Lower Colorado River Authority | 166 | Chief Brady | Gabriel | 100 | 0.53 | OH | AC | 138 | 138 | 795 | ACSR | Single | 4 | 1 | Wood, H-frame | 219.96
11269 | Lower Colorado River Authority | 167 | Round Rock | Chief Brady | 100 | 0.1 | OH | AC | 138 | 138 | 795 | ACSR | Single | 1 | 1 | Steel, H-frame | 219.96
11269 | Lower Colorado River Authority | 168 | Round Rock | Chief Brady | 100 | 5 | OH | AC | 138 | 138 | 795 | ACSR | Single | 1 | 1 | Wood, H-frame | 219.96
11269 | Lower Colorado River Authority | 169 | Howard Lane | Oncor Tie (Round) | 100 | 1.85 | OH | AC | 138 | 138 | 795 | ACSR | Single | 1 | 1 | Steel, H-frame | 439.92
11269 | Lower Colorado River Authority | 170 | Ferguson | Pitsburg | 100 | 0.46 | OH | AC | 138 | 138 | 795 | ACSR | Single | 2 | 1 | Wood, H-frame | 219.96
11269 | Lower Colorado River Authority | 171 | Mormon Mill | Marble Falls | 100 | 3.28 | OH | AC | 138 | 138 | 336 | ACSR | Single | 1 | 1 | Wood, H-frame | 127.59
11269 | Lower Colorado River Authority | 172 | Mormon Mill | Marble Falls | 100 | 1.66 | OH | AC | 138 | 138 | 336 | ACSR | Single | 1 | 1 | Wood, H-frame | 127.59
11269 | Lower Colorado River Authority | 173 | Hicross | Turnersville | 100 | 1.6 | OH | AC | 138 | 138 | 795 | ACSR | Double | 1 | 2 | Concrete Pole | 439.92
11269 | Lower Colorado River Authority | 174 | Hicross | Turnersville | 100 | 6 | OH | AC | 138 | 138 | 795 | ACSR | Double | 2 | 2 | Concrete Pole | 439.92
11269 | Lower Colorado River Authority | 175 | Hicross | Turnersville | 100 | 0.5 | OH | AC | 138 | 138 | 795 | ACSR | Triple | 2 | 3 | Steel, Lattice | 439.92
11269 | Lower Colorado River Authority | 176 | Buda | Canyon | 100 | 0.52 | OH | AC | 138 | 138 | 795 | ACSR | Double | 2 | 2 | Concrete Pole | 219.96
11269 | Lower Colorado River Authority | 177 | Buda | Canyon | 100 | 4.55 | OH | AC | 138 | 138 | 795 | ACSR | Single | 1 | 1 | Wood, H-frame | 219.96
11269 | Lower Colorado River Authority | 178 | Buda | Canyon | 100 | 2.19 | OH | AC | 138 | 138 | 795 | ACSR | Double | 1 | 2 | Steel, Lattice | 219.96
11269 | Lower Colorado River Authority | 179 | Buda | Canyon | 100 | 0.23 | OH | AC | 138 | 138 | 795 | ACSR | Double | 2 | 2 | Steel, Lattice | 219.96
11269 | Lower Colorado River Authority | 180 | Buda | Canyon | 100 | 6.24 | OH | AC | 138 | 138 | 795 | ACSR | Single | 1 | 1 | Wood, H-frame | 219.96
11269 | Lower Colorado River Authority | 181 | Canyon | San Marcos | 100 | 0.23 | OH | AC | 138 | 138 | 795 | ACSR | Single | 2 | 1 | Wood, H-frame | 219.96
11269 | Lower Colorado River Authority | 182 | Canyon | San Marcos | 100 | 2.57 | OH | AC | 138 | 138 | 795 | ACSR | Double | 1 | 2 | Steel, Lattice | 219.96
11269 | Lower Colorado River Authority | 183 | Turnersville | Buda | 100 | 0.52 | OH | AC | 138 | 138 | 795 | ACSR | Single | 2 | 1 | Split Bundle Pole | 439.92
11269 | Lower Colorado River Authority | 184 | Turnersville | Mendoza | 100 | 0.47 | OH | AC | 138 | 138 | 795 | ACSR | Double | 2 | 2 | Steel Pole | 219.96
11269 | Lower Colorado River Authority | 185 | Turnersville | Mendoza | 100 | 8.17 | OH | AC | 138 | 138 | 795 | ACSR | Single | 2 | 1 | Wood, H-frame | 219.96
11269 | Lower Colorado River Authority | 186 | Mendoza | Wolf Lane | 100 | 0.34 | OH | AC | 138 | 138 | 795 | ACSR | Single | 1 | 2 | Wood, H-frame | 219.96
11269 | Lower Colorado River Authority | 187 | Mendoza | Wolf Lane | 100 | 5.77 | OH | AC | 138 | 138 | 795 | ACSR | Single | 2 | 1 | Steel Pole | 219.96
11269 | Lower Colorado River Authority | 188 | Mendoza | Wolf Lane | 100 | 2.62 | OH | AC | 138 | 138 | 795 | ACSR | Single | 2 | 1 | Steel, H-frame | 219.96
11269 | Lower Colorado River Authority | 189 | Mendoza | Wolf Lane | 100 | 0.09 | OH | AC | 138 | 138 | 795 | ACSR | Single | 2 | 1 | Wood, H-frame | 219.96
11269 | Lower Colorado River Authority | 190 | Mendoza | Wolf Lane | 100 | 6.6 | OH | AC | 138 | 138 | 795 | ACSR | Single | 2 | 1 | Steel Pole | 219.96
11269 | Lower Colorado River Authority | 191 | Mendoza | Wolf Lane | 100 | 1.07 | OH | AC | 138 | 138 | 795 | ACSR | Single | 2 | 1 | Steel Pole | 219.96
11269 | Lower Colorado River Authority | 192 | Mendoza | Wolf Lane | 100 | 0.16 | OH | AC | 138 | 138 | 795 | ACSR | Single | 2 | 1 | Steel Pole | 219.96
11269 | Lower Colorado River Authority | 193 | Highway 9 | CITGO North Oak | 100 | 1.6 | OH | AC | 138 | 138 | 795 | ACSR | Double | 1 | 2 | Concrete Pole | 439.92
11269 | Lower Colorado River Authority | 194 | Plum | Flatonia | 100 | 18.7 | OH | AC | 138 | 138 | 40 | ACSR | Double | 1 | 2 | Steel, H-frame | 189.36
11269 | Lower Colorado River Authority | 195 | Winchester | Plum | 100 | 7.19 | OH | AC | 138 | 138 | 40 | ACSR | Double | 1 | 2 | Steel, Lattice | 189.36
11269 | Lower Colorado River Authority | 196 | Kerrville Stadium | Hunt | 100 | 0.11 | OH | AC | 138 | 138 | 336 | ACSR | Double | 2 | 2 | Steel, Lattice | 127.59
11269 | Lower Colorado River Authority | 197 | Kerrville Stadium | Hunt | 100 | 0.25 | OH | AC | 138 | 138 | 336 | ACSR | Single | 2 | 1 | Steel, Lattice | 127.59
11269 | Lower Colorado River Authority | 198 | Kerrville Stadium | Hunt | 100 | 1.22 | OH | AC | 138 | 138 | 336 | ACSR | Double | 1 | 2 | Steel, Lattice | 127.59
11269 | Lower Colorado River Authority | 199 | Turtle Crk. | Hunt | 100 | 0.33 | OH | AC | 138 | 138 | 336 | ACSR | Single | 1 | 1 | Steel Pole | 127.59
11269 | Lower Colorado River Authority | 200 | Turtle Crk. | Hunt | 100 | 8.89 | OH | AC | 138 | 138 | 336 | ACSR | Single | 1 | 1 | Steel, H-frame | 127.59
11269 | Lower Colorado River Authority | 201 | Turtle Crk. | Hunt | 100 | 2.38 | OH | AC | 138 | 138 | 336 | ACSR | Single | 1 | 1 | Steel Pole | 127.59
11269 | Lower Colorado River Authority | 202 | Turtle Crk. | Hunt | 100 | 1.25 | OH | AC | 138 | 138 | 336 | ACSR | Single | 1 | 1 | Wood , H-frame | 127.59
11269 | Lower Colorado River Authority | 203 | Turtle Creek | Rim Rock | 100 | 0.3 | OH | AC | 138 | 138 | 336 | ACSR | Single | 1 | 1 | Steel Pole | 127.59
11269 | Lower Colorado River Authority | 204 | Turtle Creek | Rim Rock | 100 | 3.21 | OH | AC | 138 | 138 | 336 | ACSR | Single | 1 | 1 | Steel Pole | 127.59
11269 | Lower Colorado River Authority | 205 | Turtle Creek | Rim Rock | 100 | 1.8 | OH | AC | 138 | 138 | 336 | ACSR | Single | 1 | 1 | Steel Pole | 127.59
11269 | Lower Colorado River Authority | 206 | Turtle Creek | Rim Rock | 100 | 2.07 | OH | AC | 138 | 138 | 336 | ACSR | Single | 1 | 1 | Steel Pole | 127.59
11269 | Lower Colorado River Authority | 207 | Turtle Creek | Rim Rock | 100 | 0.25 | OH | AC | 138 | 138 | 336 | ACSR | Single | 1 | 1 | Single Circuit, Wood | 127.59
11269 | Lower Colorado River Authority | 208 | Harper Road | Hunt | 100 | 4.92 | OH | AC | 138 | 138 | 336 | ACSR | Single | 1 | 1 | Steel Pole | 127.59
11269 | Lower Colorado River Authority | 209 | Harper Road | Hunt | 100 | 6.39 | OH | AC | 138 | 138 | 336 | ACSR | Double | 1 | 2 | Steel, Lattice | 127.59
11269 | Lower Colorado River Authority | 210 | Harper Road | Hunt | 100 | 1.35 | OH | AC | 138 | 138 | 336 | ACSR | Single | 1 | 1 | Steel, H-frame | 127.59
11269 | Lower Colorado River Authority | 211 | Harper Road | Hunt | 100 | 0.52 | OH | AC | 138 | 138 | 336 | ACSR | Single | 1 | 1 | Steel Pole | 127.59
11269 | Lower Colorado River Authority | 212 | Buchanan | Lampasas | 100 | 0.01 | OH | AC | 138 | 138 | 336 | ACSR | Single | 1 | 1 | Steel Box | 127.59
11269 | Lower Colorado River Authority | 213 | Buchanan | Lampasas | 100 | 17.32 | OH | AC | 138 | 138 | 336 | ACSR | Single | 1 | 1 | Wood, H-frame | 127.59
11269 | Lower Colorado River Authority | 214 | Buchanan | Lampasas | 100 | 3.22 | OH | AC | 138 | 138 | 336 | ACSR | Single | 1 | 1 | Wood, H-frame | 127.59
11269 | Lower Colorado River Authority | 215 | Buchanan | Lampasas | 100 | 1.5 | OH | AC | 138 | 138 | 336 | ACSR | Single | 1 | 1 | Wood, H-frame | 127.59
11269 | Lower Colorado River Authority | 216 | Buchanan | Lampasas | 100 | 4.08 | OH | AC | 138 | 138 | 336 | ACSR | Single | 1 | 1 | Wood, H-frame | 127.59
11269 | Lower Colorado River Authority | 217 | Buchanan | Lampasas | 100 | 0.15 | OH | AC | 138 | 138 | 795 | ACSR | Double | 1 | 2 | Steel, Lattice | 439.92
11269 | Lower Colorado River Authority | 218 | Buchanan | Lampasas | 100 | 1.18 | OH | AC | 138 | 138 | 795 | ACSR | Single | 2 | 1 | Steel, H-frame | 219.96
11269 | Lower Colorado River Authority | 219 | Burnet | Lampasas | 100 | 1.18 | OH | AC | 138 | 138 | 795 | ACSR | Double | 2 | 2 | Wood, H-frame | 219.96
11269 | Lower Colorado River Authority | 220 | Flatonia | Halletsville | 100 | 0.32 | OH | AC | 138 | 138 | 336 | ACSR | Single | 2 | 1 | Wood, H-frame | 127.59
11269 | Lower Colorado River Authority | 221 | Flatonia | Halletsville | 100 | 15.39 | OH | AC | 138 | 138 | 336 | ACSR | Single | 1 | 1 | Wood, H-frame | 127.59
11269 | Lower Colorado River Authority | 222 | Halletsville | Yoakum | 100 | 8.26 | OH | AC | 138 | 138 | 336 | ACSR | Single | 1 | 1 | Wood, H-frame | 127.59
11269 | Lower Colorado River Authority | 223 | Halletsville | Yoakum | 100 | 5.91 | OH | AC | 138 | 138 | 336 | ACSR | Single | 1 | 1 | Wood, H-frame | 127.59
11269 | Lower Colorado River Authority | 224 | Halletsville | Yoakum | 100 | 1.86 | OH | AC | 138 | 138 | 336 | ACSR | Double | 1 | 2 | Steel, Lattice | 127.59
11269 | Lower Colorado River Authority | 225 | Comal | Freitheit Rd | 100 | 0.99 | OH | AC | 138 | 138 | 336 | ACSR | Single | 1 | 1 | Wood, H-frame | 127.59
11269 | Lower Colorado River Authority | 226 | Comal | Freitheit Rd | 100 | 2.56 | OH | AC | 138 | 138 | 336 | ACSR | Single | 1 | 1 | Wood, H-frame | 127.59
11269 | Lower Colorado River Authority | 227 | Freiheit Rd | Seguin | 100 | 0.9 | OH | AC | 138 | 138 | 336 | ACSR | Single | 1 | 1 | Wood, H-frame | 127.59
11269 | Lower Colorado River Authority | 228 | Freiheit Rd | Seguin | 100 | 7.93 | OH | AC | 138 | 138 | 336 | ACSR | Double | 1 | 2 | Steel Pole | 127.59
11269 | Lower Colorado River Authority | 229 | Freiheit Rd | Seguin | 100 | 0.21 | OH | AC | 138 | 138 | 795 | ACSR | Double | 2 | 2 | Steel Pole | 219.96
11269 | Lower Colorado River Authority | 230 | Freiheit Rd | Seguin | 100 | 0.21 | OH | AC | 138 | 138 | 795 | ACSR | Double | 2 | 2 | Steel Pole | 219.96
11269 | Lower Colorado River Authority | 231 | Freiheit Rd | Seguin | 100 | 2.49 | OH | AC | 138 | 138 | 795 | ACSR | Single | 2 | 1 | Wood, H-frame | 219.96
11269 | Lower Colorado River Authority | 232 | Zorn | Luling | 100 | 12.67 | OH | AC | 138 | 138 | 336 | ACSR | Single | 1 | 1 | Wood, H-frame | 127.59
11269 | Lower Colorado River Authority | 233 | Zorn | Luling | 100 | 5.17 | OH | AC | 138 | 138 | 336 | ACSR | Single | 1 | 1 | Wood, H-frame | 127.59
11269 | Lower Colorado River Authority | 234 | Zorn | Seguin | 100 | 3.77 | OH | AC | 138 | 138 | 795 | ACSR | Double | 1 | 2 | Steel, Lattice | 219.96
11269 | Lower Colorado River Authority | 235 | Bellville South | Waller | 100 | 0.64 | OH | AC | 138 | 138 | 795 | ACSR | Single | 1 | 1 | Steel, Lattice | 219.96
11269 | Lower Colorado River Authority | 236 | Bellville South | Waller | 100 | 11.8 | OH | AC | 138 | 138 | 795 | ACSR | Single | 1 | 1 | Steel, Lattice | 219.96
11269 | Lower Colorado River Authority | 237 | Bellville South | Waller | 100 | 3.32 | OH | AC | 138 | 138 | 795 | ACSR | Single | 1 | 1 | Wood, H-frame | 219.96
11269 | Lower Colorado River Authority | 238 | Mountain Top | Paleface | 100 | 8.63 | OH | AC | 138 | 138 | 336 | ACSR | Single | 1 | 1 | Wood, H-frame | 82.5
11269 | Lower Colorado River Authority | 239 | Mountain Top | Paleface | 100 | 5.28 | OH | AC | 138 | 138 | 336 | ACSR | Single | 1 | 1 | Wood, H-frame | 82.5
11269 | Lower Colorado River Authority | 240 | Mountain Top | Paleface | 100 | 1.69 | OH | AC | 138 | 138 | 336 | ACSR | Single | 1 | 1 | Wood, H-frame | 82.5
11269 | Lower Colorado River Authority | 241 | Mountain Top | Paleface | 100 | 6.16 | OH | AC | 138 | 138 | 336 | ACSR | Single | 1 | 1 | Wood, H-frame | 82.5
11269 | Lower Colorado River Authority | 242 | Mountain Top | Paleface | 100 | 0.09 | OH | AC | 138 | 138 | 795 | ACSR | Double | 1 | 2 | Wood, H-frame | 138.22
11269 | Lower Colorado River Authority | 243 | Kendall | Mountain Top | 100 | 0.04 | OH | AC | 138 | 138 | 795 | ACSR | Single | 1 | 1 | Wood, H-frame | 138.22
11269 | Lower Colorado River Authority | 244 | Kendall | Mountain Top | 100 | 35.54 | OH | AC | 138 | 138 | 336 | ACSR | Single | 1 | 1 | Wood, H-frame | 82.5
11269 | Lower Colorado River Authority | 245 | Kendall | Mountain Top | 100 | 0.05 | OH | AC | 138 | 138 | 336 | ACSR | Single | 1 | 1 | Wood, H-frame | 82.5
11269 | Lower Colorado River Authority | 246 | Kendall | Kerrville Stadium | 100 | 1.02 | OH | AC | 138 | 138 | 795 | ACSR | Double | 2 | 2 | Steel, Lattice | 176.7
11269 | Lower Colorado River Authority | 247 | Comfort | Lcra Cico | 100 | 1 | OH | AC | 138 | 138 | 795 | ACSR | Double | 2 | 2 | Steel, Lattice | 219.96
11269 | Lower Colorado River Authority | 248 | Comfort | LCRA CICO | 100 | 16.04 | OH | AC | 138 | 138 | 795 | ACSR | Single | 2 | 1 | Wood, H-frame | 219.96
11269 | Lower Colorado River Authority | 249 | Kendall | Comfort | 100 | 1.02 | OH | AC | 138 | 138 | 795 | ACSR | Double | 2 | 2 | Steel, Lattice | 219.96
11269 | Lower Colorado River Authority | 250 | LCRA CICO | CPS Tie | 100 | 4.04 | OH | AC | 138 | 138 | 795 | ACSR | Double | 1 | 2 | Steel, Lattice | 219.96
11269 | Lower Colorado River Authority | 251 | Comfort | Verde Creek | 100 | 1.06 | OH | AC | 138 | 138 | 336 | ACSR | Double | 2 | 2 | Steel, Lattice | 103.66
11269 | Lower Colorado River Authority | 252 | Comfort | Verde Creek | 100 | 6.41 | OH | AC | 138 | 138 | 336 | ACSR | Double | 2 | 2 | Steel, Lattice | 103.66
11269 | Lower Colorado River Authority | 253 | Comfort | Verde Creek | 100 | 5.87 | OH | AC | 138 | 138 | 336 | ACSR | Double | 2 | 2 | Steel, Lattice | 103.66
11269 | Lower Colorado River Authority | 254 | Kendall | Kerrville Stadium | 100 | 1.02 | OH | AC | 138 | 138 | 336 | ACSR | Double | 2 | 2 | Steel, lattice | 103.66
11269 | Lower Colorado River Authority | 255 | Kendall | Kerrville Stadium | 100 | 6.45 | OH | AC | 138 | 138 | 336 | ACSR | Double | 2 | 2 | Steel, Lattice | 103.66
11269 | Lower Colorado River Authority | 256 | Kendall | Lerrville Stadium | 100 | 8.2 | OH | AC | 138 | 138 | 336 | ACSR | Single | 2 | 1 | Wood, H-frame | 103.66
11269 | Lower Colorado River Authority | 257 | Verde Creek | Kerrville Stadium | 100 | 5.87 | OH | AC | 138 | 138 | 336 | ACSR | Double | 2 | 2 | Steel, Lattice | 103.66
11269 | Lower Colorado River Authority | 258 | Verde Creek | Kerrville Stadium | 100 | 8.2 | OH | AC | 138 | 138 | 336 | ACSR | Single | 2 | 1 | Steel, Lattice | 103.66
11269 | Lower Colorado River Authority | 259 | Goldthwaite | Lampsas | 100 | 17.25 | OH | AC | 138 | 138 | 336 | ACSR | Single | 1 | 1 | Wood, H-frame | 127.59
11269 | Lower Colorado River Authority | 260 | Goldthwaite | Lampsas | 100 | 2.1 | OH | AC | 138 | 138 | 336 | ACSR | Single | 1 | 1 | Wood, H-frame | 127.59
11269 | Lower Colorado River Authority | 261 | Goldthwaite | Lampsas | 100 | 4.54 | OH | AC | 138 | 138 | 336 | ACSR | Single | 1 | 1 | Wood, H-frame | 127.59
11269 | Lower Colorado River Authority | 262 | Sim Gideon | Winchester | 100 | 18.23 | OH | AC | 138 | 138 | 795 | ACSR | Double | 1 | 2 | Steel, Lattice | 192.53
11269 | Lower Colorado River Authority | 263 | Sim Gideon | Winchester | 100 | 1.99 | OH | AC | 138 | 138 | 795 | ACSR | Double | 1 | 2 | Steel, Lattice | 192.53
11269 | Lower Colorado River Authority | 264 | Sim Gideon | Winchester | 100 | 0.64 | OH | AC | 138 | 138 | 795 | ACSR | Double | 1 | 2 | Steel, Lattice | 192.53
11269 | Lower Colorado River Authority | 265 | Wolf Lane | Sim Gideon | 100 | 4.42 | OH | AC | 138 | 138 | 795 | ACSR | Triple | 2 | 3 | Steel, H-frame | 192.53
11269 | Lower Colorado River Authority | 266 | Sim Gideon | Lockhart | 100 | 4.42 | OH | AC | 138 | 138 | 795 | ACSR | Double | 2 | 2 | Steel, Lattice | 219.96
11269 | Lower Colorado River Authority | 267 | Sim Gideon | Smithville | 100 | 0.22 | OH | AC | 138 | 138 | 795 | ACSR | Double | 1 | 2 | Steel, Lattice | 219.96
11269 | Lower Colorado River Authority | 268 | Sim Gideon | Smithville | 100 | 0.3 | OH | AC | 138 | 138 | 795 | ACSR | Triple | 2 | 3 | Steel, H-frame | 219.96
11269 | Lower Colorado River Authority | 269 | Sim Gideon | Smithville | 100 | 2.28 | OH | AC | 138 | 138 | 795 | ACSR | Single | 2 | 1 | Steel Pole | 219.96
11269 | Lower Colorado River Authority | 270 | Cedar Hills | Sim Gideon | 100 | 2.28 | OH | AC | 138 | 138 | 795 | ACSR | Double | 2 | 2 | Steel, Lattice | 219.96
11269 | Lower Colorado River Authority | 271 | Cedar Hills | Sim Gideon | 100 | 0.3 | OH | AC | 138 | 138 | 795 | ACSR | Single | 2 | 1 | Steel, Lattice | 219.96
11269 | Lower Colorado River Authority | 272 | Cedar Hills | Sim Gideon | 100 | 0.25 | OH | AC | 138 | 138 | 795 | ACSR | Single | 1 | 1 | Steel, H-frame | 219.96
11269 | Lower Colorado River Authority | 273 | Sim Gideon | Lockhart | 100 | 4.15 | OH | AC | 138 | 138 | 795 | ACSR | Single | 1 | 1 | Wood, H-frame | 219.96
11269 | Lower Colorado River Authority | 274 | Sim Gideon | Lockhart | 100 | 3.04 | OH | AC | 138 | 138 | 795 | ACSR | Single | 1 | 1 | Wood, H-frame | 219.96
11269 | Lower Colorado River Authority | 275 | Sim Gideon | Lockhart | 100 | 5.68 | OH | AC | 138 | 138 | 795 | ACSR | Single | 1 | 1 | Wood, H-frame | 219.96
11269 | Lower Colorado River Authority | 276 | Sim Gideon | Lockhart | 100 | 8.42 | OH | AC | 138 | 138 | 795 | ACSR | Double | 1 | 2 | Steel, Lattice | 219.96
11269 | Lower Colorado River Authority | 277 | Sim Gideon | Lockhart | 100 | 3.35 | OH | AC | 138 | 138 | 795 | ACSR | Single | 1 | 1 | Wood, H-frame | 219.96
11269 | Lower Colorado River Authority | 278 | Sim Gideon | Lockhart | 100 | 5.72 | OH | AC | 138 | 138 | 795 | ACSR/SD | Single | 2 | 1 | Wood, H-frame | 219.32
11269 | Lower Colorado River Authority | 279 | Luling | Lockhart | 100 | 0.24 | OH | AC | 138 | 138 | 795 | ACSR | Single | 1 | 1 | Wood, H-frame | 219.96
11269 | Lower Colorado River Authority | 280 | Luling | Lockhart | 100 | 4.63 | OH | AC | 138 | 138 | 927 | AAC | Single | 1 | 1 | Wood, H-frame | 321.27
11269 | Lower Colorado River Authority | 281 | Luling | Lockhart | 100 | 6.3 | OH | AC | 138 | 138 | 795 | ACSR | Double | 1 | 2 | Steel, Lattice | 138.22
11269 | Lower Colorado River Authority | 282 | Luling | Lockhart | 100 | 5.72 | OH | AC | 138 | 138 | 795 | ACSR/SD | Double | 2 | 2 | Steel, Lattice | 219.32
11269 | Lower Colorado River Authority | 283 | Winchester | Salem | 100 | 5.86 | OH | AC | 138 | 138 | 795 | ACSR | Single | 1 | 1 | Wood, H-frame | 219.96
11269 | Lower Colorado River Authority | 284 | Winchester | Salem | 100 | 4.1 | OH | AC | 138 | 138 | 795 | ACSR | Single | 1 | 1 | Wood, H-frame | 219.96
11269 | Lower Colorado River Authority | 285 | Winchester | Salem | 100 | 11.6 | OH | AC | 138 | 138 | 795 | ACSR | Single | 1 | 1 | Wood, H-frame | 219.96
11269 | Lower Colorado River Authority | 286 | Winchester | Salem | 100 | 13.18 | OH | AC | 138 | 138 | 795 | ACSR | Double | 1 | 2 | Steel, Lattice | 219.96
11269 | Lower Colorado River Authority | 287 | Smithville | Winchester | 100 | 3.91 | OH | AC | 138 | 138 | 336 | ACSR | Single | 1 | 1 | Wood, H-frame | 127.59
11269 | Lower Colorado River Authority | 288 | Smithville | Winchester | 100 | 8.17 | OH | AC | 138 | 138 | 336 | ACSR | Single | 1 | 1 | Wood, H-frame | 127.59
11269 | Lower Colorado River Authority | 289 | Smithville | Winchester | 100 | 1.85 | OH | AC | 138 | 138 | 336 | ACSR | Double | 1 | 2 | Wood, H-frame | 127.59
11269 | Lower Colorado River Authority | 290 | Sim Gideon | Austrop | 100 | 2.63 | OH | AC | 138 | 138 | 795 | ACSR | Double | 2 | 2 | Steel, Lattice | 219.96
11269 | Lower Colorado River Authority | 291 | Sim Gideon | Austrop | 100 | 12 | OH | AC | 138 | 138 | 795 | ACSR | Double | 2 | 2 | Steel, Lattic | 219.96
11269 | Lower Colorado River Authority | 292 | Sim Gideon | Austrop | 100 | 1 | OH | AC | 138 | 138 | 795 | ACSR | Double | 2 | 2 | Steel, Lattice | 219.96
11269 | Lower Colorado River Authority | 293 | Sim Gideon | Bastrop | 100 | 2.63 | OH | AC | 138 | 138 | 795 | ACSR | Double | 2 | 2 | Steel, Lattice | 219.96
11269 | Lower Colorado River Authority | 294 | Sim Gideon | Bastrop | 100 | 0.99 | OH | AC | 138 | 138 | 795 | ACSR | Triple | 2 | 3 | Steel, H-frame | 219.96
11269 | Lower Colorado River Authority | 295 | Sim Gideon | Bastrop | 100 | 0.54 | OH | AC | 138 | 138 | 795 | ACSR | Double | 3 | 2 | Steel, Lattice | 219.96
11269 | Lower Colorado River Authority | 296 | Bastrop | Austrop | 100 | 0.54 | OH | AC | 138 | 138 | 795 | ACSR | Double | 3 | 2 | Steel, Lattice | 219.96
11269 | Lower Colorado River Authority | 297 | Bastrop | Austrop | 100 | 0.99 | OH | AC | 138 | 138 | 795 | ACSR | Double | 2 | 2 | Steel, Lattice | 219.96
11269 | Lower Colorado River Authority | 298 | Bastrop | Austrop | 100 | 12.01 | OH | AC | 138 | 138 | 795 | ACSR | Double | 2 | 2 | Steel, Lattice | 219.96
11269 | Lower Colorado River Authority | 299 | Bastrop | Austrop | 100 | 0.99 | OH | AC | 138 | 138 | 795 | ACSR | Double | 2 | 2 | Steel, Lattice | 219.96
11269 | Lower Colorado River Authority | 300 | Sim Gideon | Winchester | 100 | 10.71 | OH | AC | 138 | 138 | 336 | ACSR | Single | 1 | 1 | Wood, H-frame | 255.19
11269 | Lower Colorado River Authority | 301 | Sim Gideon | Winchester | 100 | 9.3 | OH | AC | 138 | 138 | 795 | ACSR | Single | 2 | 1 | Wood, H-frame | 219.96
11269 | Lower Colorado River Authority | 302 | Sim Gideon | Winchester | 100 | 0.47 | OH | AC | 138 | 138 | 336 | ACSR | Single | 1 | 1 | Wood, H-frame | 255.19
11269 | Lower Colorado River Authority | 303 | Sim Gideon | Winchester | 100 | 3.4 | OH | AC | 138 | 138 | 336 | ACSR | Single | 1 | 1 | Wood, H-frame | 255.19
11269 | Lower Colorado River Authority | 304 | Sim Gideon | Winchester | 100 | 0.48 | OH | AC | 138 | 138 | 336 | ACSR | Single | 1 | 1 | Wood, H-frame | 255.19
11269 | Lower Colorado River Authority | 305 | Sim Gideon | Winchester | 100 | 0.21 | OH | AC | 138 | 138 | 336 | ACSR | Single | 1 | 1 | Wood, H-frame | 255.19
11269 | Lower Colorado River Authority | 306 | Sim Gideon | Winchester | 100 | 0.11 | OH | AC | 138 | 138 | 795 | ACSR | Double | 1 | 2 | Steel, Lattice | 219.96
11269 | Lower Colorado River Authority | 307 | Elgin | Sim Gideon | 100 | 9.3 | OH | AC | 138 | 138 | 795 | ACSR | Single | 2 | 1 | Wood, H-frame | 219.96
11269 | Lower Colorado River Authority | 308 | Gillespie | Kerrville Stadium | 100 | 5.86 | OH | AC | 138 | 138 | 795 | ACSR | Double | 1 | 2 | Steel, Lattice | 219.96
11269 | Lower Colorado River Authority | 309 | Gillespie | Kerrville Stadium | 100 | 15.51 | OH | AC | 138 | 138 | 795 | ACSR | Single | 1 | 1 | Wood, H-frame | 219.96
11269 | Lower Colorado River Authority | 310 | Gillespie | Kerrville Stadium | 100 | 1.16 | OH | AC | 138 | 138 | 795 | ACSR | Single | 1 | 1 | Wood, H-frame | 219.96
11269 | Lower Colorado River Authority | 311 | Gillespie | Kerrville Stadium | 100 | 0.25 | OH | AC | 138 | 138 | 795 | ACSR | Triple | 2 | 3 | Steel, Lattice | 219.96
11269 | Lower Colorado River Authority | 312 | Gillespie | Kerrville Stadium | 100 | 0.11 | OH | AC | 138 | 138 | 795 | ACSR | Single | 2 | 1 | Wood, H-frame | 219.96
11269 | Lower Colorado River Authority | 313 | Giddings | Deanville | 100 | 17.37 | OH | AC | 138 | 138 | 795 | ACSR | Single | 1 | 1 | Steel, Lattice | 219.96
11269 | Lower Colorado River Authority | 314 | Giddings | Deanville | 100 | 0.37 | OH | AC | 138 | 138 | 795 | ACSR | Single | 1 | 1 | Wood, H-frame | 219.96
11269 | Lower Colorado River Authority | 315 | Fayetteville | Glidden | 100 | 10.02 | OH | AC | 138 | 138 | 795 | ACSR | Double | 1 | 1 | Steel, Lattice | 219.96
11269 | Lower Colorado River Authority | 316 | Fayetteville | Glidden | 100 | 2.95 | OH | AC | 138 | 138 | 795 | ACSR | Single | 2 | 1 | Wood, H-frame | 219.96
11269 | Lower Colorado River Authority | 317 | Fayetteville | Glidden | 100 | 3.15 | OH | AC | 138 | 138 | 795 | ACSR | Single | 1 | 1 | Wood, H-frame | 219.96
11269 | Lower Colorado River Authority | 318 | Fayetteville | Glidden | 100 | 3.85 | OH | AC | 138 | 138 | 795 | ACSR | Single | 1 | 1 | Wood, H-frame | 219.96
11269 | Lower Colorado River Authority | 319 | Pisek | Salem | 100 | 2.95 | OH | AC | 138 | 138 | 795 | ACSR | Single | 2 | 1 | Concrete Pole | 219.96
11269 | Lower Colorado River Authority | 320 | Pisek | Salem | 100 | 3.35 | OH | AC | 138 | 138 | 795 | ACSR | Single | 1 | 1 | Concrete Pole | 219.96
11269 | Lower Colorado River Authority | 321 | Pisek | Salem | 100 | 1.88 | OH | AC | 138 | 138 | 795 | ACSR | Single | 1 | 1 | Concrete Pole | 219.96
11269 | Lower Colorado River Authority | 322 | Yoakum-Gartner | Cuero | 100 | 13.84 | OH | AC | 138 | 138 | 795 | ACSR | Single | 1 | 1 | Wood, H-frame | 219.96
11269 | Lower Colorado River Authority | 323 | Zorn | Henne | 100 | 2.22 | OH | AC | 138 | 138 | 795 | ACSR | Double | 2 | 2 | Steel, Lattice | 219.96
11269 | Lower Colorado River Authority | 324 | Ferguson | Buchanan | 100 | 2.06 | OH | AC | 138 | 138 | 795 | ACSR | Double | 2 | 2 | Steel, Lattice | 219.96
11269 | Lower Colorado River Authority | 325 | Ferguson | Buchanan | 100 | 1.92 | OH | AC | 138 | 138 | 795 | ACSR | Double | 2 | 2 | Steel, Lattice | 219.96
11269 | Lower Colorado River Authority | 326 | Ferguson | Buchanan | 100 | 1.96 | OH | AC | 138 | 138 | 795 | ACSR | Single | 2 | 1 | Steel, H-frame | 219.96
11269 | Lower Colorado River Authority | 327 | Ferguson | Wink | 100 | 2.06 | OH | AC | 138 | 138 | 795 | ACSR | Double | 2 | 2 | Steel, Lattice | 219.96
11269 | Lower Colorado River Authority | 328 | Ferguson | Wink | 100 | 1.92 | OH | AC | 138 | 138 | 795 | ACSR | Double | 2 | 2 | Steel, Lattice | 219.96
11269 | Lower Colorado River Authority | 329 | Wirtz | Burnet | 100 | 1.96 | OH | AC | 138 | 138 | 795 | ACSR | Single | 2 | 1 | Wood, H-frame | 219.96
11269 | Lower Colorado River Authority | 330 | Wirtz | Burnet | 100 | 12.47 | OH | AC | 138 | 138 | 795 | ACSR | Double | 1 | 2 | Steel, Lattice | 219.96
11269 | Lower Colorado River Authority | 331 | Ferguson | Gillespie | 100 | 2.73 | OH | AC | 138 | 138 | 795 | ACSR | Double | 2 | 2 | Steel, Lattice | 176.7
11269 | Lower Colorado River Authority | 332 | Ferguson | Gillespie | 100 | 13.74 | OH | AC | 138 | 138 | 795 | ACSR | Double | 2 | 2 | Steel, Lattice | 176.7
11269 | Lower Colorado River Authority | 333 | Ferguson | Gillespie | 100 | 22.69 | OH | AC | 138 | 138 | 795 | ACSR | Double | 2 | 2 | Steel, Lattice | 176.7
11269 | Lower Colorado River Authority | 334 | Ferguson | Gillespie | 100 | 2.73 | OH | AC | 138 | 138 | 795 | ACSR | Double | 2 | 2 | Steel, Lattice | 176.7
11269 | Lower Colorado River Authority | 335 | Ferguson | Gillespie | 100 | 13.77 | OH | AC | 138 | 138 | 795 | ACSR | Double | 2 | 2 | Steel, Lattice | 176.7
11269 | Lower Colorado River Authority | 336 | Ferguson | Gillespie | 100 | 22.66 | OH | AC | 138 | 138 | 795 | ACSR | Double | 2 | 2 | Steel, Lattice | 176.7
11269 | Lower Colorado River Authority | 337 | Ferguson | Wink | 100 | 2.06 | OH | AC | 138 | 138 | 795 | ACSR | Double | 2 | 2 | Steel, Lattice | 219.96
11269 | Lower Colorado River Authority | 338 | Ferguson | Wink | 100 | 1.98 | OH | AC | 138 | 138 | 795 | ACSR | Single | 2 | 1 | Wood, H-frame | 219.96
11269 | Lower Colorado River Authority | 339 | Wirtz | Paleface | 100 | 1.96 | OH | AC | 138 | 138 | 795 | ACSR | Double | 2 | 2 | Steel, Lattice | 219.96
11269 | Lower Colorado River Authority | 340 | Granite Mountain | Ferguson | 100 | 2.07 | OH | AC | 138 | 138 | 795 | ACSR | Double | 2 | 2 | Steel, Lattice | 219.96
11269 | Lower Colorado River Authority | 341 | Granite Mountain | Ferguson | 100 | 1.97 | OH | AC | 138 | 138 | 795 | ACSR | Double | 2 | 2 | Steel, Lattice | 219.96
11269 | Lower Colorado River Authority | 342 | Granite Mountain | Gerguson | 100 | 1.96 | OH | AC | 138 | 138 | 795 | ACSR | Double | 2 | 2 | Steel, Lattice | 219.96
11269 | Lower Colorado River Authority | 343 | San Marcos | Hill Top | 100 | 1.02 | OH | AC | 138 | 138 | 927 | AAC | Single | 1 | 1 | Steel Pole | 321.27
11269 | Lower Colorado River Authority | 344 | San Marcos | Hill Top | 100 | 0.82 | OH | AC | 138 | 138 | 927 | AAC | Triple | 1 | 3 | Steel, H-frame | 321.27
11269 | Lower Colorado River Authority | 345 | San Marcos | Hill Top | 100 | 0.23 | OH | AC | 138 | 138 | 927 | AAC | Single | 1 | 1 | Steel Pole | 321.27
11269 | Lower Colorado River Authority | 346 | Hill Top | McCarty Lane | 100 | 6.43 | OH | AC | 138 | 138 | 795 | ACSR | Double | 1 | 2 | Steel, Lattice | 158.87
11269 | Lower Colorado River Authority | 347 | Hill Top | McCarty Lane | 100 | 1.57 | OH | AC | 138 | 138 | 927 | AAC | Single | 1 | 1 | Steel Pole | 321.27
11269 | Lower Colorado River Authority | 348 | Hill Top | McCarty Lane | 100 | 0.74 | OH | AC | 138 | 138 | 927 | AAC | Double | 1 | 2 | Steel, Lattice | 321.27
11269 | Lower Colorado River Authority | 349 | Hill Top | McCarty Lane | 100 | 1.64 | OH | AC | 138 | 138 | 927 | AAC | Double | 1 | 2 | Steel, Lattice | 321.27
11269 | Lower Colorado River Authority | 350 | Zorn | McCarty Lane | 100 | 2.42 | OH | AC | 138 | 138 | 795 | ACSR | Double | 2 | 2 | Steel, Lattice | 219.96
11269 | Lower Colorado River Authority | 351 | Zorn | McCarty Lane | 100 | 1.75 | OH | AC | 138 | 138 | 795 | ACSR | Double | 2 | 2 | Steel, Lattice | 219.96
11269 | Lower Colorado River Authority | 352 | Zorn | McCarty Lane | 100 | 2.42 | OH | AC | 138 | 138 | 795 | ACSR | Double | 2 | 2 | Steel, Lattice | 219.96
11269 | Lower Colorado River Authority | 353 | Zorn | McCarty Lane | 100 | 1.75 | OH | AC | 138 | 138 | 795 | ACSR | Double | 2 | 2 | Steel, Lattice | 219.96
11269 | Lower Colorado River Authority | 354 | Zorn | McCarty Lane | 100 |  | OH | AC | 138 | 138 | 795 | ACSR | Double | 2 | 2 | Steel, Lattice | 219.96
11269 | Lower Colorado River Authority | 355 | Zorn | McCarty Lane | 100 | 1.75 | OH | AC | 138 | 138 | 795 | ACSR | Double | 2 | 2 | Steel, Lattice | 219.96
11269 | Lower Colorado River Authority | 356 | Zorn | Luling | 100 | 9.4 | OH | AC | 138 | 138 | 795 | ACSR | Single | 2 | 1 | Wood, H-frame | 219.96
11269 | Lower Colorado River Authority | 357 | Zorn | Seguin | 100 | 9.4 | OH | AC | 138 | 138 | 795 | ACSR | Single | 2 | 1 | Wood, H-frame | 219.96
11269 | Lower Colorado River Authority | 358 | Zorn | Henne | 100 | 1.5 | OH | AC | 138 | 138 | 795 | ACSR | Double | 2 | 2 | Steel, Lattice | 219.96
11269 | Lower Colorado River Authority | 359 | Zorn | Henne | 100 | 1.2 | OH | AC | 138 | 138 | 795 | ACSR | Double | 2 | 2 | Steel, Lattice | 219.96
11269 | Lower Colorado River Authority | 360 | Zorn | Henne | 100 | 1.22 | OH | AC | 138 | 138 | 795 | ACSR | Double | 2 | 2 | Steel, Lattice | 219.96
11269 | Lower Colorado River Authority | 361 | Zorn | Henne | 100 | 0.33 | OH | AC | 138 | 138 | 795 | ACSR | Double | 2 | 2 | Steel, Lattice | 219.96
11269 | Lower Colorado River Authority | 362 | Zorn | McCarty Lane | 100 | 1.47 | OH | AC | 138 | 138 | 795 | ACSR | Double | 2 | 2 | Steel, Lattice | 219.96
11269 | Lower Colorado River Authority | 363 | Zorn | McCarty Lane | 100 | 1.2 | OH | AC | 138 | 138 | 795 | ACSR | Double | 2 | 2 | Steel, Lattice | 219.96
11269 | Lower Colorado River Authority | 364 | Zorn | McCarty Lane | 100 | 1.22 | OH | AC | 138 | 138 | 795 | ACSR | Double | 2 | 2 | Steel, Lattice | 219.96
11269 | Lower Colorado River Authority | 365 | Zorn | McCarty Lane | 100 | 0.36 | OH | AC | 138 | 138 | 795 | ACSR | Double | 2 | 2 | Steel, Lattice | 219.96
11269 | Lower Colorado River Authority | 366 | McCarty Lane East | Henne | 100 | 2.22 | OH | AC | 138 | 138 | 795 | ACSR | Double | 2 | 2 | Steel, Lattice | 158.87
11269 | Lower Colorado River Authority | 367 | Henne | Comal | 100 | 7.63 | OH | AC | 138 | 138 | 795 | ACSR | Double | 2 | 2 | Steel, Lattice | 158.87
11269 | Lower Colorado River Authority | 368 | Henne | Comal | 100 | 7.63 | OH | AC | 138 | 138 | 795 | ACSR | Double | 2 | 2 | Steel, Lattice | 158.87
11269 | Lower Colorado River Authority | 369 | Ferguson | Pitsburg | 100 | 4.85 | OH | AC | 138 | 138 | 795 | ACSR | Single | 1 | 1 | Wood, H-frame | 219.96
11269 | Lower Colorado River Authority | 370 | Ferguson | Pitsburg | 100 | 20.86 | OH | AC | 138 | 138 | 795 | ACSR | Double | 1 | 2 | Steel, Lattice | 219.96
11269 | Lower Colorado River Authority | 371 | Ferguson | Pitsburg | 100 | 1 | OH | AC | 138 | 138 | 795 | ACSR | Single | 1 | 1 | Wood, H-frame | 219.96
11269 | Lower Colorado River Authority | 372 | Ferguson | Pitsburg | 100 | 0.67 | OH | AC | 138 | 138 | 795 | ACSR | Single | 1 | 1 | Wood, H-frame | 219.96
11269 | Lower Colorado River Authority | 373 | Brenham | Brenham North | 100 | 0.58 | OH | AC | 138 | 138 | 795 | ACSR | Single | 1 | 1 | Wood, H-frame | 219.96
11269 | Lower Colorado River Authority | 374 | Brenham | Brenham North | 100 | 4.74 | OH | AC | 138 | 138 | 795 | ACSR | Double | 1 | 2 | Steel, Lattice | 219.96
11269 | Lower Colorado River Authority | 375 | Brenham | Brenham North | 100 | 1.01 | OH | AC | 138 | 138 | 795 | ACSR | Double | 2 | 2 | Steel, Lattice | 219.96
11269 | Lower Colorado River Authority | 376 | Brenham | Brenham North | 100 | 4.91 | OH | AC | 138 | 138 | 795 | ACSR | Single | 2 | 1 | Wood, H-frame | 219.96
11269 | Lower Colorado River Authority | 377 | Brenham North | Waller | 100 | 4.91 | OH | AC | 138 | 138 | 795 | ACSR | Double | 2 | 2 | Steel, Lattice | 219.96
11269 | Lower Colorado River Authority | 378 | Brenham North | Waller | 100 | 1.01 | OH | AC | 138 | 138 | 795 | ACSR | Single | 2 | 1 | Wood, H-frame | 219.96
11269 | Lower Colorado River Authority | 379 | Brenham North | Waller | 100 | 10.5 | OH | AC | 138 | 138 | 795 | ACSR | Single | 1 | 1 | Wood, H-frame | 219.96
11269 | Lower Colorado River Authority | 380 | Brenham North | Waller | 100 | 4.41 | OH | AC | 138 | 138 | 795 | ACSR | Double | 1 | 2 | Steel, Lattice | 219.96
11269 | Lower Colorado River Authority | 381 | Luling | Gonzales | 100 | 10.26 | OH | AC | 138 | 138 | 795 | ACSR | Single | 1 | 1 | Wood, H-frame | 219.96
11269 | Lower Colorado River Authority | 382 | Gonzales | Cuero | 100 | 17.21 | OH | AC | 138 | 138 | 795 | ACSR | Single | 1 | 1 | Steel, Lattice | 219.96
11269 | Lower Colorado River Authority | 383 | Gonzales | Cuero | 100 | 14.72 | OH | AC | 138 | 138 | 795 | ACSR | Double | 1 | 2 | Steel, Lattice | 219.96
11269 | Lower Colorado River Authority | 384 | Boerne | Kendall | 100 | 10.04 | OH | AC | 138 | 138 | 795 | ACSR/SD | Single | 2 | 1 | Steel, Lattice | 219.96
11269 | Lower Colorado River Authority | 385 | Boerne | Kendall | 100 | 0.11 | OH | AC | 138 | 138 | 927 | AAC | Double | 2 | 2 | Steel, Lattice | 321.27
11269 | Lower Colorado River Authority | 386 | Boerne | Kendall | 100 | 2.16 | OH | AC | 138 | 138 | 795 | ACSR/SD | Double | 2 | 2 | Steel, Lattice | 219.32
11269 | Lower Colorado River Authority | 387 | Boerne | Kendall | 100 | 0.16 | OH | AC | 138 | 138 | 795 | ACSR/SD | Single | 1 | 1 | Steel, Lattice | 219.32
11269 | Lower Colorado River Authority | 388 | Boerne | Kendall | 100 | 0.04 | OH | AC | 138 | 138 | 927 | AAC | Double | 1 | 2 | Steel, Lattice | 321.27
11269 | Lower Colorado River Authority | 389 | Boerne | Kendall | 100 | 7.25 | OH | AC | 138 | 138 | 795 | ACSR/SD | Double | 2 | 2 | Steel, Lattice | 219.32
11269 | Lower Colorado River Authority | 390 | Henne | Bergheim | 100 | 19.07 | OH | AC | 138 | 138 | 795 | ACSR/SD | Double | 2 | 2 | Steel, Lattice | 219.32
11269 | Lower Colorado River Authority | 391 | Henne | Bergheim | 100 | 7.16 | OH | AC | 138 | 138 | 795 | ACSR/SD | Single | 2 | 1 | Steel, Lattice | 219.32
11269 | Lower Colorado River Authority | 392 | Henne | Bergheim | 100 | 0.14 | OH | AC | 138 | 138 | 927 | AAC | Single | 1 | 1 | Steel, Lattice | 321.27
11269 | Lower Colorado River Authority | 393 | Henne | Bergheim | 100 | 0.02 | OH | AC | 138 | 138 | 927 | AAC | Double | 1 | 2 | Steel, Lattice | 321.27
11269 | Lower Colorado River Authority | 394 | Henne | Bergheim | 100 | 1.25 | OH | AC | 138 | 138 | 795 | ACSR/SD | Double | 1 | 2 | Steel, Lattice | 219.32
11269 | Lower Colorado River Authority | 395 | Henne | Bergheim | 100 | 2.39 | OH | AC | 138 | 138 | 795 | ACSR/SD | Double | 2 | 2 | Steel, Lattice | 219.32
11269 | Lower Colorado River Authority | 396 | Bergheim | Boerne | 100 | 5.84 | OH | AC | 138 | 138 | 795 | ACSR/SD | Double | 2 | 2 | Steel, Lattice | 219.32
11269 | Lower Colorado River Authority | 397 | Bergheim | Boerne | 100 | 0.02 | OH | AC | 138 | 138 | 927 | AAC | Double | 2 | 2 | Steel, Lattice | 321.27
11269 | Lower Colorado River Authority | 398 | Bergheim | Boerne | 100 | 2.16 | OH | AC | 138 | 138 | 795 | ACSR/SD | Double | 2 | 2 | Steel, Lattice | 219.32
11269 | Lower Colorado River Authority | 399 | Bergheim | Boerne | 100 | 3.6 | OH | AC | 138 | 138 | 795 | ACSR/SD | Double | 2 | 2 | Steel, Lattice | 219.32
11269 | Lower Colorado River Authority | 400 | Bergheim | Boerne | 100 | 0.44 | OH | AC | 138 | 138 | 795 | ACSR/SD | Double | 2 | 2 | Steel, Lattice | 219.32
11269 | Lower Colorado River Authority | 401 | Bergheim | Boerne | 100 | 0.11 | OH | AC | 138 | 138 | 927 | AAC | Single | 2 | 1 | Wood, H-frame | 321.27
11269 | Lower Colorado River Authority | 402 | Gillespie | Mason Co Line | 100 | 14.11 | OH | AC | 138 | 138 | 795 | ACSR | Single | 1 | 1 | Wood Pole | 219.96
11269 | Lower Colorado River Authority | 403 | Gabriel | TPL Tie | 100 | 1.26 | OH | AC | 138 | 138 | 795 | ACSR | Double | 2 | 2 | Steel, H-frame | 219.96
11269 | Lower Colorado River Authority | 404 | Gabriel | TPL Tie | 100 | 1.26 | OH | AC | 138 | 138 | 795 | ACSR | Double | 2 | 2 | Steel, Lattice | 219.96
11269 | Lower Colorado River Authority | 405 | Plum | La Grange | 100 | 2.76 | OH | AC | 138 | 138 | 795 | ACSR | Single | 1 | 1 | Wood, H-frame | 219.96
11269 | Lower Colorado River Authority | 406 | Plum | La Grange | 100 | 5.63 | OH | AC | 138 | 138 | 795 | ACSR | Single | 1 | 1 | Wood, H-frame | 219.96
11269 | Lower Colorado River Authority | 407 | FPP 138KV Yard | Fayetteville | 100 | 1.36 | OH | AC | 138 | 138 | 795 | ACSR | Single | 1 | 1 | Wood, H-frame | 219.96
11269 | Lower Colorado River Authority | 408 | FPP 138KV Yard | Fayetteville | 100 | 4.55 | OH | AC | 138 | 138 | 795 | ACSR | Double | 1 | 1 | Steel, Lattice | 219.96
11269 | Lower Colorado River Authority | 409 | FPP 138KV Yard | Fayetteville | 100 | 1.06 | OH | AC | 138 | 138 | 795 | ACSR | Double | 1 | 2 | Steel, Lattice | 219.96
11269 | Lower Colorado River Authority | 410 | La Grange | FPP 138KV Yd | 100 | 5.55 | OH | AC | 138 | 138 | 795 | ACSR | Single | 1 | 1 | Wood, H-frame | 219.96
11269 | Lower Colorado River Authority | 411 | La Grange | FPP 138KV Yd | 100 | 2.35 | OH | AC | 138 | 138 | 795 | ACSR | Single | 1 | 1 | Wood, H-frame | 219.96
11269 | Lower Colorado River Authority | 412 | Round Top Tap | Fayetteville | 100 | 2.41 | OH | AC | 138 | 138 | 795 | ACSR | Single | 1 | 1 | Wood, H-frame | 219.96
11269 | Lower Colorado River Authority | 413 | Round Top Tap | Fayetteville | 100 | 8.78 | OH | AC | 138 | 138 | 795 | ACSR | Double | 1 | 2 | Steel, Lattice | 219.96
11269 | Lower Colorado River Authority | 414 | Flatonia | Glidden | 100 | 6.34 | OH | AC | 138 | 138 | 795 | ACSR | Double | 1 | 2 | Steel Pole | 219.96
11269 | Lower Colorado River Authority | 415 | Flatonia | Glidden | 100 | 0.46 | OH | AC | 138 | 138 | 795 | ACSR/SD | Single | 2 | 1 | Steel, H-frame | 219.32
11269 | Lower Colorado River Authority | 416 | Flatonia | Glidden | 100 | 5.12 | OH | AC | 138 | 138 | 795 | ACSR | Single | 1 | 1 | Steel, H-frame | 219.96
11269 | Lower Colorado River Authority | 417 | Plum | Flatonia | 100 | 0.46 | OH | AC | 138 | 138 | 795 | ACSR/SD | Double | 2 | 2 | Wood, H-frame | 219.32
11269 | Lower Colorado River Authority | 418 | Schulenburg | Glidden | 100 | 6 | OH | AC | 138 | 138 | 795 | ACSR | Single | 1 | 1 | Steel, H-frame | 219.96
11269 | Lower Colorado River Authority | 419 | Schulenburg | Glidden | 100 | 12.83 | OH | AC | 138 | 138 | 795 | ACSR | Single | 1 | 1 | Concrete Pole | 219.96
11269 | Lower Colorado River Authority | 420 | Verde Creek | Turtle Creek | 100 | 10.14 | OH | AC | 138 | 138 | 336 | ACSR | Single | 1 | 1 | Wood, H-frame | 127.59
11269 | Lower Colorado River Authority | 421 | Fayetteville | Salem | 100 | 6.61 | OH | AC | 138 | 138 | 795 | ACSR/SD | Double | 1 | 2 | Steel, Lattice | 219.32
11269 | Lower Colorado River Authority | 422 | Fayetteville | Salem | 100 | 5.48 | OH | AC | 138 | 138 | 795 | ACSR/SD | Double | 1 | 2 | Steel, Lattice | 219.32
11269 | Lower Colorado River Authority | 423 | Fayetteville | Salem | 100 | 7.25 | OH | AC | 138 | 138 | 795 | ACSR/SD | Single | 1 | 1 | Wood, H-frame | 219.32
11269 | Lower Colorado River Authority | 424 | Gillespie | Nimitz | 100 | 0.3 | OH | AC | 138 | 138 | 795 | ACSR | Double | 2 | 2 | Steel, Lattice | 219.96
11269 | Lower Colorado River Authority | 425 | Gillespie | Nimitz | 100 | 0.78 | OH | AC | 138 | 138 | 795 | ACSR | Single | 2 | 1 | Steel, Lattice | 219.96
11269 | Lower Colorado River Authority | 426 | Gillespie | Nimitz | 100 | 1.82 | OH | AC | 138 | 138 | 795 | ACSR | Single | 1 | 1 | Wood, H-frame | 219.96
11269 | Lower Colorado River Authority | 427 | Sheriffs Posse | McQueeney | 100 | 5.65 | OH | AC | 138 | 138 | 795 | ACSR | Single | 1 | 1 | Steel Pole | 219.96
11269 | Lower Colorado River Authority | 428 | Sheriffs Posse | Sheriffs Posse +5 | 100 | 5.68 | OH | AC | 138 | 138 | 20 | CWC | Single | 1 | 1 | Steel Pole | 64.23
11269 | Lower Colorado River Authority | 429 | Parkway | Schertz | 100 | 2.83 | OH | AC | 138 | 138 | 795 | ACSR | Single | 1 | 1 | Wood, H-frame | 219.96
11269 | Lower Colorado River Authority | 430 | Kunitz | Kuniitz Switch | 100 | 27.87 | OH | AC | 138 | 138 | 336 | ACSR | Double | 1 | 2 | Wood, H-frame | 130.65
11269 | Lower Colorado River Authority | 431 | Buttercup | Jollyville | 100 | 3.85 | OH | AC | 138 | 138 | 795 | ACSR | Single | 1 | 1 | Concrete Pole | 439.92
11269 | Lower Colorado River Authority | 432 | FPP 138KV Yard | FPP Unit 1 & 2 Start-up | 100 | 0.21 | OH | AC | 138 | 138 | 795 | AAC | Single | 1 | 1 | Steel, H-frame | 211.86
11269 | Lower Colorado River Authority | 433 | FPP 138KV Yard | FPP Unit 3 & 4 Start-up | 100 | 0.15 | OH | AC | 138 | 138 | 795 | AAC | Single | 1 | 1 | Wood, H-frame | 211.86
11269 | Lower Colorado River Authority | 434 | AE Garfield | Bastrop Clean Energy Switchyar | 100 | 0.05 | OH | AC | 345 | 345 | 795 | ACSR | Single | 1 | 1 | Bundle, Steel | 1099.79
11269 | Lower Colorado River Authority | 435 | AE Garfield | Bastrop Clean Energy Switchyar | 100 | 0.09 | OH | AC | 345 | 345 | 795 | ACSR | Single | 1 | 1 | Bundle,Concrete | 1099.79
11269 | Lower Colorado River Authority | 436 | AE Garfield | Bastrop Clean Energy Switchyar | 100 | 0.09 | OH | AC | 345 | 345 | 795 | ACSR | Single | 1 | 1 | Bundle,Concrete | 1099.79
11269 | Lower Colorado River Authority | 437 | AE Garfield | Bastrop Clean Energy Switchyar | 100 | 0.04 | OH | AC | 345 | 345 | 795 | ACSR | Single | 1 | 1 | Bundle,Concrete | 1099.79
11269 | Lower Colorado River Authority | 438 | AE Garfield | Bastrop Clean Energy Switchyar | 100 | 0.02 | OH | AC | 345 | 345 | 795 | ACSR | Single | 1 | 1 | Bundle,Concrete | 1099.79
11269 | Lower Colorado River Authority | 439 | AE Garfield | Bastrop Clean Energy Switchyar | 100 | 0.02 | OH | AC | 345 | 345 | 795 | ACSR | Single | 1 | 1 | Bundle,Concrete | 1099.79
11269 | Lower Colorado River Authority | 440 | AE Garfield | Bastrop Clean Energy Switchyar | 100 | 0.05 | OH | AC | 345 | 345 | 795 | ACSR | Single | 1 | 1 | Bundle,Concrete | 1099.79
11269 | Lower Colorado River Authority | 441 | AE Garfield | Bastrop Clean Energy Switchyar | 100 | 0.05 | OH | AC | 345 | 345 | 795 | ACSR | Single | 1 | 1 | Bundle,Concrete | 1099.79
11269 | Lower Colorado River Authority | 442 | FPP 345KV Yard 1 | Salem | 100 | 6.4 | OH | AC | 345 | 345 | 795 | ACSR/SD | Double | 1 | 2 | Steel, Lattice | 1096.59
11269 | Lower Colorado River Authority | 443 | FPP 345KV Yard 1 | Salem | 100 | 5.9 | OH | AC | 345 | 345 | 795 | ACSR/SD | Double | 1 | 2 | Steel, Lattice | 1096.59
11269 | Lower Colorado River Authority | 444 | FPP 345KV Yard 1 | Salem | 100 | 6.71 | OH | AC | 345 | 345 | 795 | ACSR/SD | Single | 1 | 1 | Wood, H-frame | 1096.59
11269 | Lower Colorado River Authority | 445 | Austrop | TPL Tie | 100 | 2.71 | OH | AC | 345 | 345 | 795 | ACSR | Double | 2 | 2 | Steel, Lattice | 1099.79
11269 | Lower Colorado River Authority | 446 | Austrop | TPL Tie | 100 | 12.45 | OH | AC | 345 | 345 | 795 | ACSR | Double | 2 | 2 | Steel, Lattice | 1099.79
11269 | Lower Colorado River Authority | 447 | Austrop | TPL Tie | 100 | 2.71 | OH | AC | 345 | 345 | 795 | ACSR | Double | 2 | 2 | Steel, Lattice | 1099.79
11269 | Lower Colorado River Authority | 448 | Austrop | TPL Tie | 100 | 12.45 | OH | AC | 345 | 345 | 795 | ACSR | Double | 2 | 2 | Steel, Lattice | 1099.79
11269 | Lower Colorado River Authority | 449 | Austrop | COA Garfield | 100 | 4.77 | OH | AC | 345 | 345 | 795 | ACSR | Double | 2 | 2 | Steel, Lattice | 1099.79
11269 | Lower Colorado River Authority | 450 | Austrop | COA Garfield | 100 | 3.61 | OH | AC | 345 | 345 | 795 | ACSR | Single | 2 | 1 | Wood, H-frame | 1099.79
11269 | Lower Colorado River Authority | 451 | Austrop | Zorn | 100 | 4.77 | OH | AC | 345 | 345 | 795 | ACSR | Double | 2 | 2 | Steel, Lattice | 1099.79
11269 | Lower Colorado River Authority | 452 | Austrop | Zorn | 100 | 3.61 | OH | AC | 345 | 345 | 795 | ACSR | Double | 2 | 2 | Steel, lattice | 1099.79
11269 | Lower Colorado River Authority | 453 | Austrop | Zorn | 100 | 8.13 | OH | AC | 345 | 345 | 795 | ACSR | Double | 2 | 2 | Steel, Lattice | 1099.79
11269 | Lower Colorado River Authority | 454 | Austrop | Zorn | 100 | 4.21 | OH | AC | 345 | 345 | 795 | ACSR | Double | 2 | 2 | Steel, Lattice | 1099.79
11269 | Lower Colorado River Authority | 455 | Austrop | Zorn | 100 | 15.18 | OH | AC | 345 | 345 | 795 | ACSR | Double | 2 | 2 | Steel, Lattice | 1099.79
11269 | Lower Colorado River Authority | 456 | Austrop | Zorn | 100 | 7.9 | OH | AC | 345 | 345 | 795 | ACSR | Double | 2 | 2 | Wood, H-frame | 1099.79
11269 | Lower Colorado River Authority | 457 | Lytton Springs | Zorn | 100 | 15.19 | OH | AC | 345 | 345 | 795 | ACSR | Double | 2 | 2 | Steel, Lattice | 1099.79
11269 | Lower Colorado River Authority | 458 | Lytton Springs | Zorn | 100 | 7.89 | OH | AC | 345 | 345 | 795 | ACSR | Single | 2 | 1 | Wood, H-frame | 1099.79
11269 | Lower Colorado River Authority | 459 | AE Garfield | Lytton Springs | 100 | 8.24 | OH | AC | 345 | 345 | 795 | ACSR | Double | 2 | 2 | Steel, lattice | 1099.79
11269 | Lower Colorado River Authority | 460 | AE Garfield | Lytton Springs | 100 | 4.1 | OH | AC | 345 | 345 | 795 | ACSR | Single | 2 | 1 | Wood, H-frame | 1099.79
11269 | Lower Colorado River Authority | 461 | FPP 345KV Yard 1 | Fayetteville | 100 | 8.13 | OH | AC | 345 | 345 | 795 | ACSR | Double | 2 | 2 | Steel, Lattice | 1099.79
11269 | Lower Colorado River Authority | 462 | FPP 345KV Yard 1 | Salem | 100 | 8.13 | OH | AC | 345 | 345 | 795 | ACSR | Double | 2 | 2 | Steel, Lattice | 1099.79
11269 | Lower Colorado River Authority | 463 | FPP 345KV Yard 2 | Lytton Springs | 100 | 32.12 | OH | AC | 345 | 345 | 715.5 | ACSR | Double | 1 | 2 | Steel, Lattice | 1043.74
11269 | Lower Colorado River Authority | 464 | FPP 345KV Yard 2 | Lytton Springs | 100 | 21.67 | OH | AC | 345 | 345 | 715.5 | ACSR | Double | 1 | 2 | Steel, Lattice | 1043.74
11269 | Lower Colorado River Authority | 465 | FPP 345KV Yard 2 | Lytton Springs | 100 | 7.39 | OH | AC | 345 | 345 | 715.5 | ACSR | Double | 1 | 2 | Steel, Lattice | 1043.74
11269 | Lower Colorado River Authority | 466 | Zorn | Kendall | 100 | 1.41 | OH | AC | 345 | 345 | 715.5 | ACSR | Double | 1 | 2 | Steel, Lattice | 1043.74
11269 | Lower Colorado River Authority | 467 | Zorn | Kendall | 100 | 1.2 | OH | AC | 345 | 345 | 715.5 | ACSR | Double | 1 | 2 | Steel, Lattice | 1043.74
11269 | Lower Colorado River Authority | 468 | Zorn | Hays Energy Project | 100 | 1.41 | OH | AC | 345 | 345 | 795 | ACSR/SD | Double | 2 | 2 | Steel, Lattice | 1096.59
11269 | Lower Colorado River Authority | 469 | Zorn | Hays Energy Project | 100 | 1.2 | OH | AC | 345 | 345 | 795 | ACSR | Double | 2 | 2 | Steel, Lattice | 1096.59
11269 | Lower Colorado River Authority | 470 | Hays Energy Project | Kendall | 100 | 4.17 | OH | AC | 345 | 345 | 795 | ACSR/SD | Double | 1 | 2 | Steel, Lattice | 1096.59
11269 | Lower Colorado River Authority | 471 | Hays Energy Project | Kendall | 100 | 14.52 | OH | AC | 345 | 345 | 795 | ACSR/SD | Double | 2 | 2 | Steel, Lattice | 1096.59
11269 | Lower Colorado River Authority | 472 | Hays Energy Project | Kendall | 100 | 14.11 | OH | AC | 345 | 345 | 795 | ACSR/SD | Double | 2 | 2 | Steel, Lattice | 1096.59
11269 | Lower Colorado River Authority | 473 | Hays Energy Project | Kendall | 100 | 3.5 | OH | AC | 345 | 345 | 795 | ACSR/SD | Double | 2 | 2 | Steel, Lattice | 1096.59
11269 | Lower Colorado River Authority | 474 | Hays Energy Project | Kendall | 100 | 6.37 | OH | AC | 345 | 345 | 795 | ACSR/SD | Double | 2 | 2 | Steel, Lattice | 1096.59
11269 | Lower Colorado River Authority | 475 | Hays Energy Project | Kendall | 100 | 17.3 | OH | AC | 345 | 345 | 795 | ACSR/SD | Double | 2 | 2 | Steel, Lattice | 1096.59
11269 | Lower Colorado River Authority | 476 | Hays Energy Project | Kendall | 100 | 0.13 | OH | AC | 345 | 345 | 795 | ACSR/SD | Double | 1 | 2 | Steel, Lattice | 1096.59
11269 | Lower Colorado River Authority | 477 | Marion | Zorn | 100 | 18.03 | OH | AC | 345 | 345 | 795 | ACSR | Double | 2 | 2 | Steel, Lattice | 1099.79
11269 | Lower Colorado River Authority | 478 | Marion | Zorn | 100 | 9.61 | OH | AC | 345 | 345 | 795 | ACSR | Double | 2 | 2 | Steel, Lattice | 1099.79
11269 | Lower Colorado River Authority | 479 | Clear Springs | Marion | 100 | 8.54 | OH | AC | 345 | 345 | 795 | ACSR | Double | 2 | 2 | Steel, Lattice | 1099.79
11269 | Lower Colorado River Authority | 480 | Holman | Lytton Springs | 100 | 10.57 | OH | AC | 345 | 345 | 795 | ACSR/SD | Double | 1 | 2 | Steel, Lattice | 1096.59
11269 | Lower Colorado River Authority | 481 | Holman | Lytton Springs | 100 | 10.84 | OH | AC | 345 | 345 | 795 | ACSR/SD | Double | 1 | 2 | Steel, Lattice | 1096.59
11269 | Lower Colorado River Authority | 482 | Holman | Lytton Springs | 100 | 3.7 | OH | AC | 345 | 345 | 795 | ACSR/SD | Double | 1 | 2 | Steel, Lattice | 1096.59
11269 | Lower Colorado River Authority | 483 | FPP 345KV Yard 2 | Holman (COA) | 100 | 4.59 | OH | AC | 345 | 345 | 795 | ACSR/SD | Single | 1 | 1 | Steel, H-frame | 1096.59
11269 | Lower Colorado River Authority | 484 | FPP 345KV Yard 2 | FPP 345KV Yard 1 | 100 | 0.13 | OH | AC | 345 | 345 | 1590 | AAC | Single | 1 | 1 | Steel, H-frame | 1606.36
11292 | Lubbock City of | 1 | Xcel Jones | Cooke | 100 | 3.29 | OH | AC | 230 | 230 | 795 | ACSR | Single | 1 | 1 | Wood | 358
11292 | Lubbock City of | 2 | Xcel Carlisle | Milwaukee | 100 | 0.98 | OH | AC | 230 | 230 | 795 | ACSR | Single | 1 | 1 | Steel | 358
11292 | Lubbock City of | 3 | Xcel East | Wadsworth | 100 | 1.17 | OH | AC | 230 | 230 | 795 | ACSR | Single | 1 | 1 | Steel | 358
11740 | Marshfield City of | 1 | Arpin, WI | Hume Substation | 100 | 13.64 | OH | AC | 115 | 161 | 795 | ACSR | Single | 1 | 1 | Wood/steel, single pole | 239
11740 | Marshfield City of | 2 | Hume Substation | Wildwood Substation | 100 | 2.68 | OH | AC | 115 | 161 | 795 | ACSR | Single | 1 | 1 | Wood/steel, single/double | 195
11806 | Massachusetts Mun Whls Elec Co | 1 | Ludlow MA | Ludlow MA | 100 | 4.68 | OH | AC | 345 | 345 | 1113 | ACSR | Double | 1 | 1 | Wood | 750
12268 | Medina Electric Coop Inc | 1 | Pearsall Plant | Moore Switch | 100 | 11.05 | OH | AC | 138 | 138 | 336 | ACSR | Single | 1 | 1 | H-Frame, Wood | 126
12268 | Medina Electric Coop Inc | 2 | Moore Switch | Hondo Creek | 100 | 13.51 | OH | AC | 138 | 138 | 212 | ACSR | Single | 1 | 1 | H-Frame, Wood | 126
12268 | Medina Electric Coop Inc | 3 | Pearsall Plant | San Miguel | 100 | 45.24 | OH | AC | 138 | 138 | 795 | ACSR | Single | 1 | 1 | H-Frame, Wood | 215
12268 | Medina Electric Coop Inc | 4 | Pearsall Plant | Batesville Switch | 100 | 37.71 | OH | AC | 138 | 138 | 795 | ACSR | Single | 1 | 1 | Single Pole, Steel, H-Frame, W | 215
12268 | Medina Electric Coop Inc | 5 | CP&L Dead End | Randado Sub | 100 | 0.11 | OH | AC | 138 | 138 | 212 | ACSR | Single | 1 | 1 | H-Frame, Wood | 40
12268 | Medina Electric Coop Inc | 6 | Amistad Dam | CP&L Trans. | 100 | 1.9 | OH | AC | 138 | 138 | 212 | ACSR | Single | 1 | 1 | H-frame, Wood | 40
12524 | Midwest Energy Inc | 1 | Knoll Sub | WR Inteconnect | 100 | 78 | OH | AC | 230 | 230 | 927 | Aluminum | Single | 1 | 1 | Wood H-Frame | 307
12524 | Midwest Energy Inc | 2 | Heizer Sub | WPE Interconnect | 100 | 0.1 | OH | AC | 230 | 230 | 954 | ACSR | Single | 1 | 1 | Wood H-Frame | 402
12658 | Minnkota Power Coop Inc | 1 | Center | Heskett (line 006) | 100 | 22.52 | OH | AC | 230 | 230 | 954 | ACSR | Other | 1 | 1 | Wood H-Frame | 570
12658 | Minnkota Power Coop Inc | 2 | Fargo | Wahprton (line 007) | 100 | 51.16 | OH | AC | 230 | 230 | 795 | ACSR | Other | 1 | 1 | Wood H-Frame | 454
12658 | Minnkota Power Coop Inc | 3 | Maple River | Winger (line 009) | 100 | 61.26 | OH | AC | 230 | 230 | 954 | ACSR | Other | 1 | 1 | Wood H-Frame | 521
12658 | Minnkota Power Coop Inc | 4 | Prairie | Winger (line 010) | 100 | 58.64 | OH | AC | 230 | 230 | 954 | ACSR | Other | 1 | 1 | Wood H-Frame | 547
12658 | Minnkota Power Coop Inc | 5 | Center 345 | Maple River (line 012) | 100 | 214.32 | OH | AC | 345 | 345 | 1272 | ACSR | Other | 1 | 1 | Lattice Alum. H-Frame | 2043
12658 | Minnkota Power Coop Inc | 6 | Prairie | Manitoba Hydro (line 013) | 100 | 23.43 | OH | AC | 230 | 230 | 954 | ACSR | Other | 1 | 1 | Wood H-Frame | 562
12658 | Minnkota Power Coop Inc | 7 | Pickert Inter. | Pickert Sub (line 017) | 100 | 0.09 | OH | AC | 230 | 230 | 954 | ACSR | Other | 1 | 1 | Wood H-Frame | 494
12658 | Minnkota Power Coop Inc | 8 | Center | Center (line18) | 100 | 1.91 | OH | AC | 230 | 230 | 954 | ACSR | Other | 1 | 1 | Lattice Alum.&Wood H-Frame | 570
12658 | Minnkota Power Coop Inc | 9 | Warroad | Running (line 019) | 100 | 107.67 | OH | AC | 230 | 230 | 954 | ACSR | Other | 1 | 1 | Lattice Alum. H-Frame | 510
12658 | Minnkota Power Coop Inc | 10 | Winger | Wilton (line 022) | 100 | 35.65 | OH | AC | 230 | 230 | 954 | ACSR | Other | 1 | 1 | Lattice Alum. H-Frame | 510
12658 | Minnkota Power Coop Inc | 11 | Square Butte | Center 345 (line 024) | 100 | 0.35 | OH | AC | 230 | 230 | 1780 | ACSR | Other | 1 | 1 | Lattice Alum. H-Frame | 570
12658 | Minnkota Power Coop Inc | 12 | Prairie 230 | Prairie 345 (line 025) | 100 | 0.22 | OH | AC | 230 | 230 | 954 | ACSR | Other | 1 | 1 | Wood H-Frame | 510
12658 | Minnkota Power Coop Inc | 13 | Prairie 230 | Prairie 345 (line 027) | 100 | 0.21 | OH | AC | 230 | 230 | 954 | ACSR | Other | 1 | 1 | Wood H-Frame | 510
12658 | Minnkota Power Coop Inc | 14 | Unit 1 | Center 230 (line 029) | 100 | 0.1 | OH | AC | 230 | 230 | 954 | ACSR | Other | 1 | 1 | Lattice Alum. H-Frame | 510
12745 | Modesto Irrigation District | 1 | PG&E Tie | Westley | 50 | 0.61 | OH | AC | 230 | 230 | 954 | Aluminum | Double | 1 | 1 | Steel Poles | 1632
12745 | Modesto Irrigation District | 2 | Westley | Redwood | 50 | 17.45 | OH | AC | 230 | 230 | 954 | Aluminum | Double | 1 | 1 | Steel Poles | 1632
12745 | Modesto Irrigation District | 3 | PG&E Tie | Westley | 50 | 0.61 | OH | AC | 230 | 230 | 954 | Aluminum | Double | 2 | 2 | Steel Poles | 1632
12745 | Modesto Irrigation District | 4 | Westley | Redwood | 50 | 17.45 | OH | AC | 230 | 230 | 954 | Aluminum | Double | 2 | 2 | Steel Poles | 1632
12745 | Modesto Irrigation District | 5 | Redwood | Parker | 100 | 7.41 | OH | AC | 230 | 230 | 954 | Aluminum | Double | 1 | 1 | Steel Poles | 1632
12745 | Modesto Irrigation District | 6 | Redwood | Parker | 100 | 7.41 | OH | AC | 230 | 230 | 954 | Aluminum | Double | 2 | 2 | Steel Poles | 1632
12745 | Modesto Irrigation District | 7 | Westley | Tracy | 50 | 29.5 | OH | AC | 230 | 230 | 954 | Aluminum | Double | 1 | 1 | Steel Poles | 1632
12807 | Michigan South Central Pwr Agy | 1 | Zeeland | Vergennes | 37.3 | 40 | OH | AC | 345 | 345 | 1431 | ACSR | Single | 1 | 1 | Tower
12807 | Michigan South Central Pwr Agy | 2 | Coldwater | Consumer Energy Tap | 100 | 4.5 | OH | AC | 138 | 138 | 477 | ASCR | Single | 1 | 1 | Single Pole
12807 | Michigan South Central Pwr Agy | 3 | Coldwater | Consumer Energy Tap | 100 | 1.24 | OH | AC | 138 | 138 | 477 | ASCR | Single | 2 | 2 | Single Pole
12807 | Michigan South Central Pwr Agy | 4 | Marshall | Hughes Rd. Substation | 100 | 1.5 | OH | AC | 138 | 138 | 795 | ASCR | Single | 2 | 2 | Single Pole
12866 | Moon Lake Electric Assn Inc | 1 | S W Rangely | Steadman Mesa | 100 | 21.3 | OH | AC | 138 | 138 | 477 | ACSR | Single | 1 | 1 | Wood 2- Pole H-Frame | 160
12866 | Moon Lake Electric Assn Inc | 2 | Duchesne | Upalco | 100 | 13.2 | OH | AC | 69 | 138 | 795 | ACSR | Single | 1 | 1 | Wood 2-Pole H-Frame | 215
12866 | Moon Lake Electric Assn Inc | 3 | Rio Blanco | Mahogany | 100 | 5.06 | OH | AC | 138 | 138 | 477 | ACSR | Single | 1 | 1 | Wood 20Pole H-Frame | 160
12866 | Moon Lake Electric Assn Inc | 4 | Cove Tap | Cove | 100 | 3.8 | OH | AC | 138 | 138 | 795 | ACSR | Single | 1 | 1 | Wood 2-Pole H-Frame | 215
12866 | Moon Lake Electric Assn Inc | 5 | S W Rangely | California | 100 | 6.8 | OH | AC | 138 | 138 | 1272 | ACSR | Single | 1 | 1 | Wood 2-Pole H-Frame | 287
13100 | Municipal Electric Authority | 1 | Austin Drive | Klondike | 100 | 12.55 | OH | AC | 230 | 230 | 1351.5 | ACSR | Single | 1 | 1 | Steel | 397.2
13100 | Municipal Electric Authority | 2 | Big Shanty | North Marietta (Black) | 100 | 2.95 | OH | AC | 230 | 230 | 795 | ACSR | Double | 1 | 1 | Steel | 158.7
13100 | Municipal Electric Authority | 3 | Big Shanty | North marietta (Red) | 100 | 3.21 | OH | AC | 230 | 230 | 795 | ACSR | Double | 1 | 1 | Steel | 158.7
13100 | Municipal Electric Authority | 4 | Big Shanty | North Marietta (White) | 100 | 2.95 | OH | AC | 230 | 230 | 795 | ACSR | Double | 1 | 1 | Steel | 538.6
13100 | Municipal Electric Authority | 5 | Big Shanty | West Marietta | 100 | 10 | OH | AC | 230 | 230 | 1351.5 | ACSR | Single | 2 | 2 | Steel | 497.2
13100 | Municipal Electric Authority | 6 | Bonaire | Butler | 100 | 43.53 | OH | AC | 230 | 230 | 795 | ACSR | Single | 1 | 1 | Steel | 373.3
13100 | Municipal Electric Authority | 7 | Branch | Goshen | 91.5 | 78.58 | OH | AC | 230 | 230 | 1351.5 | ACSR | Single | 1 | 1 | H-Frame Structure | 497.2
13100 | Municipal Electric Authority | 8 | Butler | Fortsen | 100 | 38.31 | OH | AC | 230 | 230 | 795 | ACSR | Single | 2 | 2 | H-Frame Structure | 373.3
13100 | Municipal Electric Authority | 9 | Butler | North Americus | 100 | 33.16 | OH | AC | 230 | 230 | 1033.5 | ACSR | Single | 1 | 1 | H Frame | 497.2
13100 | Municipal Electric Authority | 10 | Douglas | North Tifton | 100 | 41.45 | OH | AC | 230 | 230 | 795 | ACSR | Single | 1 | 1 | H Frame | 432.6
13100 | Municipal Electric Authority | 11 | Douglas | Offerman | 100 | 46.92 | OH | AC | 230 | 230 | 795 | ACSR | Single | 1 | 1 | H Frame | 432.6
13100 | Municipal Electric Authority | 12 | Fortson | Lagrange | 100 | 37.59 | OH | AC | 230 | 230 | 795 | ACSR | Single | 1 | 1 | H frame | 509.1
13100 | Municipal Electric Authority | 13 | Fortson | North Americus | 100 | 57.18 | OH | AC | 230 | 230 | 795 | ACSR | Single | 1 | 1 | H Frame | 416.7
13100 | Municipal Electric Authority | 14 | Lagrange | Yates | 100 | 46.14 | OH | AC | 230 | 230 | 1033.5 | ACSR | Single | 1 | 1 | H Frame | 509.1
13100 | Municipal Electric Authority | 15 | North Americus | North Tifton | 100 | 59.88 | OH | AC | 230 | 230 | 795 | ACSR | Single | 1 | 1 | H Frame | 220.3
13100 | Municipal Electric Authority | 16 | South Bainbridge | Thomasville | 100 | 29.98 | OH | AC | 230 | 230 | 1033.5 | ACSR | Single | 1 | 1 | H Frame | 497.2
13100 | Municipal Electric Authority | 17 | Dum Jon | Goshen | 100 | 19.05 | OH | AC | 230 | 230 | 1351.5 | ACSR | Single | 1 | 1 | H Frame | 497.2
13100 | Municipal Electric Authority | 18 | Mitchell | Sowega | 100 | 5.21 | OH | AC | 230 | 230 | 1033.5 | ACSR | Single | 1 | 1 | H Frame | 509.1
13100 | Municipal Electric Authority | 19 | Sowega | Thomasville | 100 | 38.66 | OH | AC | 230 | 230 | 1033.5 | ACSR | Single | 1 | 1 | H Frame | 509.1
13100 | Municipal Electric Authority | 20 | East Moultrie | North Tifton | 100 | 21.2 | OH | AC | 230 | 230 | 1351.5 | ACSR | Single | 2 | 2 | Concrete | 595.9
13100 | Municipal Electric Authority | 21 | O'Hara | Scherer | 100 | 51.9 | OH | AC | 500 | 500 | 1133 | ACSR | Triple | 1 | 1 | Steel Tower | 2701
13137 | Murray City of | 1 | Riding Substation | Central Substation | 100 | 2 | OH | AC | 138 | 138 | 556 | AAC | Single | 2 | 2 | Wood/Steel Single Pole | 300
13143 | Muscatine City of | 1 | Unit #9, Sub #102 | South 161 | 100 | 4.6 | OH | AC | 161 | 161 | 954 | ACSR | Other | 2 | 2 | Single Pole & H-Frame | 262
13143 | Muscatine City of | 2 | Hwy 61, Tap #104 | West Sub | 100 | 4.7 | OH | AC | 161 | 161 | 954 | ACSR | Other | 1 | 1 | Single Pole | 262
13143 | Muscatine City of | 3 | MEC Line, Tap #104 | Pleasant Grove | 100 | 23.96 | OH | AC | 161 | 161 | 556.4 | ACSR | Other | 1 | 1 | Single Pole | 209
13143 | Muscatine City of | 4 | South Sub #102 | Kilpeck | 100 | 3.5 | OH | AC | 161 | 161 | 636 | ACSR | Other | 1 | 1 | H-Frame | 207
13143 | Muscatine City of | 5 | Unit #9-#104 | Hwy 61 | 100 | 1.4 | OH | AC | 161 | 161 | 954 | ACSR | Other | 2 | 2 | Single Pole | 262
13143 | Muscatine City of | 6 | Hwy 61 Tap | MEC Line Tap | 100 | 6.9 | OH | AC | 161 | 161 | 954 | ACSR | Other | 1 | 1 | Single Pole & H-Frame | 262
13208 | Naperville City of | 1 | Westside | Pebblewood | 100 | 1.83 | OH | AC | 138 | 138 | 927 | Aluminum | Single | 1 | 1 | Steel Pole
13208 | Naperville City of | 2 | Pebblewood | Tollway | 100 | 3 | OH | AC | 138 | 138 | 927 | Aluminum | Single | 1 | 1 | Steel Pole
13208 | Naperville City of | 3 | Westside | Forth Hill | 100 | 2.06 | OH | AC | 138 | 138 | 795 | Aluminum | Single | 1 | 1 | Steel Pole
13208 | Naperville City of | 4 | Westside | Fort Hill | 100 | 0.58 | OH | AC | 138 | 138 | 927 | Aluminum | Single | 1 | 1 | Wood Pole
13208 | Naperville City of | 5 | Modaff | Meadows | 100 | 1.51 | OH | AC | 138 | 138 | 927 | Aluminum | Single | 1 | 1 | Wood Pole
13208 | Naperville City of | 6 | Meadows | Rt 53 Tap Point | 100 | 2.49 | OH | AC | 138 | 138 | 927 | Aluminum | Single | 1 | 1 | Steel Pole
13208 | Naperville City of | 7 | Westside | Tollway | 100 | 4.7 | OH | AC | 138 | 138 | 927 | Aluminum | Single | 1 | 1 | Steel Pole
13208 | Naperville City of | 8 | Fort Hill | Modaff | 100 | 2.58 | OH | AC | 138 | 138 | 927 | Aluminum | Single | 1 | 1 | Wood Pole
13228 | Natchitoches City of | 1 | CLECO Meter Point | Dixie Street Sub | 100 | 0.5 | OH | AC | 138 | 138 | 338.4 | ACSR | Single | 1 | 1 | Steel Pole | 126
13337 | Nebraska Public Power District | 1 | Cooper | Moore | 100 | 63.56 | OH | AC | 345 | 345 | 795 | ACSR | Double | 1 | 1 | Wood H-Frame | 1076
13337 | Nebraska Public Power District | 2 | McCool | Moore | 100 | 45.47 | OH | AC | 345 | 345 | 795 | ACSR | Double | 1 | 1 | Wood H-Frame | 1076
13337 | Nebraska Public Power District | 3 | Grand Island | McCool | 100 | 37.04 | OH | AC | 345 | 345 | 795 | ACSR | Double | 1 | 1 | Wood H-Frame | 1076
13337 | Nebraska Public Power District | 4 | Gentleman | Sweetwater #1 | 100 | 98.98 | OH | AC | 345 | 345 | 795 | ACSR | Double | 1 | 1 | Steel Tower | 1076
13337 | Nebraska Public Power District | 5 | Grand Island | Sweetwater | 100 | 63.08 | OH | AC | 345 | 345 | 795 | ACSR | Double | 1 | 1 | Steel Tower | 1076
13337 | Nebraska Public Power District | 6 | Gentleman | Red Willow | 100 | 75.8 | OH | AC | 345 | 345 | 954 | ACSR | Double | 1 | 1 | SteelTower/H-Frame,DoubleCircu | 1207
13337 | Nebraska Public Power District | 7 | Gentleman | Sweetwater #2 | 100 | 119.29 | OH | AC | 345 | 345 | 954 | ACSR | Double | 1 | 1 | SteelTower/H-Frame,DoubleCircu | 1207
13337 | Nebraska Public Power District | 8 | Axtell | Sweetwater | 100 | 45.65 | OH | AC | 345 | 345 | 954 | ACSR | Double | 1 | 1 | SteelTower/H-Frame,DoubleCircu | 1207
13337 | Nebraska Public Power District | 9 | Gentleman | Keystone | 100 | 29.84 | OH | AC | 345 | 345 | 954 | ACSR | Double | 1 | 1 | SteelTower/H-Frame,DoubleCircu | 1207
13337 | Nebraska Public Power District | 10 | Keystone | Sidney | 100 | 80.4 | OH | AC | 345 | 345 | 954 | ACSR | Double | 1 | 1 | Steel Tower | 1207
13337 | Nebraska Public Power District | 11 | Hoskins | Raun | 100 | 65.11 | OH | AC | 345 | 345 | 954 | ACSR | Double | 1 | 1 | Steel Tower | 1207
13337 | Nebraska Public Power District | 12 | Axtell | Pauline | 100 | 48.8 | OH | AC | 345 | 345 | 954 | ACSR | Double | 1 | 1 | Steel Tower,Double Circuit | 1207
13337 | Nebraska Public Power District | 13 | Red Willow | Kansas Line | 100 | 22.1 | OH | AC | 345 | 345 | 954 | ACSR | Double | 1 | 1 | Steel Tower | 1207
13337 | Nebraska Public Power District | 14 | Hoskins | Kelly | 100 | 45.32 | OH | AC | 230 | 345 | 954 | ACSR | Double | 2 | 2 | Steel/WoodTower/HFrame/Pole-DC | 402
13337 | Nebraska Public Power District | 15 | Cooper | Center of Missouri River | 100 | 1.29 | OH | AC | 345 | 345 | 954 | ACSR | Double | 1 | 1 | Steel Tower | 1227
13337 | Nebraska Public Power District | 16 | Ft. Randall | Kelly | 100 | 128.1 | OH | AC | 230 | 230 | 795 | ACSR | Single | 1 | 1 | Wood H-Frame | 398
13337 | Nebraska Public Power District | 17 | Grand Island | West Columbus | 100 | 59.82 | OH | AC | 230 | 230 | 900 | ACSR | Single | 1 | 1 | Wood H-Frame | 419
13337 | Nebraska Public Power District | 18 | Kelly | West Columbus | 100 | 4.17 | OH | AC | 230 | 230 | 900 | ACSR | Single | 1 | 1 | Wood H-Frame | 419
13337 | Nebraska Public Power District | 19 | Grand Island | Riverdale | 100 | 45.45 | OH | AC | 230 | 230 | 954 | ACSR | Single | 1 | 1 | Wood H-Frame | 402
13337 | Nebraska Public Power District | 20 | Riverdale | Crooked Creek | 100 | 33.62 | OH | AC | 230 | 230 | 954 | ACSR | Single | 1 | 1 | Wood H-Frame | 402
13337 | Nebraska Public Power District | 21 | Crooked Creek | North Platte | 100 | 59.19 | OH | AC | 230 | 230 | 954 | ACSR | Single | 1 | 1 | Wood H-Frame | 402
13337 | Nebraska Public Power District | 22 | Sidney | Ogallala | 100 | 68.63 | OH | AC | 230 | 230 | 954 | ACSR | Single | 1 | 1 | Wood H-Frame | 402
13337 | Nebraska Public Power District | 23 | Gentleman | North Platte 1 | 100 | 21.26 | OH | AC | 230 | 230 | 954 | ACSR | Single | 1 | 1 | Wood H-Frame | 402
13337 | Nebraska Public Power District | 24 | Twin Church | Sioux City | 100 | 23.61 | OH | AC | 230 | 230 | 954 | ACSR | Single | 1 | 1 | Wood H-Frame | 402
13337 | Nebraska Public Power District | 25 | Grand Island | Hastings | 100 | 24.63 | OH | AC | 230 | 230 | 954 | ACSR | Single | 1 | 1 | Wood H-Frame | 402
13337 | Nebraska Public Power District | 26 | Hoskins | Twin Church | 100 | 55.3 | OH | AC | 230 | 230 | 954 | ACSR | Single | 1 | 1 | Wood H-Frame | 402
13337 | Nebraska Public Power District | 27 | Genteman | North Platte 2 | 100 | 21.73 | OH | AC | 230 | 230 | 954 | ACSR | Single | 2 | 2 | SteelPole/H-Frame,DoubleCircui | 402
13337 | Nebraska Public Power District | 28 | Victory Hill | Stegall | 100 | 20.8 | OH | AC | 230 | 230 | 954 | ACSR | Single | 1 | 1 | Wood H-Frame | 402
13337 | Nebraska Public Power District | 29 | Gentleman | North Platte 3 | 100 | 21.81 | OH | AC | 230 | 230 | 954 | ACSR | Single | 2 | 2 | SteelPole/H-Frame,DoubleCircui | 402
13337 | Nebraska Public Power District | 30 | Hoskins | NUCOR | 100 | 0.13 | OH | AC | 230 | 230 | 954 | ACSR | Double | 1 | 1 | Wood H-Frame | 863
13337 | Nebraska Public Power District | 31 | Canaday | Crooked Creek | 100 | 13.32 | OH | AC | 230 | 230 | 954 | ACSR | Single | 1 | 1 | Wood H-Frame | 402
13337 | Nebraska Public Power District | 32 | Cooper 345 | Cooper 161 | 100 | 0.12 | OH | AC | 161 | 161 | 1272 | ACSR | Single | 1 | 1 | Wood H-Frame | 370
13337 | Nebraska Public Power District | 33 | Ogallala | Gentleman | 100 | 30.16 | OH | AC | 230 | 230 | 954 | ACSR | Single | 1 | 1 | Wood H-Frame | 402
13337 | Nebraska Public Power District | 34 | Cooper | Center of MO | 100 | 0.5 | OH | AC | 345 | 345 | 854 | ACAR | Double | 1 | 1 | Steel Tower | 1227
13337 | Nebraska Public Power District | 35 | Cooper 161 | Cooper ST UP TR | 100 | 0.14 | OH | AC | 161 | 161 | 336.4 | ACSR | Single | 1 | 1 | Wood H-Frame | 194
13418 | New Braunfels City of | 1 | Comal Plant | FM 1103 (South) | 100 | 14.67 | OH | AC | 138 | 138 | 336 | ACSR | Single | 1 | 1 | H-Frame Structure | 69
13418 | New Braunfels City of | 2 | Henne Substation | TXI Substation | 100 | 2.9 | OH | AC | 138 | 138 | 336 | ACSR | Single | 1 | 1 | Single Pole | 126
13418 | New Braunfels City of | 3 | Sheriff's Posse Substation | GPI Substation | 100 | 1.39 | OH | AC | 138 | 138 | 795 | ACSR | Single | 1 | 1 | Single Pole | 217
13418 | New Braunfels City of | 4 | Marion Substation | Sheriff's Posse Substation | 100 | 3.4 | OH | AC | 138 | 138 | 795 | ACSR | Single | 2 | 2 | Steel-tower | 217
13418 | New Braunfels City of | 5 | GPI Switch | Loop 337 Substation | 100 | 5.62 | OH | AC | 138 | 138 | 795 | ACSR | Single | 1 | 1 | Single Pole - Concrete | 217
13418 | New Braunfels City of | 6 | Loop 337 Substation | Comal Plant | 100 | 2.06 | OH | AC | 138 | 138 | 795 | ACSR | Single | 1 | 1 | Single pole - steel | 217
13798 | Northwest Iowa Power Coop | 1 | MEC Raun | WAPA Sioux City | 9.02 | 23.45 | OH | AC | 345 | 345 | 954 | ACSR | Double | 1 | 1 | Steel H-Frame | 720
13955 | Ocala City of | 230 | ERGLE | RED OAK | 100 | 12.95 | OH | AC | 230 | 230 | 954 | ACSR | DOUBLE | 1 | 1 | SINGLE POLE CONCRETE | 797
14077 | Oklahoma Municipal Power Auth | 1 | PSO TRansmission | Dunlou Bois D'Ave | 100 | 1.7 | OH | AC | 138 | 138 | 477 | ACSR | Single | 1 | 1 | Wood
14077 | Oklahoma Municipal Power Auth | 2 | OG&E Transmission | Edmond Graber | 100 | 5.4 | OH | AC | 138 | 138 | 795 | ACSR | Single | 1 | 1 | Wood
14077 | Oklahoma Municipal Power Auth | 3 | OG&E Transmission | Edmond White | 100 | 1 | OH | AC | 138 | 138 | 795 | ACSR | Single | 1 | 1 | Wood
14077 | Oklahoma Municipal Power Auth | 4 | OG&E Transmission | Edmond Hafer | 100 | 2 | OH | AC | 138 | 138 | 795 | ACSR | Single | 1 | 1 | Wood
14077 | Oklahoma Municipal Power Auth | 5 | OG&E Transmission | Edmond Fairfield | 100 | 2 | OH | AC | 138 | 138 | 795 | ACSR | Single | 1 | 1 | Wood
14077 | Oklahoma Municipal Power Auth | 6 | OG&E Transmission | Newkirk | 100 | 3.5 | OH | AC | 138 | 138 | 477 | ACSR | Single | 1 | 1 | Wood
14127 | Omaha Public Power District | 1 | SUB. 1211 | SUB. 1250 | 100 | 3.6 | OH | AC | 161 | 161 | 556.5 | ACSR | SINGLE | 2 | 2 | STEEL TOWER | 197
14127 | Omaha Public Power District | 2 | NO. GEN. #3 | SUB. 1211 | 100 | 0.31 | OH | AC | 161 | 161 | 556.5 | ACSR | SINGLE | 1 | 2 | STEEL TOWER | 133
14127 | Omaha Public Power District | 3 | N.O. GEN. #2 | SUB. 1211 | 100 | 0.29 | OH | AC | 161 | 161 | 556.5 | ACSR | SINGLE | 1 | 2 | STEEL TOWER | 133
14127 | Omaha Public Power District | 4 | SUB. 1211 | SUB. 1220 | 100 | 4.52 | OH | AC | 161 | 161 | 795 | ACSR | SINGLE | 1 | 2 | STEEL TOWER | 277
14127 | Omaha Public Power District | 5 | SUB. 1211 | SUB. 1286 | 100 | 6.02 | OH | AC | 161 | 161 | 795 | ACSR | SINGLE | 2 | 2 | STEEL POLE | 277
14127 | Omaha Public Power District | 6 | N.O. GEN.#5 | SUB. 1211 | 100 | 0.4 | UG | AC | 161 | 161 | 954 | ACSR | SINGLE | 1 | 2 | STEEL TOWER | 250
14127 | Omaha Public Power District | 7 | N.O. GEN. #4 | SUB. 1211 | 100 | 0.38 | OH | AC | 161 | 161 | 556.5 | ACSR | SINGLE | 1 | 2 | STEEL TOWER | 174
14127 | Omaha Public Power District | 8 | SUB. 1211 | SUB. 1250 | 100 | 3.6 | OH | AC | 161 | 161 | 795 | ACSR | SINGLE | 2 | 2 | STEEL TOWER | 277
14127 | Omaha Public Power District | 9 | SUB. 1211 | M.A.E. | 100 | 0.21 | OH | AC | 161 | 161 | 1272 | ACSR | SINGLE | 1 | 1 | STEEL TOWER | 321
14127 | Omaha Public Power District | 10 | SUB. 1233 | SUB. 1234 | 100 | 3.02 | OH | AC | 161 | 161 | 954 | ACSR | SINGLE | 1 | 1 | STEEL POLE | 321
14127 | Omaha Public Power District | 11 | SUB. 1234 | SUB. 1235 | 100 | 3.05 | OH | AC | 161 | 161 | 954 | ACSR | SINGLE | 1 | 2 | STEEL POLE | 321
14127 | Omaha Public Power District | 12 | SUB. 1280 | E. HUMBOLDT | 100 | 13.04 | OH | AC | 161 | 161 | 1272 | ACSR | SINGLE | 1 | 1 | STEEL H-FRAME | 335
14127 | Omaha Public Power District | 13 | SUB. 1280 | COOPER STA. | 100 | 15.51 | OH | AC | 161 | 161 | 1272 | ACSR | SINGLE | 1 | 1 | WOOD H-FRAME | 335
14127 | Omaha Public Power District | 14 | SUB. 1263 | SUB. 1280 | 100 | 8 | OH | AC | 161 | 161 | 954 | ACSR | SINGLE | 1 | 1 | STEEL H-FRAME | 223
14127 | Omaha Public Power District | 15 | SUB. 1209 | SUB. 1231 | 100 | 3.27 | OH | AC | 161 | 161 | 795 | ACSR | SINGLE | 2 | 2 | STEEL TOWER | 227
14127 | Omaha Public Power District | 16 | SUB. 1209 | SUB. 1252 | 100 | 5.11 | OH | AC | 161 | 161 | 556.5 | ACSR | SINGLE | 1 | 1 | WOOD H-FRAME | 223
14127 | Omaha Public Power District | 17 | SUB. 1209 | SUB. 1231 | 100 | 3.27 | OH | AC | 161 | 161 | 556.5 | ACSR | SINGLE | 2 | 2 | STEEL TOWER | 226
14127 | Omaha Public Power District | 18 | SUB. 1250 | SUB. 1209 | 100 | 7.69 | OH | AC | 161 | 161 | 556.5 | ACSR | SINGLE | 2 | 2 | STEEL TOWER | 197
14127 | Omaha Public Power District | 19 | SUB. 1250 | SUB. 1209 | 100 | 7.76 | OH | AC | 161 | 161 | 795 | ACSR | SINGLE | 2 | 2 | STEEL POLE | 251
14127 | Omaha Public Power District | 20 | SUB. 1231 | SUB. 1227 | 100 | 2.54 | OH | AC | 161 | 161 | 1272 | ACSR | SINGLE | 1 | 1 | STEEL POLE | 335
14127 | Omaha Public Power District | 21 | SUB. 1231 | SUB. 1221 | 100 | 2.06 | OH | AC | 161 | 161 | 556.5 | ACSR | SINGLE | 1 | 2 | STEEL TOWER | 226
14127 | Omaha Public Power District | 22 | SUB. 1235 | SUB. 1231 | 100 | 3.77 | OH | AC | 161 | 161 | 954 | ACSR | SINGLE | 1 | 2 | STEEL POLE | 321
14127 | Omaha Public Power District | 23 | E. HUMBOLDT | K.P.L. | 100 | 12.04 | OH | AC | 161 | 161 | 954 | ACSR | SINGLE | 1 | 1 | STEEL H-FRAME | 312
14127 | Omaha Public Power District | 24 | TEKAMAH | M.A.E | 100 | 35.54 | OH | AC | 161 | 161 | 556.5 | ACSR | SINGLE | 1 | 1 | WOOD H-FRAME | 223
14127 | Omaha Public Power District | 25 | SUB. 1281 | SUB. 1287 | 100 | 2.76 | OH | AC | 161 | 161 | 715.5 | ACSR | SINGLE | 1 | 1 | WOOD H-FRAME | 234
14127 | Omaha Public Power District | 26 | SUB. 1287 | SUB. 1214 | 100 | 7.91 | OH | AC | 161 | 161 | 715.5 | ACSR | DOUBLE | 1 | 1 | WOOD H-FRAME | 234
14127 | Omaha Public Power District | 27 | SUB. 1233 | SUB. 1255 | 100 | 3.02 | OH | AC | 161 | 161 | 954 | ACSR | SINGLE | 1 | 1 | STEEL POLE | 321
14127 | Omaha Public Power District | 28 | SUB. 1255 | SUB. 1259 | 100 | 3.14 | OH | AC | 161 | 161 | 795 | ACSR | DOUBLE | 1 | 1 | STEEL POLE | 335
14127 | Omaha Public Power District | 29 | SUB. 1211 | SUB. 1255 | 100 | 3.98 | OH | AC | 161 | 161 | 954 | ACSR | SINGLE | 1 | 2 | STEEL POLE | 321
14127 | Omaha Public Power District | 30 | GAS TURBINE #2 | SUB. 1206 | 100 | 0.08 | OH | AC | 161 | 161 | 954 | ACSR | SINGLE | 1 | 1 | STEEL POLE | 157
14127 | Omaha Public Power District | 31 | GAS TURBINE #1 | SUB. 1206 | 100 | 0.12 | OH | AC | 161 | 161 | 954 | ACSR | SINGLE | 1 | 1 | STEEL POLE | 143
14127 | Omaha Public Power District | 32 | SUB. 1206 | SUB. 1244 | 100 | 3.51 | OH | AC | 161 | 161 | 954 | ACSR | SINGLE | 1 | 1 | STEEL H-FRAME | 204
14127 | Omaha Public Power District | 33 | SUB. 1222 | SUB. 1210 | 100 | 1.25 | OH | AC | 161 | 161 | 954 | ACSR | SINGLE | 1 | 1 | STEEL POLE | 305
14127 | Omaha Public Power District | 34 | SUB. 1201 | SUB. 1206 | 100 | 8.31 | OH | AC | 161 | 161 | 795 | ACSR | SINGLE | 1 | 2 | STEEL | 251
14127 | Omaha Public Power District | 35 | SUB. 1244 | JCT. 18 | 100 | 5.75 | OH | AC | 161 | 161 | 954 | ACSR | SINGLE | 1 | 1 | STEEL H-FRAME | 308
14127 | Omaha Public Power District | 36 | JCT. 18 | SUB. 1258 | 100 | 38.65 | OH | AC | 161 | 161 | 954 | ACSR | SINGLE | 1 | 1 | STEEL H-FRAME | 308
14127 | Omaha Public Power District | 37 | SUB. 1214 | CASS CO. LINE | 100 | 5.86 | OH | AC | 161 | 161 | 715.5 | ACSR | SINGLE | 1 | 1 | WOOD H-FRAME | 167
14127 | Omaha Public Power District | 38 | SUB. 1259 | JCT. 88 | 100 | 5.53 | OH | AC | 161 | 161 | 715.5 | ACSR | SINGLE | 2 | 2 | WOOD H-FRAME | 234
14127 | Omaha Public Power District | 39 | JCT. 88 | SUB. 1232 | 100 | 1.83 | OH | AC | 161 | 161 | 954 | ACSR | SINGLE | 2 | 2 | STEEL TOWER | 234
14127 | Omaha Public Power District | 40 | SUB. 1232 | JCT. 88 | 100 | 1.83 | OH | AC | 161 | 161 | 556.5 | ACSR | DOUBLE | 2 | 2 | STEEL TOWER | 234
14127 | Omaha Public Power District | 41 | JCT. 88 | SUB. 1206 | 100 | 2.21 | OH | AC | 161 | 161 | 715.5 | ACSR | SINGLE | 2 | 2 | WOOD H-FRAME | 234
14127 | Omaha Public Power District | 42 | SUB. 1226 | TEKAMAH | 100 | 20.87 | OH | AC | 161 | 161 | 556.5 | ACSR | SINGLE | 1 | 1 | WOOD H-FRAME | 223
14127 | Omaha Public Power District | 43 | SUB. 1252 | SUB. 1226 | 100 | 15.56 | OH | AC | 161 | 161 | 556.5 | ACSR | SINGLE | 1 | 1 | STEEL POLE | 226
14127 | Omaha Public Power District | 44 | SUB. 1226 | SUB. 1237 | 100 | 18.12 | OH | AC | 161 | 161 | 477 | ACSR | DOUBLE | 1 | 1 | STEEL POLE | 335
14127 | Omaha Public Power District | 45 | SUB. 1226 | SUB. 1251 | 100 | 7.07 | OH | AC | 161 | 161 | 636 | ACSR | DOUBLE | 1 | 2 | STEEL POLE | 446
14127 | Omaha Public Power District | 46 | SUB. 1201 | SUB. 1229 | 100 | 1.23 | OH | AC | 161 | 161 | 1468 | ACSR | SINGLE | 1 | 1 | STEEL POLE | 335
14127 | Omaha Public Power District | 47 | SUB. 1286 | SUB. 1201 | 100 | 3.17 | UG | AC | 161 | 161 | 954 | ACSR | SINGLE | 1 | 1 | STEEL POLE | 276
14127 | Omaha Public Power District | 48 | SUB. 1220 | SUB. 1201 | 100 | 1.75 | OH | AC | 161 | 161 | 954 | ACSR | SINGLE | 2 | 2 | STEEL POLE | 284
14127 | Omaha Public Power District | 49 | SUB. 1229 | SUB. 1222 | 100 | 1.32 | OH | AC | 161 | 161 | 954 | ACSR | SINGLE | 1 | 1 | STEEL POLE | 305
14127 | Omaha Public Power District | 50 | SUB. 1210 | SUB. 1217 | 100 | 2.76 | OH | AC | 161 | 161 | 954 | ACSR | SINGLE | 1 | 1 | STEEL TOWER | 277
14127 | Omaha Public Power District | 51 | SUB. 1217 | SUB. 1227 | 100 | 2.21 | OH | AC | 161 | 161 | 954 | ACSR | SINGLE | 1 | 1 | STEEL POLE | 270
14127 | Omaha Public Power District | 52 | SUB. 1297 | SUB. 1251 | 100 | 8.03 | OH | AC | 161 | 161 | 477 | ACSR | DOUBLE | 1 | 1 | STEEL POLE | 334
14127 | Omaha Public Power District | 53 | SUB. 1298 | SUB. 1226 | 100 | 7.04 | OH | AC | 161 | 161 | 636 | ACSR | DOUBLE | 1 | 2 | STEEL POLE | 335
14127 | Omaha Public Power District | 54 | SUB. 1251 | FORT CALHOUN | 100 | 0.24 | OH | AC | 161 | 161 | 795 | ACSR | SINGLE | 1 | 1 | STEEL POLE | 36
14127 | Omaha Public Power District | 55 | SUB. 1298 | SUB. 1251 | 100 | 1.47 | OH | AC | 161 | 161 | 636 | ACSR | DOUBLE | 1 | 1 | STEEL POLE | 404
14127 | Omaha Public Power District | 56 | SUB. 1258 | NEB. CITY | 100 | 0.42 | OH | AC | 161 | 161 | 397.5 | ACSR | SINGLE | 1 | 1 | WOOD H-FRAME | 67
14127 | Omaha Public Power District | 57 | SUB. 1258 | SUB. 1263 | 100 | 17.12 | OH | AC | 161 | 161 | 954 | ACSR | SINGLE | 1 | 1 | WOOD H-FRAME | 223
14127 | Omaha Public Power District | 58 | SUB. 1235 | SUB. 1236 | 100 | 4.07 | OH | AC | 161 | 161 | 954 | ACSR | SINGLE | 1 | 1 | STEEL POLE | 321
14127 | Omaha Public Power District | 59 | SUB. 1235 | SUB. 1253 | 100 | 2.9 | OH | AC | 161 | 161 | 954 | ACSR | SINGLE | 1 | 1 | STEEL POLE | 321
14127 | Omaha Public Power District | 60 | SUB. 1249 | SUB. 1256 | 100 | 3.07 | OH | AC | 161 | 161 | 397.5 | ACSR | DOUBLE | 1 | 1 | STEEL POLE | 335
14127 | Omaha Public Power District | 61 | SUB. 1256 | SUB. 1253 | 100 | 4.26 | OH | AC | 161 | 161 | 397.5 | ACSR | DOUBLE | 1 | 1 | STEEL POLE | 335
14127 | Omaha Public Power District | 62 | SUB. 1237 | SUB. 1245 | 100 | 3.62 | OH | AC | 161 | 161 | 447 | ACSR | DOUBLE | 1 | 2 | STEEL POLE | 335
14127 | Omaha Public Power District | 63 | SUB. 1245 | SUB. 1252 | 100 | 3.11 | OH | AC | 161 | 161 | 477 | ACSR | DOUBLE | 1 | 1 | STEEL POLE | 335
14127 | Omaha Public Power District | 64 | SUB. 1252 | SUB. 1236 | 100 | 4.04 | OH | AC | 161 | 161 | 477 | ACSR | DOUBLE | 1 | 1 | STEEL POLE | 335
14127 | Omaha Public Power District | 65 | SUB. 1281 | SUB. 1249 | 100 | 5.57 | OH | AC | 161 | 161 | 954 | ACSR | SINGLE | 1 | 1 | STEEL POLE | 321
14127 | Omaha Public Power District | 66 | SUB. 1281 | SUB. 1259 | 100 | 5.55 | OH | AC | 161 | 161 | 715.5 | ACSR | SINGLE | 1 | 1 | WOOD H-FRAME | 234
14127 | Omaha Public Power District | 67 | SUB. 1250 | SUB. 1297 | 100 | 9.52 | OH | AC | 161 | 161 | 636 | ACSR | DOUBLE | 1 | 1 | STEEL POLE | 335
14127 | Omaha Public Power District | 68 | SUB. 1253 | SUB. 1237 | 100 | 6.84 | OH | AC | 161 | 161 | 477 | ACSR | DOUBLE | 1 | 2 | STEEL POLE | 335
14127 | Omaha Public Power District | 69 | SUB. 3456 | SUB. 3459 | 100 | 10.98 | OH | AC | 345 | 345 | 954 | ACSR | DOUBLE | 1 | 2 | STEEL H-FRAME | 956
14127 | Omaha Public Power District | 70 | SUB. 3456 | SUB. 3458 | 100 | 44.96 | OH | AC | 345 | 345 | 795 | ACSR | DOUBLE | 1 | 1 | WOOD H-FRAME | 956
14127 | Omaha Public Power District | 71 | SUB. 3455 | SUB. 3456 | 100 | 6.06 | OH | AC | 345 | 345 | 954 | ACSR | DOUBLE | 1 | 1 | WOOD H-FRAME | 956
14127 | Omaha Public Power District | 72 | SUB. 3456 | M.A.E. | 100 | 3.38 | OH | AC | 345 | 345 | 954 | ACSR | DOUBLE | 1 | 1 | STEEL POLE | 956
14127 | Omaha Public Power District | 73 | SUB. 3459 | SUB. 3452 | 100 | 5.06 | OH | AC | 345 | 345 | 954 | ACSR | DOUBLE | 1 | 1 | STEEL H-FRAME | 956
14127 | Omaha Public Power District | 74 | SUB. 3452 | SUB. 3451 | 100 | 13.37 | OH | AC | 345 | 345 | 954 | ACSR | DOULBE | 2 | 2 | STEEL TOWER | 956
14127 | Omaha Public Power District | 75 | SUB. 3451 | FORT CALHOUN | 100 | 0.5 | OH | AC | 345 | 345 | 954 | ACSR | DOUBLE | 1 | 1 | STEEL TOWER | 648
14127 | Omaha Public Power District | 76 | SUB. 3451 | SUB. 3452 | 100 | 13.37 | OH | AC | 345 | 345 | 954 | ACSR | DOUBLE | 2 | 2 | STEEL TOWER | 956
14127 | Omaha Public Power District | 77 | SUB. 3452 | SUB. 3454 | 100 | 17.22 | OH | AC | 345 | 345 | 954 | ACSR | DOUBLE | 1 | 1 | WOOD H-FRAME | 956
14127 | Omaha Public Power District | 78 | SUB. 3451 | M.A.E. | 100 | 63.08 | OH | AC | 345 | 345 | 795 | ACSR | DOUBLE | 1 | 1 | WOOD H-FRAME | 956
14127 | Omaha Public Power District | 79 | SUB. 3740 | SUB. 3458 | 100 | 38.31 | OH | AC | 345 | 345 | 954 | ACSR | DOUBLE | 1 | 1 | WOOD H-FRAME | 1158
14127 | Omaha Public Power District | 80 | SUB. 3458 | COOPER STATION | 100 | 29.53 | OH | AC | 345 | 345 | 795 | ACSR | DOUBLE | 1 | 1 | WOOD H-FRAME | 956
14127 | Omaha Public Power District | 81 | NEBR CITY PLANT | SUB. 3458 | 100 | 0.2 | OH | AC | 345 | 345 | 954 | ACSR | DOUBLE | 1 | 1 | STEEL | 760
14127 | Omaha Public Power District | 82 | SUB. 3455 | SUB. 3454 | 100 | 6.77 | OH | AC | 345 | 345 | 954 | ACSR | DOUBLE | 1 | 1 | STEEL TOWER | 1195
14127 | Omaha Public Power District | 83 | SUB. 3454 | CASS CO. LINE | 100 | 28.92 | OH | AC | 345 | 345 | 795 | ACSR | DOUBLE | 1 | 1 | WOOD H-FRAME | 960
14127 | Omaha Public Power District | 84 | COOPER STA. | ST. JOE L. & P. | 100 | 26.61 | OH | AC | 345 | 345 | 795 | ACSR | DOUBLE | 1 | 1 | WOOD H-FRAME | 956
14127 | Omaha Public Power District | 85 | SUB. 3455 | SUB. 3458 | 100 | 21.1 | OH | AC | 345 | 345 | 954 | ACSR | DOUBLE | 1 | 1 | WOOD H-FRAME | 1158
14127 | Omaha Public Power District | 86 | Cass Co. Gen. #1 | Sub. 3740 | 100 | 0.1 | OH | AC | 345 | 345 | 954 | ACSR | DOUBLE | 1 | 1 | WOOD H-FRAME | 960
14127 | Omaha Public Power District | 87 | Cass Co. Gen. #2 | Sub. 3740 | 100 | 0.1 | OH | AC | 345 | 345 | 954 | ACSR | DOUBLE | 1 | 1 | WOOD H-FRAME | 960
14194 | Orrville City of | 1 | AEP / E. Wooster | Orrville | 100 | 9 | OH | AC | 138 | 138 | 795 | ACSR | Single | 1 | 1 | Pole / Wood, Single | 117
14245 | Overton Power District No 5 | 1 | Reid Gardner | Tortoise Substation | 100 | 2.5 | OH | AC | 230 | 230 | 795 | ACSR | Other | 1 | 1 | H-Frame Wood | 200
14245 | Overton Power District No 5 | 2 | Tortoise Substation | Sandhills | 100 | 11 | OH | AC | 138 | 138 | 795 | ACSR | Other | 1 | 1 | H-Frame Wood | 120
14245 | Overton Power District No 5 | 3 | Sandhills | Painted Hills | 100 | 27 | OH | AC | 138 | 138 | 795 | ACSR | Other | 1 | 1 | H-Frame Wood | 120
14268 | Owensboro City of | 1 | Elmer Smith Station | Sub "M" (Line 1) | 100 | 8.2 | OH | AC | 138 | 144 | 795 | SSAC | Single | 2 | 2 | SPS and T | 214
14268 | Owensboro City of | 2 | Elmer Smith Station | Sub "M" (Line 2) | 100 | 8.2 | OH | AC | 138 | 144 | 795 | SSAC | Single | 2 | 2 | SPS and T | 214
14324 | PUD No 2 of Pacific County | 1 | BPA Bear River | Hagen Sub | 100 | 2.2 | OH | AC | 115 | 138 | 795 | AAC | Single | 1 | 1 | Wood
14324 | PUD No 2 of Pacific County | 2 | Hagen Sub | Long Beach Sub | 100 | 4.5 | OH | AC | 115 | 138 | 795 | AAC | Single | 1 | 1 | Wood
14324 | PUD No 2 of Pacific County | 3 | Long Beach Sub | Ocean Park Sub | 100 | 9 | OH | AC | 115 | 138 | 795 | AAC | Single | 1 | 1 | Wood
14324 | PUD No 2 of Pacific County | 4 | Ocean Park Sub | Oysterville Sub | 100 | 2.5 | OH | AC | 115 | 138 | 795 | AAAC | Single | 1 | 1 | Wood
14610 | Orlando Utilities Comm | 1 | INDIAN RIVER | CAPE KENNEDY (FPL) | 16 | 0.46 | OH | AC | 230 | 230 | 954 | ACSR | SINGLE | 2 | 2 | STEEL POLE | 587
14610 | Orlando Utilities Comm | 2 | STANTON | CURRY FORD (FPC) | 98 | 6.35 | OH | AC | 230 | 230 | 954 | ACSR | SINGLE | 2 | 2 | STEEL TOWER | 444
14610 | Orlando Utilities Comm | 3 | SOUTH WOOD | WINDERMERE (FPC) | 11 | 0.17 | OH | AC | 230 | 230 | 954 | ACSR | SINGLE | 1 | 1 | WOOD POLE | 444
14610 | Orlando Utilities Comm | 4 | PINE HILLS | WOODSMERE (FPC) | 53 | 1.14 | OH | AC | 230 | 230 | 954 | ACSR | SINGLE | 1 | 1 | WOOD POLE | 444
14610 | Orlando Utilities Comm | 5 | LK AGNES | MCINTOSH (LAK) | 100 | 9.43 | OH | AC | 230 | 230 | 954 | ACSR | SINGLE | 1 | 1 | WOOD H-FRAME | 444
14610 | Orlando Utilities Comm | 6 | TAFT | MEADOW WOOD (FPC) | 100 | 0.06 | OH | AC | 230 | 230 | 954 | ACSR | SINGLE | 1 | 1 | WOOD H-FRAME | 444
14610 | Orlando Utilities Comm | 7 | INDIAN RIVER | STANTON | 100 | 24.59 | OH | AC | 230 | 230 | 954 | ACSR | SINGLE | 2 | 2 | STEEL TOWER | 444
14610 | Orlando Utilities Comm | 8 | STANTON | PERSHING | 100 | 9.33 | OH | AC | 230 | 230 | 954 | ACSR | SINGLE | 2 | 2 | STEEL TOWER | 548
14610 | Orlando Utilities Comm | 9 | STANTON | TAFT | 100 | 19.11 | OH | AC | 230 | 230 | 954 | ACSR | SINGLE | 1 | 2 | STEEL POLE | 444
14610 | Orlando Utilities Comm | 10 | PERSHING | AIRPORT | 100 | 3.31 | OH | AC | 230 | 230 | 954 | ACSR | SINGLE | 1 | 2 | STEEL TOWER | 444
14610 | Orlando Utilities Comm | 11 | PERSHING | AIRPORT | 100 | 2.5 | UG | AC | 230 | 230 | 2500 | COPPER | SINGLE | 0 | 0 | UG | 433
14610 | Orlando Utilities Comm | 12 | AIRPORT | AIRPORT INDUSTRIAL PARK | 100 | 7.99 | OH | AC | 230 | 230 | 954 | ACSR | SINGLE | 1 |  | STEEL TOWER | 444
14610 | Orlando Utilities Comm | 13 | AIRPORT | AIRPORT INDUSTRIAL PARK | 100 | 5.19 | UG | AC | 230 | 230 | 2500 | COPPER | SINGLE | 0 |  | UG | 433
14610 | Orlando Utilities Comm | 14 | AIRPORT INDUSTRIAL PARK | TAFT | 100 | 4 | OH | AC | 230 | 230 | 954 | ACSR | SINGLE | 1 |  | STEEL TOWER | 444
14610 | Orlando Utilities Comm | 15 | TAFT | CONVENTION CENTER | 100 | 8.56 | OH | AC | 230 | 230 | 954 | ACSR | SINGLE | 1 |  | STEEL TOWER | 444
14610 | Orlando Utilities Comm | 16 | TAFT | CONVENTION CENTER | 100 | 0.64 | UG | AC | 230 | 230 | 2500 | COPPER | SINGLE | 1 |  | UG | 444
14610 | Orlando Utilities Comm | 17 | INDIAN RIVER | CAPE KENNEDY | 16 | 0.43 | OH | AC | 230 | 230 | 954 | ACSR | SINGLE | 2 | 2 | STEEL POLE | 596
14610 | Orlando Utilities Comm | 18 | TAFT | CANE IS TAP1 | 100 | 11.19 | OH | AC | 230 | 230 | 954 | ACSR | SINGLE | 1 | 1 | WOOD H FRAME | 444
14610 | Orlando Utilities Comm | 19 | OSCEOLA | CANE IS TAP 2 | 75 | 4.06 | OH | AC | 230 | 230 | 954 | ACSR | SINGLE | 1 | 1 | WOOD H-FRAME | 444
14610 | Orlando Utilities Comm | 20 | LK AGNES | OSCEOLA | 0.75 | 21.45 | OH | AC | 230 | 230 | 954 | ACSR | SINGLE | 1 | 1 | WOOD H FRAME | 444
14610 | Orlando Utilities Comm | 21 | SOUTHWOOD | SKY LAKE (FPC) |  |  | OH | AC | 230 | 230 | 954 | ACSR | SINGLE | 1 | 1 | WOOD POLE | 444
14610 | Orlando Utilities Comm | 22 | TAFT | MARVDIA (KUA) |  |  | OH | AC | 230 | 230 | 954 | ACSR | SINGLE | 1 | 1 | WOOD POLE | 444
14610 | Orlando Utilities Comm | 23 | TAFT | BUENA VENTURA (KUA) |  |  | OH | AC | 230 | 230 |  |  |  | 1 | 1
14610 | Orlando Utilities Comm | 24 | SOUTHWOOD | CONVENTION CENTER | 100 | 3 | OH | AC | 230 | 230 | 954 | ACSR | SINGLE | 1 |  | STEEL TOWER | 444
14610 | Orlando Utilities Comm | 25 | STANTON | RIO PINAR (FPC) | 69 | 6.32 | OH | AC | 230 | 230 | 1272 | ACSS | SINGLE | 2 | 2 | STEEL TOWER | 685
14624 | PUD No 2 of Grant County | 1 | Mattawa Tap | Mattawa | 100 | 0.03 | OH | AC | 230 | 230 | 795 | AAC | SINGLE | 1 | 1 | STEEL H FRAME | 157
14624 | PUD No 2 of Grant County | 2 | Potholes | Sand Dunes | 100 | 14.3 | OH | AC | 230 | 230 | 1272 | ACSR | SINGLE | 1 | 1 | WOOD H FRAME | 415
14624 | PUD No 2 of Grant County | 3 | Priest Rapids | Wanapum | 100 | 17.28 | OH | AC | 230 | 230 | 1272 | ACSR | SINGLE | 1 | 1 | STEEL LATTICE | 415
14624 | PUD No 2 of Grant County | 4 | Wanapum #1 | Switchyard | 100 | 1.47 | OH | AC | 230 | 230 | 1272 | ACSR | SINGLE | 1 | 1 | STEEL TOWER | 415
14624 | PUD No 2 of Grant County | 5 | Wanapum #2 | Switchyard | 100 | 1.48 | OH | AC | 230 | 230 | 1272 | ASCR | SINGLE | 1 | 1 | STEEL TOWER | 415
14624 | PUD No 2 of Grant County | 6 | Wanapum #3 | Switchyard | 100 | 1.53 | OH | AC | 230 | 230 | 1272 | ACSR | SINGLE | 1 | 1 | STEEL TOWER | 415
14624 | PUD No 2 of Grant County | 7 | Priest Rapids #1 | Midway | 100 | 7 | OH | AC | 230 | 230 | 1272 | ASCR | SINGLE | 1 | 1 | STEEL TOWER | 415
14624 | PUD No 2 of Grant County | 8 | Priest Rapids #2 | Midway | 100 | 7.54 | OH | AC | 230 | 230 | 1272 | ACSR | SINGLE | 1 | 1 | STEEL TOWER | 415
14624 | PUD No 2 of Grant County | 9 | Priest Rapids #3 | Midway | 100 | 7.21 | OH | AC | 230 | 230 | 1272 | ACSR | SINGLE | 1 | 1 | STEEL TOWER | 415
14624 | PUD No 2 of Grant County | 10 | Mae Valley Tap | Mae Valley | 100 | 2.33 | OH | AC | 230 | 230 | 795 | AAC | SINGLE | 1 | 1 | WOOD SINGLE POLE | 157
14624 | PUD No 2 of Grant County | 11 | Ancient Lake Tap | Ancient Lake | 100 | 4.26 | OH | AC | 230 | 230 | 795 | ACSR | SINGLE | 1 | 1 | WOOD FRAME | 159
14624 | PUD No 2 of Grant County | 12 | Wanapum | Ancient Lake Tap | 100 | 19.71 | OH | AC | 230 | 230 | 1272 | ACSR | SINGLE | 1 | 1 | STEEL LATTICE | 415
14624 | PUD No 2 of Grant County | 13 | Ancient Lake Tap | Columbia | 100 | 11.17 | OH | AC | 230 | 230 | 1272 | ACSR | SINGLE | 1 | 1 | STEEL LATTICE | 415
14624 | PUD No 2 of Grant County | 14 | Rocky Ford Sub | Larson Sub | 100 | 11.25 | OH | AC | 230 | 230 | 1272 | ACSR | DOUBLE | 1 | 1 | STEEL H FRAME | 816
14624 | PUD No 2 of Grant County | 15 | Larson Sub | Wheeler Sub | 100 | 8.05 | OH | AC | 230 | 230 | 1272 | ACSR | DOUBLE | 1 | 1 | STEEL SINGLE POLE | 816
14624 | PUD No 2 of Grant County | 16 | Upper Coulee Tap | Upper Coulee Sub | 100 | 0.18 | OH | AC | 230 | 230 | 795 | AAC | SINGLE | 1 | 1 | WOOD SINGLE POLE | 157
14624 | PUD No 2 of Grant County | 17 | Wheeler | McDonald | 100 | 5.42 | OH | AC | 230 | 230 | 1272 | AAC | SINGLE | 1 | 1 | WOOD SINGLE POLE | 408
14624 | PUD No 2 of Grant County | 18 | McDonald | Sand Dunes | 100 | 3.34 | OH | AC | 230 | 230 | 1272 | AAC | SINGLE | 1 | 1 | WOOD SINGLE POLE | 408
15143 | Platte River Power Authority | 1 | Craig | Ault | 28 | 187.02 | OH | AC | 345 | 345 | 1272 | ASCR | Double | 1 | 1 | Steel/Tower | 717
15143 | Platte River Power Authority | 2 | Craig | Rifle | 17.22 | 83 | OH | AC | 345 | 345 | 1272 | ACSR | Double | 1 | 1 | Steel/Tower | 740
15143 | Platte River Power Authority | 3 | Craig | Hayden | 18 | 23.4 | OH | AC | 230 | 230 | 1272 | ACSR | Single | 1 | 1 | Steel/Tower | 428
15143 | Platte River Power Authority | 4 | Hayden | Blue River | 22 | 86 | OH | AC | 230 | 345 | 1272 | ASCR | Double | 1 | 1 | Steel/Tower | 403
15143 | Platte River Power Authority | 5 | Ault | Fort Saint Vrain | 40 | 31 | OH | AC | 230 | 230 | 1272 | ACSR | Single | 1 | 1 | Steel/Pole | 495
15143 | Platte River Power Authority | 6 | Rifle | Rifle | 15 | 3.4 | OH | AC | 230 | 230 | 1272 | ACSR | Single | 1 | 1 | Steel/Tower | 554
15143 | Platte River Power Authority | 7 | Rawhide | La Porte | 100 | 20.24 | OH | AC | 230 | 230 | 954 | ACSR | Single | 2 | 2 | Steel/Pole | 378
15143 | Platte River Power Authority | 8 | Rawhide | Ault | 100 | 26.42 | OH | AC | 230 | 230 | 1780 | ACSR | Single | 2 | 2 | Steel/Tower & Pole | 378
15143 | Platte River Power Authority | 9 | Rawhide | Timberline East | 100 | 32.49 | OH | AC | 230 | 230 | 1780 | ACSR | Single | 2 | 2 | Steel/Tower & Pole | 378
15143 | Platte River Power Authority | 10 | Timberline | Ault | 100 | 14.91 | OH | AC | 230 | 230 | 1780 | ACSR | Single | 2 | 2 | Steel/Tower & Pole | 543
15143 | Platte River Power Authority | 11 | Timberline | Harmony | 100 | 2.78 | OH | AC | 230 | 230 | 954 | ACSR | Single | 1 | 1 | Steel/Tower & Pole | 472
15143 | Platte River Power Authority | 12 | Harmony | Boyd | 100 | 9.59 | OH | AC | 230 | 230 | 954 | ACSR | Single | 1 | 1 | Steel/Pole | 472
15143 | Platte River Power Authority | 13 | Boyd | Long's Peak | 100 | 10.82 | OH | AC | 230 | 230 | 954 | ACSR | Single | 1 | 1 | Steel/Pole | 472
15143 | Platte River Power Authority | 14 | Long's Peak | Fort Saint Vrain | 100 | 9.75 | OH | AC | 230 | 230 | 954 | ACSR | Single | 1 | 2 | Steel/Pole | 378
15143 | Platte River Power Authority | 15 | Craig | Bonanza | 10 | 102.25 | OH | AC | 345 | 345 | 1565 | ACSR | Double | 1 | 1 | Steel/Tower | 650
15296 | Power Authority of State of NY | 1 | SL - Massena S/S | Chateuguay S/S | 100 | 21.04 | OH | AC | 765 | 765 | 1351.5 | ACSR | Quadruple | 1 | 1 | Steel (3) | 3975
15296 | Power Authority of State of NY | 2 | SL-Massena S/S | Marcy S/S | 100 | 133.85 | OH | AC | 765 | 765 | 1351.5 | ACSR | Quadruple | 1 | 1 | Steel (2)(3) | 3975
15296 | Power Authority of State of NY | 3 | SL-Marcy S/S | Edic S/S | 100 | 1.53 | OH | AC | 345 | 345 | 1531.5 | ACSR | Triple | 1 | 1 | (2) | 1677
15296 | Power Authority of State of NY | 4 | SL-Moses Switchyard | Massena S/S | 100 | 8.17 | OH | AC | 230 | 230 | 1351.5 | ACSR | Double | 1 | 1 | Steel (2)(3) | 936
15296 | Power Authority of State of NY | 5 | SL-Moses Switchyard | Massena S/S | 100 | 8.17 | OH | AC | 230 | 230 | 1351.5 | ACSR | Double | 1 | 1 | Steel (2)(3) | 936
15296 | Power Authority of State of NY | 6 | SL Moses Swtichyard | International Boundary | 100 | 2.14 | OH | AC | 230 | 230 | 636 | ACSR | Double | 2 | 2 | Steel (3) | 299
15296 | Power Authority of State of NY | 7 | SL-Moses Switchyard | International Boundary | 100 | 2.14 | OH | AC | 230 | 230 | 636 | ACSR | Double | 2 | 2 | Steel (3) | 299
15296 | Power Authority of State of NY | 8 | SL-Moses Switchyard | Adirondack S/S | 100 | 85.89 | OH | AC | 230 | 230 | 500 | CU | Double | 2 | 2 | Wood (2) | 288
15296 | Power Authority of State of NY | 9 | SL-Moses Switchyard | Adirondack S/S | 100 | 85.89 | OH | AC | 230 | 230 | 500 | CU | Double | 2 | 2 | Wood (2) | 288
15296 | Power Authority of State of NY | 10 | SL-Moses Switchyard | Willis S/S | 100 | 37.1 | OH | AC | 230 | 230 | 795 | ACSR | Single | 1 | 1 | Wood (3) (2) | 349
15296 | Power Authority of State of NY | 11 | SL-Moses Switchyard | Willis S/S | 100 | 37.1 | OH | AC | 230 | 230 | 795 | ACSR | Single | 1 | 1 | Wood (3)(2) | 349
15296 | Power Authority of State of NY | 12 | SL-Willis S/S | Plattsburgh S/S | 100 | 33.7 | OH | AC | 230 | 230 | 795 | ACSR | Single | 1 | 1 | Wood (2) | 170
15296 | Power Authority of State of NY | 13 | SL-Willis S/S | Plattsburgh S/S | 100 | 33.7 | OH | AC | 230 | 230 | 795 | ACSR | Single | 1 | 1 | (2) | 170
15296 | Power Authority of State of NY | 14 | NIAG-Niagara Switchyard | Rochester Station 80 | 100 | 70.2 | OH | AC | 345 | 345 | 795 | ACSR | Double | 1 | 1 | Steel (3) | 1301
15296 | Power Authority of State of NY | 15 | NIAG-Niagara Switchyard | Dysinger Tap | 100 | 26.2 | OH | AC | 345 | 345 | 795 | ACSR | Double | 1 | 1 | Steel (3) | 1301
15296 | Power Authority of State of NY | 16 | NIAG-Dysinger Tap | Rochester Station 80 | 100 | 44 | OH | AC | 345 | 345 | 795 | ACSR | Double | 1 | 1 | Steel (3) | 1301
15296 | Power Authority of State of NY | 17 | NIAG-Rochester Station 80 | Panell Rd S/S | 100 | 17 | OH | AC | 345 | 345 | 795 | ACSR | Double | 2 | 2 | Steel (3) | 1301
15296 | Power Authority of State of NY | 18 | NIAG-Pannell Rd S/S | Clay S/S | 100 | 61.6 | OH | AC | 345 | 345 | 795 | ACSR | Double | 2 | 2 | Steel (3) | 1301
15296 | Power Authority of State of NY | 19 | NIAG-Clay S/S | Edic S/S | 100 | 50.1 | OH | AC | 345 | 345 | 795 | ACSR | Double | 2 | 2 | Steel (3) | 1301
15296 | Power Authority of State of NY | 20 | NIAG-Niagara Switchyard | International Boundary | 100 | 1 | UG | AC | 345 | 345 | 2500 | CU | Double | 2 | 2 | (4) | 1070
15296 | Power Authority of State of NY | 21 | NIAG-Niagara Switchyard | Tower NB-7 | 100 | 1.4 | UG | AC | 230 | 230 | 1158.4 | ACSR | Single | 1 | 1 | (B) | 483
15296 | Power Authority of State of NY | 22 | NIAG-Tower NB-7 | Tower 1-15 | 100 | 0.1 | OH | AC | 230 | 230 | 1158.4 | ACSR | Single | 1 | 1 | Steel (3) | 483
15296 | Power Authority of State of NY | 23 | NIAG-Tower 1-15 | International Boundary | 100 | 2.4 | OH | AC | 230 | 230 | 1158.4 | ACSR | Single | 2 | 2 | Steel (A)(B) | 483
15296 | Power Authority of State of NY | 24 | JAF - Fitzpatrick Sys. - Fitz | Edic Substation | 100 | 68.3 | OH | AC | 345 | 345 | 1113 | ACSR | Double | 1 | 1 | Steel (3) | 1434
15296 | Power Authority of State of NY | 25 | JAF - Fitzpatrick Switchyard | Scriba Substation | 100 | 0.93 | OH | AC | 345 | 345 | 1113 | ACSR | Double | 1 | 1 | Steel (3) | 1434
15296 | Power Authority of State of NY | 26 | BG - Gilboa Switchyard | Fraser S/S | 100 | 33.62 | OH | AC | 345 | 345 | 3410 | ACAR | Single | 1 | 1 | Steel (3) | 1428
15296 | Power Authority of State of NY | 27 | BG - Gilboa Switchyard | New Scotland S/S | 100 | 31.82 | OH | AC | 345 | 345 | 3410 | ACAR | Single | 1 | 1 | Steel (3) | 1428
15296 | Power Authority of State of NY | 28 | BG - Gilboa Switchyard | Leeds Substation | 100 | 36.9 | OH | AC | 345 | 765 | 3410 | ACAR | Single | 1 | 1 | Steel (3)(2) | 1428
15296 | Power Authority of State of NY | 29 | BG - Cooper S/S | Rock Tavern S/S | 100 | 46.1 | OH | AC | 345 | 345 | 1431 | ACSR | Double | 1 | 1 | Steel (2)(3) | 1836
15296 | Power Authority of State of NY | 30 | BG - Coopers S/S | Shoemaker Tap | 100 | 32.3 | OH | AC | 345 | 345 | 1431 | ACSR | Double | 1 | 1 | Steel (2)(3) | 1836
15296 | Power Authority of State of NY | 31 | BG - Shoemaker Tap | Rock Tavern S/S | 100 | 13.8 | OH | AC | 345 | 345 | 1431 | ACSR | Double | 1 | 1 | Steel (2)(3) | 1836
15296 | Power Authority of State of NY | 32 | BG - Roseton S/S | East Fishkill S/S | 100 | 8.3 | OH | AC | 345 | 345 | 2500 | CU | Single | 1 | 1 | Steel (2)(3)(4) | 2385
15296 | Power Authority of State of NY | 33 | BG - Marcy S/S/ | Cooper Corners S/S - Coopers | 100 | 134.9 | OH | AC | 345 | 345 | 1431 | ACSR | Double | 1 | 1 | Steel (2)(3) | 1344
15296 | Power Authority of State of NY | 34 | BG - Edic S/S | Fraser S/S | 100 | 76.3 | OH | AC | 345 | 345 | 1431 | ACSR | Double | 1 | 1 | Steel (2)(3) | 1836
15296 | Power Authority of State of NY | 35 | IP3-CP - IP3 Switchyard | Buchanan S. S/S | 100 | 0.5 | OH | AC | 345 | 345 | 1172 | ACAR | Double | 1 | 1 | Steel (3) | 1574
15296 | Power Authority of State of NY | 36 | IP3-CP - Poletti Switchyard | E 13th St. S/S | 100 | 7 | UG | AC | 345 | 345 | 2500 | CU | Single | 2 | 2 | Underground (4) (D) | 538
15296 | Power Authority of State of NY | 37 | IP3-CP - Sprainbrook S/S | East Garden City S/S | 100 | 26.6 | UG | AC | 345 | 345 | 2500 | CU | Single | 1 | 1 | Underground (4) (D)/ (5) (G) | 708
15619 | Radford City of | 1 | Pulaski County, VA | Radford, VA | 100 | 1.3 | OH | AC | 138 | 138 | 795 | ACSR | Single | 1 | 1 | Combination | 97
15989 | Richmond City of | 1 | Whitewater | Richmond | 100 | 2.79 | OH | AC | 69 | 138 | 795 | ACSR | Single | 1 | 1 | Wood | 108
15989 | Richmond City of | 2 | Richmond | Treatyline | 100 | 1.74 | OH | AC | 69 | 138 | 795 | ACSR | Single | 1 | 1 | Wood | 108
15989 | Richmond City of | 3 | Treatyline | Peaker-South | 100 | 2.28 | OH | AC | 69 | 138 | 652 | AAAC | Single | 1 | 1 | Wood | 87
15989 | Richmond City of | 4 | NW11TH | Peaker-North | 100 | 3.64 | OH | AC | 69 | 138 | 652 | AAAC | Single | 1 | 1 | Wood | 87
15989 | Richmond City of | 5 | NW11TH | Peaker-North | 100 | 0.42 | OH | AC | 69 | 138 | 652 | AAAC | Single | 2 | 2 | Steel | 87
15989 | Richmond City of | 6 | Treatyline | NW11TH | 100 | 2.01 | OH | AC | 69 | 138 | 795 | ACSR | Single | 1 | 1 | Wood | 108
15989 | Richmond City of | 7 | Treatyline | NW11TH | 100 | 0.42 | OH | AC | 69 | 138 | 652 | AAAC | Single | 2 | 2 | Wood | 87
15989 | Richmond City of | 8 | NW11TH | Williamsburg | 100 | 0.62 | OH | AC | 69 | 138 | 795 | ACSR | Single | 1 | 1 | Wood | 108
16181 | Rochester Public Utilities | 1 | Chester Sub | Silver Lake Station | 100 | 2.9 | OH | AC | 161 | 161 | 795 | ACSR | Single | 2 | 2 | Single wood and steel pole | 312
16181 | Rochester Public Utilities | 2 | Chester Sub | Willow Creek Sub | 100 | 6.7 | OH | AC | 161 | 161 | 556.5 | ACSR | Single | 2 | 2 | Single wood and steel pole | 198
16181 | Rochester Public Utilities | 3 | Willow Creek Sub | Bamber Valley Sub | 100 | 2.7 | OH | AC | 161 | 161 | 556.5 | ACSR | Single | 1 | 1 | Single wood pole | 198
16181 | Rochester Public Utilities | 4 | Bamber Valley Sub | Cascade Creek Sub | 100 | 4.3 | OH | AC | 161 | 161 | 556.5 | ACSR | Single | 1 | 1 | Single wood pole | 198
16181 | Rochester Public Utilities | 5 | Cascade Creek Sub | Crosstown | 100 | 1.2 | OH | AC | 161 | 161 | 556.5 | ACSR | Double | 1 | 1 | Single wood and concrete pole | 396
16181 | Rochester Public Utilities | 6 | Cascade Creek Sub | IBM Sub | 100 | 2.1 | OH | AC | 161 | 161 | 556.5 | ACSR | Single | 1 | 1 | Single wood pole | 198
16181 | Rochester Public Utilities | 7 | IBM Sub | Northern Hills Sub | 100 | 2.81 | OH | AC | 161 | 161 | 954 | ACSR | Single | 1 | 1 | Single wood and concrete pole | 278
16181 | Rochester Public Utilities | 8 | Northern Hills Sub | Zumbro River Sub | 100 | 4.17 | OH | AC | 161 | 161 | 556.5 | ACSR | Single | 1 | 1 | Single wood and steel pole | 198
16181 | Rochester Public Utilities | 9 | Zumbro River Sub | Chester Sub | 100 | 10.3 | OH | AC | 161 | 161 | 556.5 | ACSR | Single | 1 | 1 | Single wood pole | 198
16181 | Rochester Public Utilities | 10 | Crosstown | Silver Lake Station | 100 | 0.4 | OH | AC | 161 | 161 | 556.5 | ACSR | Double | 1 | 1 | Single concrete | 396
16534 | Sacramento Municipal Util Dist | 1 | Rancho Seco | Pocket | 100 | 29.13 | OH | AC | 230 | 230 | 954 | Aluminum | Double | 2 | 2 | Steel & Tower | 632
16534 | Sacramento Municipal Util Dist | 2 | Union Valley | Camino | 100 | 11.82 | OH | AC | 230 | 230 | 795 | ACSR | Single | 1 | 1 | Tower | 281
16534 | Sacramento Municipal Util Dist | 3 | Union Valley | Jaybird | 100 | 5.87 | OH | AC | 230 | 230 | 795 | ACSR | Single | 1 | 1 | Tower | 281
16534 | Sacramento Municipal Util Dist | 4 | Jaybird | White Rock | 100 | 15.88 | OH | AC | 230 | 230 | 795 | ACSR | Single | 1 | 1 | Tower | 281
16534 | Sacramento Municipal Util Dist | 5 | Camino | White Rock | 100 | 9.97 | OH | AC | 230 | 230 | 954 | ACSR | Single | 1 | 1 | Tower | 316
16534 | Sacramento Municipal Util Dist | 6 | Camino | Lake | 100 | 23.99 | OH | AC | 230 | 230 | 954 | Aluminum | Single | 1 | 1 | Tower | 316
16534 | Sacramento Municipal Util Dist | 7 | White Rock | Hedge | 100 | 39.6 | OH | AC | 230 | 230 | 954 | Aluminum | Single | 1 | 1 | Tower | 316
16534 | Sacramento Municipal Util Dist | 8 | White Rock | Orangevale | 100 | 29.56 | OH | AC | 230 | 230 | 954 | Aluminum | Single | 1 | 1 | Steel & Tower | 316
16534 | Sacramento Municipal Util Dist | 9 | Gold Hill | Lake | 100 | 0.27 | OH | AC | 230 | 230 | 954 | Aluminum | Single | 1 | 1 | Tower | 316
16534 | Sacramento Municipal Util Dist | 10 | Rancho Seco | Hedge | 100 | 24.93 | OH | AC | 230 | 230 | 954 | Aluminum | Double | 1 | 1 | Steel & Tower | 632
16534 | Sacramento Municipal Util Dist | 11 | Rancho Seco | Elk Grove | 100 | 14.77 | OH | AC | 230 | 230 | 954 | Aluminum | Double | 1 | 1 | Steel & Tower | 632
16534 | Sacramento Municipal Util Dist | 12 | Elk Grove | Hedge | 100 | 10.66 | OH | AC | 230 | 230 | 954 | Aluminum | Double | 1 | 1 | Steel | 632
16534 | Sacramento Municipal Util Dist | 13 | Lake | Pocket | 100 | 23.22 | OH | AC | 230 | 230 | 954 | Aluminum | Single | 1 | 1 | Steel & Tower | 316
16534 | Sacramento Municipal Util Dist | 14 | Hedge | Campbell | 100 | 7.2 | OH | AC | 230 | 230 | 636 | Aluminum | Double | 1 | 1 | Steel & Tower | 490
16534 | Sacramento Municipal Util Dist | 15 | Campbell | Pocket | 100 | 1.54 | OH | AC | 230 | 230 | 636 | Aluminum | Double | 1 | 1 | Steel | 490
16534 | Sacramento Municipal Util Dist | 16 | Hedge | Procter & Gamble | 100 | 3.6 | OH | AC | 230 | 230 | 954 | Aluminum | Single | 1 | 1 | Steel & Tower | 316
16534 | Sacramento Municipal Util Dist | 17 | Procter & Gamble | Hurley | 100 | 5.94 | OH | AC | 230 | 230 | 954 | Aluminum | Single | 1 | 1 | Steel & Tower | 316
16534 | Sacramento Municipal Util Dist | 18 | Hurley | Elverta | 100 | 11.54 | OH | AC | 230 | 230 | 954 | Aluminum | Single | 1 | 1 | Tower | 316
16534 | Sacramento Municipal Util Dist | 19 | Elverta | Orangevale | 100 | 21.73 | OH | AC | 230 | 230 | 954 | Aluminum | Single | 1 | 1 | Steel & Tower | 316
16534 | Sacramento Municipal Util Dist | 20 | Elverta | Foothill | 100 | 13.27 | OH | AC | 230 | 230 | 954 | Aluminum | Single | 1 | 1 | Steel & Tower | 316
16534 | Sacramento Municipal Util Dist | 21 | Foothill | Orangevale | 100 | 19.49 | OH | AC | 230 | 230 | 954 | Aluminum | Single | 1 | 1 | Steel & Tower | 316
16534 | Sacramento Municipal Util Dist | 22 | Lake | Orangevale | 100 | 10.9 | OH | AC | 230 | 230 | 954 | Aluminum | Single | 1 | 1 | Steel & Tower | 316
16534 | Sacramento Municipal Util Dist | 23 | Captain Jack | Tracy | 31 | 339 | OH | AC | 500 | 500 | 1950 | ACSR | Triple | 1 | 1 | Tower | 2500
16534 | Sacramento Municipal Util Dist | 24 | Hurley | Transition Station | 100 | 4.8 | OH | AC | 230 | 230 | 954 | Aluminum | Single | 1 | 1 | Combination Wood & Steel | 316
16534 | Sacramento Municipal Util Dist | 25 | Transition Station | Carmichael | 100 | 3.53 | UG | AC | 230 | 230 | 1750 | Copper | Single | 1 | 1 | Other (Underground) | 316
16534 | Sacramento Municipal Util Dist | 26 | Carmichael | Orangevale | 100 | 6.1 | UG | AC | 230 | 230 | 1750 | Copper | Single | 1 | 1 | Other (Underground) | 413
16572 | Salt River Proj Ag I & P Dist | 1 | Browning | Kyrene | 100 | 20.2 | OH | AC | 525 | 525 | 954 | ACSR | Quadruple | 1 | 1 | Steel/Pole | 1732
16572 | Salt River Proj Ag I & P Dist | 2 | Browning | Silver King | 100 | 38 | OH | AC | 525 | 525 | 2156 | ACSR | Quadruple | 1 | 1 | Steel/Pole/Tower | 1732
16572 | Salt River Proj Ag I & P Dist | 3 | Cholla | Coronado | 100 | 73.4 | OH | AC | 525 | 525 | 2156 | ACSR | Double | 1 | 1 | Steel/Tower | 1732
16572 | Salt River Proj Ag I & P Dist | 4 | Coronado | Silver King | 100 | 179.9 | OH | AC | 525 | 525 | 2156 | ACSR | Double | 1 | 1 | Steel/Tower | 1732
16572 | Salt River Proj Ag I & P Dist | 5 | Eldorado | Mohave | 10 | 59 | OH | AC | 525 | 525 | 2156 | ACSR | Double | 1 | 1 | Steel/Tower | 2598
16572 | Salt River Proj Ag I & P Dist | 6 | Hassayampa | Kyrene | 34.6 | 72 | OH | AC | 525 | 525 | 1780 | ACSR | Triple | 1 | 1 | Steel/Tower/Pole | 2217
16572 | Salt River Proj Ag I & P Dist | 7 | Hassayampa | Palo Verde 1 | 34.6 | 3.1 | OH | AC | 525 | 525 | 1780 | ACSR | Triple | 1 | 1 | Steel/Tower | 2598
16572 | Salt River Proj Ag I & P Dist | 8 | Marketplace | McCullough | 10 | 0.75 | OH | AC | 525 | 525 | 1590 | ACSR | Triple | 1 | 1 | Steel/Tower | 3464
16572 | Salt River Proj Ag I & P Dist | 9 | Marketplace | Mead | 18.2 | 13 | OH | AC | 525 | 525 | 1590 | ACSR | Triple | 1 | 1 | Steel/Tower | 1362
16572 | Salt River Proj Ag I & P Dist | 10 | Mead | Perkins | 18.2 | 243 | OH | AC | 525 | 525 | 1590 | ACSR | Triple | 1 | 1 | Steel/Tower | 1238
16572 | Salt River Proj Ag I & P Dist | 11 | Moenkopi | Navajo | 21.7 | 76 | OH | AC | 525 | 525 | 2156 | ACSR | Double | 1 | 1 | Steel/Tower | 1792
16572 | Salt River Proj Ag I & P Dist | 12 | Moenkopi | Yavapai | 38.3 | 102 | OH | AC | 525 | 525 | 2156 | ACSR | Double | 1 | 1 | Steel/Tower | 1781
16572 | Salt River Proj Ag I & P Dist | 13 | Navajo | Westwing | 38.3 | 258.5 | OH | AC | 525 | 525 | 2156 | ACSR | Double | 1 | 1 | Steel/Tower | 1325
16572 | Salt River Proj Ag I & P Dist | 14 | Palo Verde | Westwing 1 | 34.6 | 45.1 | OH | AC | 525 | 525 | 1780 | ACSR | Triple | 1 | 1 | Steel/Tower | 2598.1
16572 | Salt River Proj Ag I & P Dist | 15 | Palo Verde | Westwing 2 | 34.6 | 45.1 | OH | AC | 525 | 525 | 1780 | ACSR | Triple | 1 | 1 | Steel/Tower | 2598.1
16572 | Salt River Proj Ag I & P Dist | 16 | Westwing | Yavapai | 38.3 | 81 | OH | AC | 525 | 230 | 2156 | ACSR | Double | 1 | 1 | Steel/Tower | 1420
16572 | Salt River Proj Ag I & P Dist | 17 | Agua Fria | Alexander | 100 | 9.6 | OH | AC | 230 | 230 | 954 | ACSR | Double | 1 | 1 | Steel/Pole | 796
16572 | Salt River Proj Ag I & P Dist | 18 | Agua Fria | Westwing | 100 | 17.2 | OH | AC | 230 | 230 | 954 | ACSR | Double | 2 | 2 | Steel/Tower | 996
16572 | Salt River Proj Ag I & P Dist | 19 | Agua Fria | White Tanks | 100 | 11.4 | OH | AC | 230 | 230 | 954 | ACSR | Double | 2 | 2 | Steel/Tower | 796
16572 | Salt River Proj Ag I & P Dist | 20 | Alexander | Deer Valley | 30 | 7.6 | OH | AC | 230 | 230 | 954 | ACSR | Double | 1 | 1 | Steel/Pole | 797
16572 | Salt River Proj Ag I & P Dist | 21 | Anderson | Kyrene | 100 | 10.9 | OH | AC | 230 | 230 | 954 | ACSR | Double | 1 | 2 | Steel/Pole | 876.4
16572 | Salt River Proj Ag I & P Dist | 22 | Anderson | Orme | 100 | 8.8 | OH | AC | 230 | 230 | 954 | ACSR | Double | 1 | 2 | Steel/Pole | 876.4
16572 | Salt River Proj Ag I & P Dist | 23 | Brandow | Kyrene | 100 | 8.1 | OH | AC | 230 | 230 | 954 | ACSR | Double | 2 | 2 | Steel/Pole | 815.9
16572 | Salt River Proj Ag I & P Dist | 24 | Brandow | Papago Buttes | 100 | 5.4 | OH | AC | 230 | 230 | 954 | ACSR | Double | 2 | 2 | Steel/Pole | 815.9
16572 | Salt River Proj Ag I & P Dist | 25 | Corbell | Kyrene | 100 | 6.6 | OH | AC | 230 | 230 | 954 | ACSR | Double | 2 | 2 | Steel/Tower | 815.9
16572 | Salt River Proj Ag I & P Dist | 26 | Corbel | Santan | 100 | 6.7 | OH | AC | 230 | 230 | 954 | ACSR | Double | 1 | 2 | Steel/Tower/Pole | 876.4
16572 | Salt River Proj Ag I & P Dist | 27 | Deer Valley Tap | Pinnacle Peak | 100 | 10 | OH | AC | 230 | 230 | 954 | ACSR | Double | 2 | 2 | Steel/Tower | 796
16572 | Salt River Proj Ag I & P Dist | 28 | Deer Valley Tap | Westwing | 100 | 12.3 | OH | AC | 230 | 230 | 954 | ACSR | Double | 2 | 2 | Steel/Tower | 796
16572 | Salt River Proj Ag I & P Dist | 29 | El Dorado | Mead 1 | 10 | 14 | OH | AC | 230 | 230 | 954 | ACSR | Double | 1 | 1 | Steel/Tower | 1136
16572 | Salt River Proj Ag I & P Dist | 30 | El Dorado | Mead 2 | 10 | 14 | OH | AC | 230 | 230 | 954 | ACSR | Double | 1 | 1 | Steel/Tower | 1136
16572 | Salt River Proj Ag I & P Dist | 31 | Estrella Tap (Liberty) | Orme | 100 | 6 | OH | AC | 230 | 230 | 954 | ACSR | Double | 2 | 2 | Steel/Pole | 796
16572 | Salt River Proj Ag I & P Dist | 32 | Goldfield | Silver King | 100 | 35.4 | OH | AC | 230 | 230 | 954 | ACSR | Double | 1 | 2 | Wood Pole/Steel Tower | 498
16572 | Salt River Proj Ag I & P Dist | 33 | Goldfield | Thunderstone 1 | 100 | 9.6 | OH | AC | 230 | 230 | 954 | ACSR | Single | 2 | 2 | Steel/Tower | 438
16572 | Salt River Proj Ag I & P Dist | 34 | Goldfield | Thunderstone 2 | 100 | 9.6 | OH | AC | 230 | 230 | 954 | ACSR | Single | 2 | 2 | Steel/Tower | 438
16572 | Salt River Proj Ag I & P Dist | 35 | Kyrene | Papago Buttes | 100 | 9.9 | OH | AC | 230 | 230 | 954 | ACSR | Double | 2 | 2 | Steel/Pole | 637
16572 | Salt River Proj Ag I & P Dist | 36 | Kyrene | Schrader | 100 | 14.6 | OH | AC | 230 | 230 | 1272 | ACSS | Double | 2 | 2 | Steel/Tower/Pole | 757
16572 | Salt River Proj Ag I & P Dist | 37 | Orome | White Tanks | 100 | 12.8 | OH | AC | 230 | 230 | 954 | ACSR | Double | 2 | 2 | Steel/Tower/Pole | 796
16572 | Salt River Proj Ag I & P Dist | 38 | Papago Buttes | Pinnacle Peak | 100 | 31.1 | OH | AC | 230 | 230 | 954 | ACSR | Double | 2 | 2 | Steel/Tower/Pole | 796
16572 | Salt River Proj Ag I & P Dist | 39 | Rogers | Thunderstone | 100 | 7.6 | OH | AC | 230 | 230 | 954 | ACSR | Single | 2 | 2 | Steel/Tower/Pole | 438
16572 | Salt River Proj Ag I & P Dist | 40 | Santan | Schrader | 100 | 15 | OH | AC | 230 | 230 | 1272 | ACSS | Double | 1 | 2 | Steel/Pole | 788
16572 | Salt River Proj Ag I & P Dist | 41 | Santan | Thunderstone | 100 | 12 | OH | AC | 230 | 230 | 1272 | ACSS | Single | 2 | 2 | Steel/Pole/Tower | 438
16604 | San Antonio Public Service Bd | 1 | A.M.D. Tap | Pinn Rd | 100 | 2.66 | OH | AC | 138 | 138 | 1590 | AAC |  |  |  | Wide Base | 1200
16604 | San Antonio Public Service Bd | 2 | A.M.D Tap | A.M.D | 100 | 3.86 | OH | AC | 138 | 138 | 556 | ACSR |  |  |  | Narrow Base | 730
16604 | San Antonio Public Service Bd | 3 | Alamo Cement Tap (S4) | Skyline | 100 | 3.19 | OH | AC | 138 | 138 | 1590 | AAC |  |  |  | Wide Base | 1385
16604 | San Antonio Public Service Bd | 4 | Alamo Cement Tap | Alamo Cement | 100 | 1 | OH | AC | 138 | 138 | 1590 | AAC |  |  |  | Wood | 340
16604 | San Antonio Public Service Bd | 5 | Austin Rd | Terrell Hills #1 | 100 | 3.5 | OH | AC | 138 | 138 | 266 | ACSR |  |  |  | Wide Base/Narrow Base | 400
16604 | San Antonio Public Service Bd | 6 | Austin Rd | Terrell Hills#2 | 100 | 3.5 | OH | AC | 138 | 138 | 266 | ACSR |  |  |  | Wide Base/Narrow Base | 400
16604 | San Antonio Public Service Bd | 7 | AVR | Cagnon | 100 | 26.96 | OH | AC | 345 | 345 | 959 | ACSR |  |  |  | Wide Base | 2000
16604 | San Antonio Public Service Bd | 8 | Ball Park | Fern | 100 | 1.21 | OH | AC | 138 | 138 | 795 | ACSR |  |  |  | Narrow Base/Steel Pole | 1800
16604 | San Antonio Public Service Bd | 9 | Bandera Rd | Broadview | 100 | 1.99 | OH | AC | 138 | 138 | 1590 | AAC |  |  |  | Narrow Base | 1200
16604 | San Antonio Public Service Bd | 10 | Bandera | Helotes#1 | 100 | 7.44 | OH | AC | 138 | 138 | 1590 | AAC |  |  |  | Wide Base | 1200
16604 | San Antonio Public Service Bd | 11 | Bandera | Helotes#2 | 100 | 7.44 | OH | AC | 138 | 138 | 1590 | AAC |  |  |  | Wide Base | 1200
16604 | San Antonio Public Service Bd | 12 | Bandera | Medical Ctr | 100 | 2.8 | OH | AC | 138 | 138 | 556 | ACSR |  |  |  | Wide Base | 730
16604 | San Antonio Public Service Bd | 13 | Beck | Kirby | 100 | 11.16 | OH | AC | 138 | 138 | 1272 | AAC |  |  |  | Wide Base/Narrow Base | 2000
16604 | San Antonio Public Service Bd | 14 | Braunig | Brooks Fld | 100 | 10.02 | OH | AC | 138 | 138 | 1590 | AAC |  |  |  | Wide Base | 1200
16604 | San Antonio Public Service Bd | 15 | Braunig | Elmendorf | 100 | 5.52 | OH | AC | 138 | 138 | 556 | ACSR |  |  |  | Wood | 730
16604 | San Antonio Public Service Bd | 16 | Braunig | Highland Hills | 100 | 10.14 | OH | AC | 138 | 138 | 1590 | AAC |  |  |  | Wide Base | 1200
16604 | San Antonio Public Service Bd | 17 | Braunig | Sommers#1 | 100 | 5.53 | OH | AC | 138 | 138 | 1272 | AAC |  |  |  | Wide Base | 2000
16604 | San Antonio Public Service Bd | 18 | Braunig | Streich | 100 | 1.39 | OH | AC | 138 | 138 | 1272 | AAC |  |  |  | Wide Base | 2000
16604 | San Antonio Public Service Bd | 19 | Buckeye | Los Angeles Hgt | 100 | 1.79 | OH | AC | 138 | 138 | 556 | AAC |  |  |  | Narrow Base | 710
16604 | San Antonio Public Service Bd | 20 | Buckeye | Olmos | 100 | 2.59 | OH | AC | 138 | 138 | 1272 | AAC |  |  |  | Wide Base/Narrow Base | 2000
16604 | San Antonio Public Service Bd | 21 | Cagnon | Helotes#1 | 100 | 9.74 | OH | AC | 138 | 138 | 1272 | AAC |  |  |  | Wide Base | 2000
16604 | San Antonio Public Service Bd | 22 | Cagnon | Helotes#2 | 100 | 9.74 | OH | AC | 138 | 138 | 1272 | AAC |  |  |  | Wide Base | 2000
16604 | San Antonio Public Service Bd | 23 | Cagnon | Hill Country | 100 | 19.47 | OH | AC | 345 | 345 | 959 | ACSR |  |  |  | Wide Base | 2000
16604 | San Antonio Public Service Bd | 24 | Castle Hills | Dresden | 100 | 3.81 | OH | AC | 138 | 138 | 795 | AAC |  |  |  | Wide Base/Narrow Base | 900
16604 | San Antonio Public Service Bd | 25 | Chavaneaux | Brooks Fld | 100 | 5.54 | OH | AC | 138 | 138 | 1590 | AAC |  |  |  | Wide Base | 1200
16604 | San Antonio Public Service Bd | 26 | Chulie | Olmos | 100 | 2.38 | OH | AC | 138 | 138 | 1272 | AAC |  |  |  | Narrow Base | 2000
16604 | San Antonio Public Service Bd | 27 | Coliseum | Tenth St | 100 | 2.25 | OH | AC | 138 | 138 | 795 | ACSR |  |  |  | Narrow Base | 1800
16604 | San Antonio Public Service Bd | 28 | De Zavala | USAA Tap (T1/W4) | 100 | 3.67 | OH | AC | 138 | 138 | 2000 | AAC |  |  |  | Wide Base | 3000
16604 | San Antonio Public Service Bd | 29 | Deely | Ballpark | 100 | 13.21 | OH | AC | 138 | 138 | 1272 | AAC |  |  |  | Wide Base/Narrow Base | 2000
16604 | San Antonio Public Service Bd | 30 | Deely | Walzem | 100 | 16.16 | OH | AC | 138 | 138 | 1272 | AAC |  |  |  | Wide Base | 2000
16604 | San Antonio Public Service Bd | 31 | Dresden | Skyline | 100 | 10.67 | OH | AC | 138 | 138 | 1272 | AAC |  |  |  | Wide Base/Narrow Base | 710
16604 | San Antonio Public Service Bd | 32 | Elmendorf | Floresville | 100 | 14.04 | OH | AC | 138 | 138 | 556 | ACSR |  |  |  | Wood | 730
16604 | San Antonio Public Service Bd | 33 | Encino Park | Hill Country | 100 | 6.42 | OH | AC | 138 | 138 | 1272 | AAC |  |  |  | Wide Base | 2000
16604 | San Antonio Public Service Bd | 34 | Fall City | Kenedy (CP&L) | 100 | 1.49 | OH | AC | 138 | 138 | 795 | ACSR |  |  |  | Narrow Base | 900
16604 | San Antonio Public Service Bd | 35 | Fern | Parsons (East) | 100 | 0.56 | UG | AC | 138 | 138 | 2500 | Copper |  |  |  | Underground | 1050
16604 | San Antonio Public Service Bd | 36 | Fern | Parsons (West) | 100 | 0.46 | UG | AC | 138 | 138 | 2500 | Copper |  |  |  | Underground | 1050
16604 | San Antonio Public Service Bd | 37 | Five PTS | Broadview | 100 | 9.44 | OH | AC | 138 | 138 | 795 | AAC |  |  |  | Wide Base/Narrow Base | 900
16604 | San Antonio Public Service Bd | 38 | Five Pts | Westside | 100 | 3.77 | OH | AC | 138 | 138 | 795 | AAC |  |  |  | Narrow Base | 900
16604 | San Antonio Public Service Bd | 39 | Floresville | Stockdale 30.13 | 100 | 1.69 | OH | AC | 138 | 138 | 556 | ACSR |  |  |  | Wood | 670
16604 | San Antonio Public Service Bd | 40 | Fratt | Parkway | 100 | 3.96 | OH | AC | 138 | 138 | 1590 | AAC |  |  |  | Wide Base | 1385
16604 | San Antonio Public Service Bd | 41 | Fratt | Alamo Cement Tap (P3) | 100 | 14.33 | OH | AC | 138 | 138 | 1590 | AAC |  |  |  | Wide Base | 1385
16604 | San Antonio Public Service Bd | 42 | Fratt | Kirby | 100 | 7.13 | OH | AC | 138 | 138 | 1590 | AAC |  |  |  | Wide Base | 1050
16604 | San Antonio Public Service Bd | 43 | Fred Rd | Broadview | 100 | 2.3 | OH | AC | 138 | 138 | 795 | AAC |  |  |  | Narrow Base | 900
16604 | San Antonio Public Service Bd | 44 | Fred Rd | Buckeye | 100 | 2.55 | OH | AC | 138 | 138 | 1272 | AAC |  |  |  | Wide Base/Narrow Base | 1200
16604 | San Antonio Public Service Bd | 45 | Grandview | Braunig | 100 | 15.28 | OH | AC | 138 | 138 | 1590 | AAC |  |  |  | Wide Base | 1200
16604 | San Antonio Public Service Bd | 46 | Grandview | Fern | 100 | 2.44 | OH | AC | 138 | 138 | 795 | ACSR |  |  |  | Narrow Base | 1800
16604 | San Antonio Public Service Bd | 47 | Grandview | Highland Hills | 100 | 6.29 | OH | AC | 138 | 138 | 1590 | AAC |  |  |  | Wide Base | 1200
16604 | San Antonio Public Service Bd | 48 | Grandview | St Hedwig | 100 | 4.12 | OH | AC | 138 | 138 | 1033 | AAC |  |  |  | Wide Base/Concrete Pole | 1050
16604 | San Antonio Public Service Bd | 49 | Grandview | Tenth St | 100 | 4.23 | OH | AC | 138 | 138 | 795 | ACSR |  |  |  | Narrow Base | 1800
16604 | San Antonio Public Service Bd | 50 | Grissom | Bandera Rd | 100 | 3.1 | OH | AC | 138 | 138 | 1590 | AAC |  |  |  | Wide Base/Narrow Base | 730
16604 | San Antonio Public Service Bd | 51 | Harlandale | So San | 100 | 2.92 | OH | AC | 138 | 138 | 1272 | AAC |  |  |  | Narrow Base | 1600
16604 | San Antonio Public Service Bd | 52 | Harmony Hills | Castle Hills | 100 | 2.11 | OH | AC | 138 | 138 | 795 | AAC |  |  |  | Narrow Base | 730
16604 | San Antonio Public Service Bd | 53 | Helotes | LCRA (Boerne-Cico) | 100 | 13.51 | OH | AC | 138 | 138 | 959 | ACSR |  |  |  | Narrow Base | 900
16604 | San Antonio Public Service Bd | 54 | Helotes | VTSA Tap(M4/T4) | 100 | 5.35 | OH | AC | 138 | 138 | 1272 | AAC |  |  |  | Wide Base | 2000
16604 | San Antonio Public Service Bd | 55 | Helotes | VTSA Tap (M4/U1) | 100 | 5.39 | OH | AC | 138 | 138 | 1272 | AAC |  |  |  | Wide Base | 2000
16604 | San Antonio Public Service Bd | 56 | Hill Country | De Zavala | 100 | 3.97 | OH | AC | 138 | 138 | 2000 | AAC |  |  |  | Wide Base | 3000
16604 | San Antonio Public Service Bd | 57 | Hill Country | Harmony Hills | 100 | 7.95 | OH | AC | 138 | 138 | 2000 | AAC |  |  |  | Wide Base | 2000
16604 | San Antonio Public Service Bd | 58 | Hill Country | Hollywood Park | 100 | 11.26 | OH | AC | 138 | 138 | 1272 | AAC |  |  |  | Wide Base | 2000
16604 | San Antonio Public Service Bd | 59 | Hill Country | La Sierra | 100 | 2.13 | OH | AC | 138 | 138 | 1272 | AAC |  |  |  | Wide Base | 2000
16604 | San Antonio Public Service Bd | 60 | Hill Country | Marion (LCRA) | 100 | 27.92 | OH | AC | 345 | 345 | 795 | ACSR |  |  |  | Wide Base | 1600
16604 | San Antonio Public Service Bd | 61 | Hill Country | STP | 100 | 180.1 | OH | AC | 345 | 345 | 795 | ACSR |  |  |  | Wide Base | 1800
16604 | San Antonio Public Service Bd | 62 | Hill Country | USAA Tap (M3/T4) | 100 | 7.62 | OH | AC | 138 | 138 | 2000 | AAC |  |  |  | Wide Base | 3000
16604 | San Antonio Public Service Bd | 63 | Hondo | Hondo Creek (MECO) | 100 | 8.5 | OH | AC | 138 | 138 | 1272 | AAC |  |  |  | Narrow Base/Steel Pole | 340
16604 | San Antonio Public Service Bd | 64 | Howard Rd | Braunig | 100 | 12.59 | OH | AC | 138 | 138 | 1272 | AAC |  |  |  | Wide Base | 2000
16604 | San Antonio Public Service Bd | 65 | Howard Rd | Somerset | 100 | 7.6 | OH | AC | 138 | 138 | 556 | ACSR |  |  |  | Wood | 730
16604 | San Antonio Public Service Bd | 66 | K&O Steel Tap | K&O Steel | 100 | 0.01 | OH | AC | 138 | 138 | 1033 | AAC |  |  |  | N/A | 1050
16604 | San Antonio Public Service Bd | 67 | K&O Steel (So San) | LCP | 100 | 0.5 | OH | AC | 138 | 138 | 1033 | AAC |  |  |  | Narrow Base | 1050
16604 | San Antonio Public Service Bd | 68 | Kelly #3 | Merida | 100 | 3.66 | OH | AC | 138 | 138 | 795 | AAC |  |  |  | Narrow Base | 900
16604 | San Antonio Public Service Bd | 69 | Kirby | Austin Rd | 100 | 4.36 | OH | AC | 138 | 138 | 1590 | AAC |  |  |  | Wide Base | 1200
16604 | San Antonio Public Service Bd | 70 | Kirby | Coliseum | 100 | 5.11 | OH | AC | 138 | 138 | 1590 | AAC |  |  |  | Wide Base | 730
16604 | San Antonio Public Service Bd | 71 | Kirby | Ft Sam | 100 | 4.01 | OH | AC | 138 | 138 | 1590 | AAC |  |  |  | Wide Base | 900
16604 | San Antonio Public Service Bd | 72 | Kirby | St Hedwig | 100 | 2.67 | OH | AC | 138 | 138 | 1033 | AAC |  |  |  | Wide Base | 1050
16604 | San Antonio Public Service Bd | 73 | Laredo | Deely | 100 | 14.99 | OH | AC | 138 | 138 | 1272 | AAC |  |  |  | Narrow Base | 2000
16604 | San Antonio Public Service Bd | 74 | Laredo | Five Pts | 100 | 2.19 | OH | AC | 138 | 138 | 1272 | AAC |  |  |  | Narrow Base | 2000
16604 | San Antonio Public Service Bd | 75 | LCP | Chavaneaux | 100 | 6.89 | OH | AC | 138 | 138 | 1590 | AAC |  |  |  | Narrow Base | 1200
16604 | San Antonio Public Service Bd | 76 | LCP | CP&L(Pleasanton)33MI | 100 | 16.38 | OH | AC | 138 | 138 | 266 | ACSR |  |  |  | Wood | 400
16604 | San Antonio Public Service Bd | 77 | LCP | Howard Rd | 100 | 4.9 | OH | AC | 138 | 138 | 1590 | AAC |  |  |  | Wide Base | 1385
16604 | San Antonio Public Service Bd | 78 | LCP | Pearsall | 100 | 1.75 | OH | AC | 138 | 138 | 1590 | AAC |  |  |  | Concrete Pole | 730
16604 | San Antonio Public Service Bd | 79 | Los Angeles Hgt | Dresden | 100 | 3.29 | OH | AC | 138 | 138 | 1272 | AAC |  |  |  | Narrow Base | 600
16604 | San Antonio Public Service Bd | 80 | Lytle | Hondo | 100 | 23.07 | OH | AC | 138 | 138 | 1272 | AAC |  |  |  | Narrow Base/Steel Pole | 460
16604 | San Antonio Public Service Bd | 81 | Marbach #1 | Howard Rd | 100 | 17.74 | OH | AC | 138 | 138 | 1272 | AAC |  |  |  | Concrete Pole/Wide Base | 2000
16604 | San Antonio Public Service Bd | 82 | Marbach | A.M.D. Tap | 100 | 0.06 | OH | AC | 138 | 138 | 1590 | AAC |  |  |  | Narrow Base/Wide Base | 1385
16604 | San Antonio Public Service Bd | 83 | Marbach | Cagnon #1 | 100 | 3.43 | OH | AC | 138 | 138 | 1272 | AAC |  |  |  | Wide Base | 2000
16604 | San Antonio Public Service Bd | 84 | Marbach | Cagnon #2 | 100 | 3.43 | OH | AC | 138 | 138 | 1272 | AAC |  |  |  | Wide Base | 2000
16604 | San Antonio Public Service Bd | 85 | Marbach | Medina Base | 100 | 3.68 | OH | AC | 138 | 138 | 1590 | AAC |  |  |  | Wide Base/Concrete Pole | 1200
16604 | San Antonio Public Service Bd | 86 | Marbach | Valley Road | 100 | 28.56 | OH | AC | 138 | 138 | 1272 | AAC |  |  |  | Wide Base | 2000
16604 | San Antonio Public Service Bd | 87 | Marbach | VLSI | 100 | 5.06 | OH | AC | 138 | 138 | 1590 | AAC |  |  |  | Narrow Base | 2000
16604 | San Antonio Public Service Bd | 88 | Medical Ctr | USAA #2 Tap | 100 | 0.61 | OH | AC | 138 | 138 | 1272 | AAC |  |  |  | Steel Pole | 2000
16604 | San Antonio Public Service Bd | 89 | Medina Base | Kelly | 100 | 9.18 | OH | AC | 138 | 138 | 1590 | AAC |  |  |  | Concrete Pole/Wide Base | 900
16604 | San Antonio Public Service Bd | 90 | Medina Base | Pearsall | 100 | 3.01 | OH | AC | 138 | 138 | 1590 | AAC |  |  |  | Concrete Pole | 730
16604 | San Antonio Public Service Bd | 91 | Medina Base | Quintana Rd | 100 | 7.14 | OH | AC | 138 | 138 | 1590 | AAC |  |  |  | Concrete Pole/Narrow Base | 900
16604 | San Antonio Public Service Bd | 92 | Nacogdoches | Skyline | 100 | 5.29 | OH | AC | 138 | 138 | 1272 | AAC |  |  |  | Wide Base | 1600
16604 | San Antonio Public Service Bd | 93 | Olmos | Ball Park | 100 | 7.07 | OH | AC | 138 | 138 | 1272 | AAC |  |  |  | Narrow Base | 2000
16604 | San Antonio Public Service Bd | 94 | Parkway | Alamo Cement Tap | 100 | 10.37 | OH | AC | 138 | 138 | 1590 | AAC |  |  |  | Wide Base | 1385
16604 | San Antonio Public Service Bd | 95 | Quintana Rd | South San | 100 | 11.52 | OH | AC | 138 | 138 | 1033 | AAC |  |  |  | Narrow Base | 800
16604 | San Antonio Public Service Bd | 96 | Randolph | Skyline | 100 | 16.99 | OH | AC | 138 | 138 | 1590 | AAC |  |  |  | Wide Base/Narrow Base | 900
16604 | San Antonio Public Service Bd | 97 | Skyline | Hill Country | 100 | 10.83 | OH | AC | 345 | 345 | 959 | ACSR |  |  |  | Wide Base | 2000
16604 | San Antonio Public Service Bd | 98 | Skyline | Chulie | 100 | 7.25 | OH | AC | 138 | 138 | 1272 | AAC |  |  |  | Narrow Base | 2000
16604 | San Antonio Public Service Bd | 99 | Skyline | Deely | 100 | 20.76 | OH | AC | 138 | 138 | 1272 | AAC |  |  |  | Wide Base | 2000
16604 | San Antonio Public Service Bd | 100 | Skyline | Encino Park | 100 | 4.69 | OH | AC | 138 | 138 | 1272 | AAC |  |  |  | Wide Base | 2000
16604 | San Antonio Public Service Bd | 101 | Skyline | Harmony Hills | 100 | 7.58 | OH | AC | 138 | 138 | 795 | AAC |  |  |  | Narrow Base/Wide Base | 1600
16604 | San Antonio Public Service Bd | 102 | Skyline | Hollywood Park | 100 | 5.7 | OH | AC | 138 | 138 | 1272 | AAC |  |  |  | Wide Base | 2000
16604 | San Antonio Public Service Bd | 103 | Skyline | Marion (LCRA) | 100 | 16.04 | OH | AC | 345 | 345 | 795 | ACSR |  |  |  | Wide Base | 1800
16604 | San Antonio Public Service Bd | 104 | Skyline | Spruce | 100 | 20.75 | OH | AC | 345 | 345 | 1272 | AAC |  |  |  | Wide Base | 1800
16604 | San Antonio Public Service Bd | 105 | Skyline | STP | 100 | 168.22 | OH | AC | 345 | 345 | 795 | ACSR |  |  |  | Wide Base | 1800
16604 | San Antonio Public Service Bd | 106 | Skyline | Walzem | 100 | 8.07 | OH | AC | 138 | 138 | 1272 | AAC |  |  |  | Wide Base | 2000
16604 | San Antonio Public Service Bd | 107 | So San | K&O Steel (LCP) | 100 | 2.48 | OH | AC | 138 | 138 | 1033 | AAC |  |  |  | Wide Base | 1050
16604 | San Antonio Public Service Bd | 108 | Somerset | Lytle | 100 | 9.45 | OH | AC | 138 | 138 | 266 | ACSR |  |  |  | Wide Base | 460
16604 | San Antonio Public Service Bd | 109 | Sommers | Beck | 100 | 5.14 | OH | AC | 138 | 138 | 1272 | AAC |  |  |  | Wide Base | 2000
16604 | San Antonio Public Service Bd | 110 | Sommers | Harlandale | 100 | 15.23 | OH | AC | 138 | 138 | 1272 | AAC |  |  |  | Wide Base/Narrow Base | 2000
16604 | San Antonio Public Service Bd | 111 | Sommers | Kirby | 100 | 16.3 | OH | AC | 138 | 138 | 1272 | AAC |  |  |  | Wide Base | 2000
16604 | San Antonio Public Service Bd | 112 | Sommers | Merida | 100 | 21.26 | OH | AC | 138 | 138 | 1272 | AAC |  |  |  | Wide Base/Narrow Base | 2000
16604 | San Antonio Public Service Bd | 113 | Spruce | AVR | 100 | 16.75 | OH | AC | 345 | 345 | 959 | ACSR |  |  |  | Wide Base | 2000
16604 | San Antonio Public Service Bd | 114 | Spruce | Cagnon | 100 | 37.36 | OH | AC | 345 | 345 | 959 | ACSR |  |  |  | Wide Base | 2000
16604 | San Antonio Public Service Bd | 115 | Spruce | Deely | 100 | 0.27 | OH | AC | 138 | 138 | 556 | ACSR |  |  |  | Steel Pole | 730
16604 | San Antonio Public Service Bd | 116 | Spruce | Twr #23 (CoLine)(CP&L) | 100 | 5.38 | OH | AC | 345 | 345 | 795 | ACSR |  |  |  | Wide Base | 1800
16604 | San Antonio Public Service Bd | 117 | Stockdale | Fall City | 100 | 13.32 | OH | AC | 138 | 138 | 556 | ACSR |  |  |  | H-Frame Wood | 730
16604 | San Antonio Public Service Bd | 118 | Streich | Sommers | 100 | 4.25 | OH | AC | 138 | 138 | 1272 | AAC |  |  |  | Wide Base | 2000
16604 | San Antonio Public Service Bd | 119 | Tenth St | Ft Sam | 100 | 4.73 | OH | AC | 138 | 138 | 795 | AAC |  |  |  | Wide Base/Narrow Base | 900
16604 | San Antonio Public Service Bd | 120 | Tuttle | Capitol Cement | 100 | 2.09 | OH | AC | 138 | 138 | 336 | ACSR |  |  |  | Wide Base | 530
16604 | San Antonio Public Service Bd | 121 | Tuttle | Austin Rd#1 | 100 | 2.03 | OH | AC | 138 | 138 | 556 | ACSR |  |  |  | Wide Base | 730
16604 | San Antonio Public Service Bd | 122 | Tuttle | Austin Rd #2 | 100 | 2.03 | OH | AC | 138 | 138 | 795 | ACSR |  |  |  | Wide Base | 900
16604 | San Antonio Public Service Bd | 123 | Tuttle | Nacosdoches | 100 | 0.38 | OH | AC | 138 | 138 | 1272 | AAC |  |  |  | Wide Base | 1600
16604 | San Antonio Public Service Bd | 124 | Tuttle | Randolph | 100 | 10.21 | OH | AC | 138 | 138 | 1590 | AAC |  |  |  | Wide Base | 1200
16604 | San Antonio Public Service Bd | 125 | Twr #23 | Pawnee (CP&L) | 100 | 51.55 | OH | AC | 345 | 345 | 795 | ACSR |  |  |  | Wide Base | 1800
16604 | San Antonio Public Service Bd | 126 | USAA #2 Tap | Castle Hills | 100 | 3.77 | OH | AC | 138 | 138 | 1272 | AAC |  |  |  | Wide Base/Narrow Base | 2000
16604 | San Antonio Public Service Bd | 127 | USAA #2 Tap | USAA #2 | 100 | 0.59 | OH | AC | 138 | 138 |  | ACSR |  |  |  | Steel Pole | 340
16604 | San Antonio Public Service Bd | 128 | USAA Tap (M3/T4) | Medical Ctr | 100 | 0.84 | OH | AC | 138 | 138 | 2000 | AAC |  |  |  | Wide Base | 1200
16604 | San Antonio Public Service Bd | 129 | USAA Tap (M3/T4) | USAA | 100 | 0.3 | OH | AC | 138 | 138 |  | ACSR |  |  |  | Steel Pole | 340
16604 | San Antonio Public Service Bd | 130 | USAA Tap (T1/W4) | Fred Rd | 100 | 4.17 | OH | AC | 138 | 138 | 2000 | AAC |  |  |  | Wide Base | 3000
16604 | San Antonio Public Service Bd | 131 | USAA Tap (T1/W4 | USAA | 100 | 0.3 | OH | AC | 138 | 138 |  | ACSR |  |  |  | Steel Pole | 340
16604 | San Antonio Public Service Bd | 132 | UTSA Tap (H3/M4) | Hill Country | 100 | 4.25 | OH | AC | 138 | 138 | 1272 | AAC |  |  |  | Wide Base | 2000
16604 | San Antonio Public Service Bd | 133 | UTSA Tap (H3/M4) | LA Sierra | 100 | 2.12 | OH | AC | 138 | 138 | 1272 | AAC |  |  |  | Wide Base | 2000
16604 | San Antonio Public Service Bd | 134 | UTSA Tap (H3/T4) | UTSA | 100 | 2.33 | OH | AC | 138 | 138 | 1272 | AAC |  |  |  | Steel Pole | 1000
16604 | San Antonio Public Service Bd | 135 | UTSA Tap (H3/U1) | UTSA | 100 | 2.33 | OH | AC | 138 | 138 | 1272 | AAC |  |  |  | Steel Pole | 1000
16604 | San Antonio Public Service Bd | 136 | Valley Road | Braunig | 100 | 5.26 | OH | AC | 138 | 138 | 1272 | AAC |  |  |  | Wide Base | 2000
16604 | San Antonio Public Service Bd | 137 | VLSI | Grissom Rd | 100 | 3.05 | OH | AC | 138 | 138 | 1590 | AAC |  |  |  | Narrow Base/Steel Pole | 730
16604 | San Antonio Public Service Bd | 138 | Westside | Marbach | 100 | 8.36 | OH | AC | 138 | 138 | 1590 | AAC |  |  |  | Wide Base/Narrow Base | 1200
16604 | San Antonio Public Service Bd | 139 | Westside | Merida | 100 | 3.97 | OH | AC | 138 | 138 | 795 | AAC |  |  |  | Narrow Base | 900
16604 | San Antonio Public Service Bd | 140 | Westside | Pinn Rod | 100 | 5.6 | OH | AC | 138 | 138 | 1590 | AAC |  |  |  | Wide Base | 1200
16612 | San Francisco City & County of | 1 | Kirkwood PH | Intake SWYD | 100 | 0.7 | OH | AC | 230 | 230 | 954 | Steel Power | Single | 1 | 1 | Steel Lattice | 447
16612 | San Francisco City & County of | 2 | Holm PH | Intake SWYD | 100 | 1.5 | OH | AC | 230 | 230 | 954 | Steel Power | Single | 1 | 1 | Steel Lattice | 447
16612 | San Francisco City & County of | 3 | Intake SWYD | Warnerville | 100 | 48.5 | OH | AC | 230 | 230 | 954 | Steel Power | Single | 1 | 1 | Steel Lattice | 447
16868 | Seattle City of | 1 | Ross N0. 1 | Diablo | 100 | 3.8 | OH | AC | 230 | 242 | 795 | ACSR | Single | 1 | 1 | Tower | 270
16868 | Seattle City of | 2 | Ross No. 2 | Diablo | 100 | 3.85 | OH | AC | 230 | 242 | 795 | ACSR | Single | 1 | 1 | Tower | 270
16868 | Seattle City of | 3 | Diablo No. 1 | Bothell | 100 | 87.2 | OH | AC | 230 | 242 | 795 | ACSR | Single | 1 | 1 | Tower | 189
16868 | Seattle City of | 4 | Diablo No. 2 | Bothell | 100 | 87.2 | OH | AC | 230 | 242 | 795 | ACSR | Single | 1 | 1 | Tower | 189
16868 | Seattle City of | 5 | Diablo No. 3 | Bothell | 100 | 87.2 | OH | AC | 230 | 242 | 795 | ACSR | Single | 1 | 1 | Tower | 189
16868 | Seattle City of | 6 | Diablo No. 4 | Bothell | 100 | 5.7 | OH | AC | 230 | 242 | 795 | ACSR | Single | 2 | 2 | Tower | 189
16868 | Seattle City of | 7 | Gorge | North Mountain (PUD) | 100 | 39.94 | OH | AC | 230 | 242 | 795 | ACSR | Single | 1 | 1 | Tower | 189
16868 | Seattle City of | 8 | North Mountain (PUD) | Snohomish (PUD) | 100 | 38.72 | OH | AC | 230 | 242 | 795 | ACSR | Single | 1 | 1 | Tower | 189
16868 | Seattle City of | 9 | Bothell No. 2 | Snohomish (PUD) | 100 | 5.84 | OH | AC | 230 | 242 | 795 | ACSR | Single | 1 | 1 | Tower | 364
16868 | Seattle City of | 10 | Bothell No. 1 | Snohomish | 100 | 7.64 | OH | AC | 230 | 242 | 795 | ACSR | Single | 1 | 1 | Tower | 426
16868 | Seattle City of | 11 | Bothell No.3 | Sno-King (BPA) | 100 | 3.17 | OH | AC | 230 | 242 | 795 | ACSR | Single | 1 | 1 | Tower | 426
16868 | Seattle City of | 12 | Bothell No. 4 | Sno-King (BPA) | 100 | 3.17 | OH | AC | 230 | 242 | 795 | ACSR | Single | 2 | 2 | Tower | 426
16868 | Seattle City of | 13 | Maple Valley (BPA) | Massachusetts | 50 | 11.97 | OH | AC | 230 | 242 | 795 | ACSR | Single | 1 | 1 | Tower, Poles | 355
16868 | Seattle City of | 14 | Maple Valley (BPA) | East Pine | 100 | 4.56 | UG | AC | 230 | 242 | 2500 | Aluminum | Other | 1 | 1 | Underground | 392
16868 | Seattle City of | 15 | Maple Valley | East Pine | 100 | 9.52 | OH | AC | 230 | 242 | 795 | ACSR | Single | 1 | 1 | Steel Tower and Steel Poles | 392
16868 | Seattle City of | 16 | Massachusetts (SO-MA) | South | 100 | 1.75 | OH | AC | 230 | 242 | 795 | ACSR | Single | 1 | 1 | Steel Poles | 401
16868 | Seattle City of | 17 | Sno-King (BPA) | Maple Valley (BPA) MV-SK | 50 | 24.15 | OH | AC | 230 | 242 | 795 | ACSR | Single | 1 | 1 | Steel Tower | 426
16868 | Seattle City of | 18 | Maple Valley (BPA) | Sno-King (BPA) MV-SK #2 | 50 | 24.15 | OH | AC | 230 | 242 | 795 | ACSR | Single | 1 | 1 | Steel Tower | 426
16868 | Seattle City of | 19 | Maple Valley (BPA) | Duwamish | 100 | 6.84 | OH | AC | 230 | 242 | 795 | ACSR | Single | 1 | 1 | Steel Tower and Pole | 397
16868 | Seattle City of | 20 | Creston | Duwamish | 100 | 2.28 | OH | AC | 230 | 242 | 795 | ACSR | Single | 1 | 1 | Wood H-Frame | 401
16868 | Seattle City of | 21 | South (EP-SO) | East Pine | 100 | 0.85 | OH | AC | 230 | 242 | 795 | ACSR | Single | 1 | 1 | Steel Tower | 460
16868 | Seattle City of | 22 | South (EP-SO) | East Pine | 100 | 4.22 | UG | AC | 230 | 242 | 2500 | Copper | Single | 1 | 1 | Other | 460
16868 | Seattle City of | 23 | Covington | Creston | 4.36 | 100 | OH | AC | 230 | 242 | 795 | ACSR | Single | 1 | 1 | Steel Tower and Steel Poles | 397
16868 | Seattle City of | 24 | Duwamish (CO-DU) | Covington (BPA) | 50 | 6.84 | OH | AC | 230 | 242 | 795 | ACSR | Single | 1 | 1 | Steel Tower and Steel Poles | 397
16868 | Seattle City of | 25 | Creston | South | 100 | 5.38 | OH | AC | 230 | 242 | 795 | ACSR | Single | 1 | 1 | Steel Tower | 401
16868 | Seattle City of | 26 | Duwamish (DU-DE) | Delridge | 100 | 4.99 | OH | AC | 230 | 242 | 795 | ACSR | Single | 1 | 1 | Steel Tower and Steel Poles | 349
16868 | Seattle City of | 27 | Talbot Hill (PSE) | South | 100 | 10.21 | OH | AC | 230 | 242 | 795 | ACSR | Single | 2 | 2 | Steel Tower and Steel Poles | 355
16868 | Seattle City of | 28 | Boundary Plant | Boundary (BPA) | 100 | 0.5 | OH | AC | 230 | 242 | 795 | ASCR | Single | 1 | 1 | Steel Tower | 220
16868 | Seattle City of | 29 | South (SO-DE) | Delridge | 100 | 1.97 | OH | AC | 230 | 242 | 795 | ACSR | Single | 1 | 1 | Steel Pole | 349
16868 | Seattle City of | 30 | South | Delridge | 100 | 0.89 | UG | AC | 230 | 242 | 3500 | AL | Single | 1 | 1 | Other | 349
16868 | Seattle City of | 31 | Bothell | Sammamish Tap (PSE) | 100 | 0.96 | OH | AC | 230 | 242 | 795 | ACSR | Single | 1 | 1 | Steel Pole | 402
16868 | Seattle City of | 32 | Bothell | Horse Ranch Tap (PSE) | 100 | 0.96 | OH | AC | 230 | 242 | 1590 | ACSR | Single | 1 | 1 | Steel Pole | 619
16900 | Seguin City of | 1 | Seguin | Cushman | 100 | 2 | OH | AC | 138 | 138 | 795 | ASCR | Single | 1 | 1 | Wood/Steel Pole | 218
17106 | Sho-Me Power Electric Coop | 1 | Pea Ridge | Sullivan #3 | 100 | 10.67 | OH | AC | 138 | 138 | 556 | ASCR | Single | 1 | 1 | Wood | 140
17106 | Sho-Me Power Electric Coop | 2 | Missouri State Line | Sweetwater | 100 | 90.79 | OH | AC | 161 | 161 | 795 | ACSR | Single | 1 | 1 | Wood | 200
17106 | Sho-Me Power Electric Coop | 3 | Line #609 | West Plains | 100 | 7.71 | OH | AC | 161 | 161 | 795 | ACSR | Single | 2 | 1 | Wood | 200
17106 | Sho-Me Power Electric Coop | 4 | Franks | Salem #3 | 100 | 46.53 | OH | AC | 161 | 161 | 795 | ACSR | Single | 1 | 1 | Wood | 200
17106 | Sho-Me Power Electric Coop | 5 | Franks | Ft. Wood #4 Tap | 100 | 1.1 | OH | AC | 161 | 161 | 795 | ACSR | Single | 1 | 1 | Wood | 200
17106 | Sho-Me Power Electric Coop | 6 | Salem | Ft. Wood #4 Tap | 100 | 1.1 | OH | AC | 161 | 161 | 795 | ASCR | Single | 1 | 1 | Wood | 200
17106 | Sho-Me Power Electric Coop | 7 | Franks | Maries | 100 | 5.83 | OH | AC | 161 | 161 | 1192.5 | ACSR | Single | 1 | 1 | Wood | 250
17106 | Sho-Me Power Electric Coop | 8 | Ft. Wood #4 | Lebanon #2 | 100 | 27.19 | OH | AC | 161 | 161 | 1192.5 | ASCR | Single | 1 | 1 | Wood | 350
17106 | Sho-Me Power Electric Coop | 9 | Huben | Lebanon #2 | 100 | 16.15 | OH | AC | 161 | 161 | 1192.5 | ACSR | Single | 1 | 1 | Wood | 350
17106 | Sho-Me Power Electric Coop | 10 | Huben | Phillipsburg | 100 | 1.28 | OH | AC | 161 | 161 | 1192.5 | ACSR | Single | 1 | 1 | Wood | 350
17106 | Sho-Me Power Electric Coop | 11 | Camdenton #2 | Huben | 100 | 28.9 | OH | AC | 161 | 161 | 795 | ACSR | Single | 1 | 1 | Wood | 270
17106 | Sho-Me Power Electric Coop | 12 | Camenton #2 | Lakeview | 100 | 8.45 | OH | AC | 161 | 161 | 795 | ACSR | Single | 1 | 1 | Wood | 270
17106 | Sho-Me Power Electric Coop | 13 | West Plains | Thayer | 100 | 26.97 | OH | AC | 161 | 161 | 795 | ASCR | Single | 1 | 1 | Wood | 270
17106 | Sho-Me Power Electric Coop | 14 | Marshfield #4 | Huben | 100 | 20.7 | OH | AC | 161 | 161 | 795 | ACSR | Single | 1 | 1 | Steel | 270
17106 | Sho-Me Power Electric Coop | 15 | Arkansas state Line | Norfork Dam | 100 | 24.21 | OH | AC | 161 | 161 | 795 | ACSR | Single | 1 | 1 | Wood | 200
17177 | Sikeston City of | 1 | Sikeston, Mo | New Madrid, Mo | 100 | 28.5 | OH | AC | 161 | 161 | 795 | ACSR | Single | 1 | 1 | Wood | 253
17543 | South Carolina Pub Serv Auth | 1 | Batesburg-Aiken #3 | Batesburg-Aiken #3 | 100 | 21.74 | OH | AC | 230 | 230 | 1272 | ACSR | Single | 1 | 1 | Wood | 478
17543 | South Carolina Pub Serv Auth | 2 | Bennettsville-Marion | Bennettsville-Marion | 100 | 1.38 | OH | AC | 230 | 230 | 1272 | ACSR | Double | 2 | 2 | Steel | 956
17543 | South Carolina Pub Serv Auth | 3 | Bennettsville-Marion | Bennettsville-Marion | 100 | 32.73 | OH | AC | 230 | 230 | 1272 | ACSR | Double | 1 | 1 | Wood | 956
17543 | South Carolina Pub Serv Auth | 4 | Bluffton-McIntosh (SoCo Tie) | Bluffton-McIntosh (SoCo Tie) | 100 | 4.66 | OH | AC | 230 | 230 | 1272 | ACSR | Double | 2 | 2 | Steel | 956
17543 | South Carolina Pub Serv Auth | 5 | Bluffton-McIntosh (SoCo Tie) | Bluffton-McIntosh (SoCo Tie) | 100 | 19.62 | OH | AC | 230 | 230 | 1272 | ACSR | Double | 1 | 1 | Wood | 956
17543 | South Carolina Pub Serv Auth | 6 | Bluffton-Yemassee | Bluffton-Yemassee | 100 | 24.28 | OH | AC | 230 | 230 | 1272 | ACSR | Single | 1 | 1 | Steel | 478
17543 | South Carolina Pub Serv Auth | 7 | Bluffton-Yemassee | Bluffton-Yemassee | 100 | 16.89 | OH | AC | 230 | 230 | 1272 | ACSR | Single | 1 | 1 | Wood | 478
17543 | South Carolina Pub Serv Auth | 8 | Blythewood-Lugoff | Blythewood-Lugoff | 100 | 20.35 | OH | AC | 230 | 230 | 1272 | ACSR | Single | 1 | 1 | Wood | 478
17543 | South Carolina Pub Serv Auth | 9 | Camden-South Bethune | Camden-South Bethune | 100 | 14.41 | OH | AC | 230 | 230 | 1272 | ACSR | Single | 1 | 1 | Wood | 478
17543 | South Carolina Pub Serv Auth | 10 | Campfield-Perry Road | Campfield-Perry Road | 100 | 26.09 | OH | AC | 230 | 230 | 1272 | ACSR | Single | 1 | 1 | Wood | 478
17543 | South Carolina Pub Serv Auth | 11 | Carnes Crossroads-Alumax#1 | Carnes Crossroads-Alumax#1 | 100 | 0.8 | OH | AC | 230 | 230 | 1272 | ACSR | Double | 1 | 1 | Wood | 956
17543 | South Carolina Pub Serv Auth | 12 | Carnes Crossroads-Alumax#2 | Carnes Crossroads-Alumax#2 | 100 | 0.9 | OH | AC | 230 | 230 | 1272 | ACSR | Double | 1 | 1 | Wood | 956
17543 | South Carolina Pub Serv Auth | 13 | Carnes Crossroads-Alumax#3 | Carnes Crossroads-Alumax#3 | 100 | 0.79 | OH | AC | 230 | 230 | 1272 | ACSR | Double | 1 | 1 | Wood | 956
17543 | South Carolina Pub Serv Auth | 14 | Carnes Crossroads-Mateeba | Carnes Crossroads-Mateeba | 100 | 2.32 | OH | AC | 230 | 230 | 1272 | ACSR | Double | 1 | 1 | Wood | 956
17543 | South Carolina Pub Serv Auth | 15 | Carnes Crossroads-Mateeba | Carnes Crossroads-Mateeba | 100 | 1.15 | OH | AC | 230 | 230 | 1272 | ACSR | Double | 2 | 2 | Steel | 956
17543 | South Carolina Pub Serv Auth | 16 | Carnes Crossroads-Mateeba | Carnes Crossroads-Mateeba | 100 | 11.53 | OH | AC | 230 | 230 | 1272 | ACSR | Double | 1 | 1 | Wood | 956
17543 | South Carolina Pub Serv Auth | 17 | Charity-Amoco | Charity-Amoco | 100 | 3 | OH | AC | 230 | 230 | 1272 | ACSR | Single | 1 | 1 | Wood | 478
17543 | South Carolina Pub Serv Auth | 18 | Charity-Nucor | Charity-Nucor | 100 | 1.83 | OH | AC | 230 | 230 | 1272 | ACSR | Single | 1 | 1 | Wood | 478
17543 | South Carolina Pub Serv Auth | 19 | Charity-Williams (SCE&G TIE) | Charity-Williams (SCE&G TIE) | 100 | 4.97 | OH | AC | 230 | 230 | 1272 | ACSR | Double | 1 | 1 | Steel | 956
17543 | South Carolina Pub Serv Auth | 20 | Cross-Carnes Crossroads | Cross-Carnes Crossroads | 100 | 0.31 | OH | AC | 230 | 230 | 1272 | ACSR | Double | 2 | 2 | Steel | 956
17543 | South Carolina Pub Serv Auth | 21 | Cross-Carnes Crossroads | Cross-Carnes Crossroads | 100 | 23.95 | OH | AC | 230 | 230 | 1272 | ACSR | Double | 1 | 1 | Wood | 956
17543 | South Carolina Pub Serv Auth | 22 | Cross-Carnes Crossroads | Cross-Carnes Crossroads | 100 | 7 | OH | AC | 230 | 230 | 1272 | ACSR | Double | 2 | 2 | Steel | 956
17543 | South Carolina Pub Serv Auth | 23 | Cross-Dalzell | Cross-Dalzell | 100 | 1.04 | OH | AC | 230 | 230 | 1272 | ACSR | Double | 2 | 2 | Wood | 956
17543 | South Carolina Pub Serv Auth | 24 | Cross-Dalzell | Cross-Dalzell | 100 | 0.19 | OH | AC | 230 | 230 | 1272 | ACSR | Double | 2 | 2 | Steel | 956
17543 | South Carolina Pub Serv Auth | 25 | Cross-Dalzell | Cross-Dalzell | 100 | 4.69 | OH | AC | 230 | 230 | 1272 | ACSR | Double | 2 | 2 | Wood | 956
17543 | South Carolina Pub Serv Auth | 26 | Cross-Dalzell | Cross-Dalzell | 100 | 0.37 | OH | AC | 230 | 230 | 1272 | ACSR | Double | 1 | 1 | Wood | 956
17543 | South Carolina Pub Serv Auth | 27 | Cross-Dalzell | Cross-Dalzell | 100 | 4.56 | OH | AC | 230 | 230 | 1272 | ACSR | Double | 2 | 2 | Wood | 956
17543 | South Carolina Pub Serv Auth | 28 | Cross-Dalzell | Cross-Dalzell | 100 | 5.13 | OH | AC | 230 | 230 | 1272 | ACSR | Double | 2 | 2 | Wood | 956
17543 | South Carolina Pub Serv Auth | 29 | Cross-Dalzell | Cross-Dalzell | 100 | 10.31 | OH | AC | 230 | 230 | 1272 | ACSR | Double | 2 | 2 | Wood | 956
17543 | South Carolina Pub Serv Auth | 30 | Cross-Dalzell | Cross-Dalzell | 100 | 4.17 | OH | AC | 230 | 230 | 1272 | ACSR | Double | 2 | 2 | Steel | 956
17543 | South Carolina Pub Serv Auth | 31 | Cross-Dalzell | Cross-Dalzell | 100 | 6.07 | OH | AC | 230 | 230 | 1272 | ACSR | Double | 2 | 2 | Wood | 956
17543 | South Carolina Pub Serv Auth | 32 | Cross-Dalzell | Cross-Dalzell | 100 | 18.96 | OH | AC | 230 | 230 | 1272 | ACSR | Double | 2 | 2 | Wood | 956
17543 | South Carolina Pub Serv Auth | 33 | Cross-Dalzell | Cross-Dalzell | 100 | 0.82 | OH | AC | 230 | 230 | 1272 | ACSR | Double | 2 | 2 | Concrete | 956
17543 | South Carolina Pub Serv Auth | 34 | Cross-Jefferies | Cross-Jefferies | 100 | 14.93 | OH | AC | 230 | 230 | 1272 | ACSR | Double | 2 | 2 | Steel | 956
17543 | South Carolina Pub Serv Auth | 35 | Cross-Jefferies | Cross-Jefferies | 100 | 0.05 | OH | AC | 230 | 230 | 1272 | ACSR | Double | 2 | 2 | Steel | 956
17543 | South Carolina Pub Serv Auth | 36 | Cross-Jefferies | Cross-Jefferies | 100 | 9.44 | OH | AC | 230 | 230 | 1272 | ACSR | Double | 1 | 1 | Wood | 956
17543 | South Carolina Pub Serv Auth | 37 | Cross-Kingstree | Cross-Kingstree | 100 | 0.6 | OH | AC | 230 | 230 | 1272 | ACSR | Double | 2 | 2 | Steel | 956
17543 | South Carolina Pub Serv Auth | 38 | Cross-Kingstree | Cross-Kingstree | 100 | 0.1 | OH | AC | 230 | 230 | 1272 | ACSR | Double | 2 | 2 | Steel | 956
17543 | South Carolina Pub Serv Auth | 39 | Cross-Kingstree | Cross-Kingstree | 100 | 7.73 | OH | AC | 230 | 230 | 1272 | ACSR | Double | 2 | 2 | Steel | 956
17543 | South Carolina Pub Serv Auth | 40 | Cross-Kingstree | Cross-Kingstree | 100 | 19.72 | OH | AC | 230 | 230 | 1272 | ACSR | Double | 2 | 2 | Steel | 956
17543 | South Carolina Pub Serv Auth | 41 | Cross-Kingstree | Cross-Kingstree | 100 | 7.24 | OH | AC | 230 | 230 | 1272 | ACSR | Double | 1 | 1 | Wood | 956
17543 | South Carolina Pub Serv Auth | 42 | Cross-Kingstree | Cross-Kingstree | 100 | 0.13 | OH | AC | 230 | 230 | 1272 | ACSR | Double | 2 | 2 | Steel | 956
17543 | South Carolina Pub Serv Auth | 43 | Greenwood Co-Hodges#1(Duke Tie | Greenwood Co-Hodges#1(Duke Tie | 100 | 1.23 | OH | AC | 230 | 230 | 1272 | ACSR | Double | 2 | 2 | Steel | 956
17543 | South Carolina Pub Serv Auth | 44 | Greenwood Co-Hodges#2(Duke Tie | Greenwood Co-Hodges#2(Duke Tie | 100 | 1.23 | OH | AC | 230 | 230 | 1272 | ACSR | Double | 2 | 2 | Steel | 956
17543 | South Carolina Pub Serv Auth | 45 | Hemingway-Kingstree | Hemingway-Kingstree | 100 | 21.7 | OH | AC | 230 | 230 | 1272 | ACSR | Single | 1 | 1 | Wood | 478
17543 | South Carolina Pub Serv Auth | 46 | Hemingway-Marion | Hemingway-Marion | 100 | 21.97 | OH | AC | 230 | 230 | 1272 | ACSR | Double | 1 | 1 | Wood | 956
17543 | South Carolina Pub Serv Auth | 47 | Hemingway-Marion | Hemingway-Marion | 100 | 0.05 | OH | AC | 230 | 230 | 1272 | ACSR | Double | 1 | 1 | Steel | 956
17543 | South Carolina Pub Serv Auth | 48 | Hemingway-Marion | Hemingway-Marion | 100 | 16.56 | OH | AC | 230 | 230 | 1272 | ACSR | Double | 1 | 1 | Wood | 956
17543 | South Carolina Pub Serv Auth | 49 | Hemingway-Perry Road | Hemingway-Perry Road | 100 | 0.24 | OH | AC | 230 | 230 | 1272 | ACSR | Single | 2 | 2 | Steel | 478
17543 | South Carolina Pub Serv Auth | 50 | Hemingway-Perry Road | Hemingway-Perry Road | 100 | 28.76 | OH | AC | 230 | 230 | 1272 | ACSR | Single | 1 | 1 | Wood | 478
17543 | South Carolina Pub Serv Auth | 51 | Jefferies-Carnes Crossroads#1 | Jefferies-Carnes Crossroads#1 | 100 | 15.56 | OH | AC | 230 | 230 | 1272 | ACSR | Double | 1 | 1 | Wood | 956
17543 | South Carolina Pub Serv Auth | 52 | Jefferies-Carnes Crossroads#1 | Jefferies-Carnes Crossroads#1 | 100 | 0.13 | OH | AC | 230 | 230 | 1272 | ACSR | Double | 2 | 2 | Steel | 956
17543 | South Carolina Pub Serv Auth | 53 | Jefferies-Carnes Crossroads#1 | Jefferies-Carnes Crossroads#1 | 100 | 0.04 | OH | AC | 230 | 230 | 1272 | ACSR | Double | 2 | 2 | Steel | 956
17543 | South Carolina Pub Serv Auth | 54 | Jefferies-Carnes Crossroads#2 | Jefferies-Carnes Crossroads#2 | 100 | 0.05 | OH | AC | 230 | 230 | 1272 | ACSR | Double | 2 | 2 | Steel | 956
17543 | South Carolina Pub Serv Auth | 55 | Jefferies-Carnes Crossroads#2 | Jefferies-Carnes Crossroads#2 | 100 | 14.88 | OH | AC | 230 | 230 | 1272 | ACSR | Double | 1 | 1 | Wood | 956
17543 | South Carolina Pub Serv Auth | 56 | Jefferies-Carnes Crossroads#2 | Jefferies-Carnes Crossroads#2 | 100 | 0.13 | OH | AC | 230 | 230 | 1272 | ACSR | Double | 2 | 2 | Steel | 956
17543 | South Carolina Pub Serv Auth | 57 | Jefferies-Charity | Jefferies-Charity | 100 | 21.55 | OH | AC | 230 | 230 | 1272 | ACSR | Single | 1 | 1 | Wood | 478
17543 | South Carolina Pub Serv Auth | 58 | Jefferies-Charity | Jefferies-Charity | 100 | 0.05 | OH | AC | 230 | 230 | 1272 | ACSR | Single | 2 | 2 | Steel | 478
17543 | South Carolina Pub Serv Auth | 59 | Jefferies-Kingstree | Jefferies-Kingstree | 100 | 0.11 | OH | AC | 230 | 230 | 1272 | ACSR | Single | 2 | 2 | Steel | 478
17543 | South Carolina Pub Serv Auth | 60 | Jefferies-Kingstree | Jefferies-Kingstree | 100 | 31.36 | OH | AC | 230 | 230 | 1272 | ACSR | Single | 1 | 1 | Wood | 478
17543 | South Carolina Pub Serv Auth | 61 | Jefferies-Kingstree | Jefferies-Kingstree | 100 | 0.6 | OH | AC | 230 | 230 | 1272 | ACSR | Single | 2 | 2 | Steel | 478
17543 | South Carolina Pub Serv Auth | 62 | Kingstree-Kingstree (CP&L TIE) | Kingstree-Kingstree (CP&L TIE) | 100 | 0.94 | OH | AC | 230 | 230 | 1272 | ACSR | Single | 1 | 1 | Wood | 478
17543 | South Carolina Pub Serv Auth | 63 | Lugoff-Camden | Lugoff-Camden | 100 | 9.94 | OH | AC | 230 | 230 | 1272 | ACSR | Single | 1 | 1 | Wood | 478
17543 | South Carolina Pub Serv Auth | 64 | Mateeba-Johns Island | Mateeba-Johns Island | 100 | 1.46 | OH | AC | 230 | 230 | 1272 | ACSR | Single | 2 | 2 | Wood | 478
17543 | South Carolina Pub Serv Auth | 65 | Mateeba-Johns Island | Mateeba-Johns Island | 100 | 3.51 | OH | AC | 230 | 230 | 1272 | ACSR | Single | 2 | 2 | Wood | 478
17543 | South Carolina Pub Serv Auth | 66 | Mateeba-Johns Island | Mateeba-Johns Island | 100 | 0.19 | OH | AC | 230 | 230 | 1272 | ACSR | Single | 2 | 2 | Steel | 478
17543 | South Carolina Pub Serv Auth | 67 | Mateeba-Johns Island | Mateeba-Johns Island | 100 | 0.53 | OH | AC | 230 | 230 | 1272 | ACSR | Single | 2 | 2 | Wood | 478
17543 | South Carolina Pub Serv Auth | 68 | Mateeba-Johns Island | Mateeba-Johns Island | 100 | 0.29 | OH | AC | 230 | 230 | 1272 | ACSR | Single | 2 | 2 | Steel | 478
17543 | South Carolina Pub Serv Auth | 69 | Mateeba-Johns Island | Mateeba-Johns Island | 100 | 9.1 | OH | AC | 230 | 230 | 1272 | ACSR | Single | 1 | 1 | Wood | 478
17543 | South Carolina Pub Serv Auth | 70 | Mateeba-Yemassee | Mateeba-Yemassee | 100 | 25.01 | OH | AC | 230 | 230 | 1272 | ACSR | Double | 1 | 1 | Wood | 956
17543 | South Carolina Pub Serv Auth | 71 | Mateeba-Yemassee | Mateeba-Yemassee | 100 | 2.38 | OH | AC | 230 | 230 | 1272 | ACSR | Double | 1 | 1 | Concrete | 956
17543 | South Carolina Pub Serv Auth | 72 | Mateeba-Yemassee | Mateeba-Yemasee | 100 | 20.36 | OH | AC | 230 | 230 | 1272 | ACSR | Double | 1 | 1 | Wood | 956
17543 | South Carolina Pub Serv Auth | 73 | Mateeba-Yemassee | Mateeba-Yemassee | 100 | 0.09 | OH | AC | 230 | 230 | 1272 | ACSR | Double | 1 | 1 | Wood | 956
17543 | South Carolina Pub Serv Auth | 74 | Newberry-Batesburg | Newberry-Batesburg | 100 | 25.28 | OH | AC | 230 | 230 | 1272 | ACSR | Single | 1 | 1 | Wood | 478
17543 | South Carolina Pub Serv Auth | 75 | Newberry-Greenwood Co | Newberry-Greenwood Co | 100 | 45.48 | OH | AC | 230 | 230 | 1272 | ACSR | Double | 1 | 1 | Wood | 956
17543 | South Carolina Pub Serv Auth | 76 | Perry Road-Red Bluff | Perry Road-Red Bluff | 100 | 15.63 | OH | AC | 230 | 230 | 1272 | ACSR | Double | 1 | 1 | Wood | 956
17543 | South Carolina Pub Serv Auth | 77 | Perry Road-Red Bluff | Perry Road-Red Bluff | 100 | 0.63 | OH | AC | 230 | 230 | 1272 | ACSR | Double | 2 | 2 | Steel | 956
17543 | South Carolina Pub Serv Auth | 78 | Perry Road-Red Bluff | Perry Road-Red Bluff | 100 | 0.06 | OH | AC | 230 | 230 | 1272 | ACSR | Double | 1 | 1 | Steel | 956
17543 | South Carolina Pub Serv Auth | 79 | Perry Road-Red Bluff | Perry Road-Red Bluff | 100 | 1.89 | OH | AC | 230 | 230 | 1272 | ACSR | Double | 1 | 1 | Wood | 956
17543 | South Carolina Pub Serv Auth | 80 | Perry Road-Red Bluff | Perry Road-Red Bluff | 100 | 0.1 | OH | AC | 230 | 230 | 1272 | ACSR | Double | 1 | 1 | Wood | 956
17543 | South Carolina Pub Serv Auth | 81 | R.B. Russell-Greenwood Co | R.B. Russell-Greenwood Co | 100 | 0.52 | OH | AC | 230 | 230 | 1272 | ACSR | Double | 2 | 2 | Steel | 956
17543 | South Carolina Pub Serv Auth | 82 | R.B. Russell-Greenwood Co | R.B. Russell-Greenwood Co | 100 | 28.58 | OH | AC | 230 | 230 | 1272 | ACSR | Double | 1 | 1 | Wood | 956
17543 | South Carolina Pub Serv Auth | 83 | South Bethune-Darlington Co(CP | South Bethune-Darlington Co(CP | 100 | 9.11 | OH | AC | 230 | 230 | 1272 | ACSR | Single | 1 | 1 | Wood | 478
17543 | South Carolina Pub Serv Auth | 84 | South Bethune-Flat Creek | South Bethune-Flat Creek | 100 | 23.05 | OH | AC | 230 | 230 | 1272 | ACSR | Double | 1 | 1 | Wood | 956
17543 | South Carolina Pub Serv Auth | 85 | Summer (SCE&G)-Blythewood | Summer (SCE&G)-Blythewood | 100 | 19.93 | OH | AC | 230 | 230 | 1272 | ACSR | Single | 1 | 1 | Wood | 478
17543 | South Carolina Pub Serv Auth | 86 | Summer (SCE&G)-Blythewood | Summer (SCE&G)-Blythewood | 0.33 | 0.18 | OH | AC | 230 | 230 | 1272 | ACSR | Single | 2 | 2 | Steel | 478
17543 | South Carolina Pub Serv Auth | 87 | Summer (SCE&G)-Newberry | Summer (SCE&G)-Newberry | 0.33 | 0.21 | OH | AC | 230 | 230 | 1272 | ACSR | Single | 2 | 2 | Steel | 478
17543 | South Carolina Pub Serv Auth | 88 | Summer (SCE&G)-Newberry | Summer (SCE&G)-Newberry | 100 | 14.77 | OH | AC | 230 | 230 | 1272 | ACSR | Single | 1 | 1 | Wood | 478
17543 | South Carolina Pub Serv Auth | 89 | Summer (SCE&G)-Newberry | Summer (SCE&G)-Newberry | 0.33 | 1.38 | OH | AC | 230 | 230 | 1272 | ACSR | Single | 2 | 2 | Steel | 478
17543 | South Carolina Pub Serv Auth | 90 | Summer (SCE&G)-Newberry | Summer (SCE&G)-Newberry | 100 | 1.4 | OH | AC | 230 | 230 | 1272 | ACSR | Single | 1 | 1 | Wood | 478
17543 | South Carolina Pub Serv Auth | 91 | Varnville-Yemassee | Varnville-Yemassee | 100 | 9.24 | OH | AC | 230 | 230 | 1272 | ACSR | Single | 1 | 1 | Wood | 478
17543 | South Carolina Pub Serv Auth | 92 | Winyah-Campfield | Winyah-Campfield | 100 | 14.15 | OH | AC | 230 | 230 | 1272 | ACSR | Single | 1 | 1 | Wood | 478
17543 | South Carolina Pub Serv Auth | 93 | Winyah-Charity | Winyah-Charity | 100 | 0.71 | OH | AC | 230 | 230 | 1272 | ACSR | Double | 1 | 1 | Steel | 956
17543 | South Carolina Pub Serv Auth | 94 | Winyah-Charity | Winyah-Charity | 100 | 37.14 | OH | AC | 230 | 230 | 1272 | ACSR | Double | 1 | 1 | Wood | 956
17543 | South Carolina Pub Serv Auth | 95 | Winyah-Hemingway | Winyah-Hemingway | 100 | 0.23 | OH | AC | 230 | 230 | 1272 | ACSR | Double | 2 | 2 | Steel | 956
17543 | South Carolina Pub Serv Auth | 96 | Winyah-Hemingway | Winyah-Hemingway | 100 | 25.63 | OH | AC | 230 | 230 | 1272 | ACSR | Double | 1 | 1 | Wood | 956
17543 | South Carolina Pub Serv Auth | 97 | Winyah-Hemingway | Winyah-Hemingway | 100 | 6.1 | OH | AC | 230 | 230 | 1272 | ACSR | Double | 2 | 2 | Steel | 956
17543 | South Carolina Pub Serv Auth | 98 | Winyah-Jefferies | Winyah-Jefferies | 100 | 6.1 | OH | AC | 230 | 230 | 1272 | ACSR | Double | 2 | 2 | Steel | 956
17543 | South Carolina Pub Serv Auth | 99 | Winyah-Jefferies | Winyah-Jefferies | 100 | 0.11 | OH | AC | 230 | 230 | 1272 | ACSR | Double | 2 | 2 | Steel | 956
17543 | South Carolina Pub Serv Auth | 100 | Winyah-Jefferies | Winyah-Jefferies | 100 | 35.19 | OH | AC | 230 | 230 | 1272 | ACSR | Double | 1 | 1 | Wood | 956
17543 | South Carolina Pub Serv Auth | 101 | Rainey - Greenwood Co #1 | Rainey - Greenwood Co #1 | 100 | 7.1 | OH | AC | 230 | 230 | 1272 | ACSR | Double | 2 | 2 | Steel | 956
17543 | South Carolina Pub Serv Auth | 102 | Rainey - Greenwood Co #1 | Rainey - Greenwood Co #1 | 100 | 3.89 | OH | AC | 230 | 230 | 1272 | ACSR | Double | 2 | 2 | Steel | 956
17543 | South Carolina Pub Serv Auth | 103 | Rainey - Greenwood Co #1 | Rainey - Greenwood Co #1 | 100 | 17.51 | OH | AC | 230 | 230 | 1272 | ACSR | Double | 2 | 2 | Steel | 956
17543 | South Carolina Pub Serv Auth | 104 | Rainey - Greenwood Co #1 | Rainey - Greenwood Co #1 | 100 | 0.25 | OH | AC | 230 | 230 | 1272 | ACSR | Double | 2 | 2 | Steel | 956
17543 | South Carolina Pub Serv Auth | 105 | Rainey - Greenwood Co #1 | Rainey - Greenwood Co #1 | 100 | 0.44 | OH | AC | 230 | 230 | 1272 | ACSR | Double | 2 | 2 | Steel | 956
17543 | South Carolina Pub Serv Auth | 106 | Rainey - Greenwood #1 | Rainey - Greenwood #1 | 100 | 0.31 | OH | AC | 230 | 230 | 1272 | ACSR | Double | 2 | 2 | Steel | 956
17543 | South Carolina Pub Serv Auth | 107 | Rainey - Greenwood Co #2 | Rainey - Greenwood Co #2 | 100 | 3.89 | OH | AC | 230 | 230 | 1272 | ACSR | Double | 2 | 2 | Steel | 956
17543 | South Carolina Pub Serv Auth | 108 | Rainey - Greenwood Co #2 | Rainey - Greenwood Co #2 | 100 | 0.1 | OH | AC | 230 | 230 | 1272 | ACSR | Double | 2 | 2 | Steel | 956
17543 | South Carolina Pub Serv Auth | 109 | Rainey - Greenwood Co #2 | Rainey - Greenwood Co #2 | 100 | 17.51 | OH | AC | 230 | 230 | 1272 | ACSR | Double | 2 | 2 | Steel | 956
17543 | South Carolina Pub Serv Auth | 110 | Rainey - Greenwood Co #2 | Rainey - Greenwood Co #2 | 100 | 0.44 | OH | AC | 230 | 230 | 1272 | ACSR | Double | 2 | 2 | Steel | 956
17543 | South Carolina Pub Serv Auth | 111 | Rainey - Greenwood Co #2 | Rainey - Greenwood Co #2 | 100 | 0.31 | OH | AC | 230 | 230 | 1272 | ACSR | Double | 2 | 2 | Steel | 956
17543 | South Carolina Pub Serv Auth | 112 | Rainey - Greenwood Co #2 | Rainey - Greenwood Co #2 | 100 | 7.1 | OH | AC | 230 | 230 | 1272 | ACSR | Double | 2 | 2 | Steel | 956
17543 | South Carolina Pub Serv Auth | 113 | Rainey - Greenwood Co #2 | Rainey - Greenwood Co #2 | 100 | 0.25 | OH | AC | 230 | 230 | 1272 | ACSR | Double | 2 | 2 | Steel | 956
17568 | South Mississippi El Pwr Assn | 1 | Waynesboro 230 | AEC Chatom | 50 | 32 | OH | AC | 230 | 230 | 1351.5 | ASCR | Single | 1 | 1 | Wood H-Frame | 460
17568 | South Mississippi El Pwr Assn | 2 | Benndale 230 | AEC West McIntosh | 50 | 53 | OH | AC | 230 | 230 | 1351.5 | ASCR | Single | 1 | 1 | Wood H-Frame | 588
17568 | South Mississippi El Pwr Assn | 3 | Moselle 161 | Columbia 161 | 100 | 33 | OH | AC | 161 | 161 | 477 | ASCR | Single | 1 | 1 | Wood H-Frame | 130
17568 | South Mississippi El Pwr Assn | 4 | Moselle 161 | Hintonville 161 | 100 | 34 | OH | AC | 161 | 161 | 795 | ASCR | Single | 1 | 1 | Wood H-Frame | 180
17568 | South Mississippi El Pwr Assn | 5 | Moselle 161 | Station Creek 161 | 100 | 18 | OH | AC | 161 | 161 | 795 | ASCR | Single | 1 | 1 | Wood H-Frame | 180
17568 | South Mississippi El Pwr Assn | 6 | Station Creek 161 | Magee 161 | 100 | 21 | OH | AC | 161 | 161 | 795 | ASCR | Single | 1 | 1 | Wood H-Frame | 296
17568 | South Mississippi El Pwr Assn | 7 | Moselle 161 | Plant Morrow | 100 | 31 | OH | AC | 161 | 161 | 795 | ASCR | Single | 1 | 1 | Wood H-Frame | 180
17568 | South Mississippi El Pwr Assn | 8 | Purvis 161 | Hintonville 161 | 100 | 28 | OH | AC | 161 | 161 | 795 | ASCR | Single | 1 | 1 | Wood H-Frame | 180
17568 | South Mississippi El Pwr Assn | 9 | Purvis 161 | Lumberton 161 | 100 | 12 | OH | AC | 161 | 161 | 795 | ASCR | Single | 1 | 1 | Wood H-Frame | 180
17568 | South Mississippi El Pwr Assn | 10 | Plant Morrow | Columbia 161 | 100 | 36 | OH | AC | 161 | 161 | 795 | ASCR | Single | 1 | 1 | Wood H-Frame | 180
17568 | South Mississippi El Pwr Assn | 11 | Columbia 161 | Magee 161 | 100 | 42 | OH | AC | 161 | 161 | 795 | ASCR | Single | 1 | 1 | Wood H-Frame | 180
17568 | South Mississippi El Pwr Assn | 12 | Plant Morrow | Purvis 161 | 100 | 5 | OH | AC | 161 | 161 | 795 | ASCR | Single | 1 | 1 | Wood H-Frame | 296
17568 | South Mississippi El Pwr Assn | 13 | Plant Morrow | Purvis 161 | 100 | 5 | OH | AC | 161 | 161 | 795 | ASCR | Single | 1 | 1 | Wood H-Frame | 296
17568 | South Mississippi El Pwr Assn | 14 | Hintonville 161 | Waynesboro 161 | 100 | 33 | OH | AC | 161 | 161 | 795 | ASCR | Single | 1 | 1 | Wood H-Frame | 180
17568 | South Mississippi El Pwr Assn | 15 | Magee 161 | Homewood 161 | 100 | 30 | OH | AC | 161 | 161 | 795 | ASCR | Single | 1 | 1 | Wood H-Frame | 180
17568 | South Mississippi El Pwr Assn | 16 | Hintonville 161 | Benndale 161 | 100 | 30 | OH | AC | 161 | 161 | 795 | ASCR | Single | 1 | 1 | Wood H-Frame | 273
17568 | South Mississippi El Pwr Assn | 17 | Waynesboro 161 | Missionary 161 | 100 | 24 | OH | AC | 161 | 230 | 1351.5 | ASCR | Single | 1 | 1 | Wood H-Frame | 411
17583 | South Texas Electric Coop Inc | 1 | Sam Rayburn Sub | Loop 463 Sub | 100 | 6.6 | OH | AC | 138 | 138 | 477 | ACSR | Single | 1 | 1 | Wood Pole/H-frame | 161
17583 | South Texas Electric Coop Inc | 2 | Loop 463 Sub | CPL Victoria | 100 | 5 | OH | AC | 138 | 138 | 477 | ACSR | Single | 1 | 1 | Wood Pole/H-frame | 147
17583 | South Texas Electric Coop Inc | 3 | Sam Rayburn Sub | Vanderbuilt Sub | 100 | 32.47 | OH | AC | 138 | 138 | 477 | ACSR | Single | 1 | 1 | Wood Pole/H-frame | 160
17583 | South Texas Electric Coop Inc | 4 | Vanderbuilt Sub | Danevang Sub | 100 | 33.09 | OH | AC | 138 | 138 | 477 | ACSR | Single | 1 | 1 | Wood Pole/H-frame | 160
17583 | South Texas Electric Coop Inc | 5 | Danevang Sub | CPL Blessing | 100 | 14.3 | OH | AC | 138 | 138 | 795 | ACSR | Single | 1 | 1 | Wood Pole/H-frame | 202
17583 | South Texas Electric Coop Inc | 6 | San Miguel Plt | Four Corners Sub | 100 | 83.84 | OH | AC | 138 | 138 | 795 | ACSR | Single | 1 | 1 | Wood Pole/H-frame | 215
17583 | South Texas Electric Coop Inc | 7 | Four Corners Sub | Sam Rayburn Sub | 100 | 2.58 | OH | AC | 138 | 138 | 795 | ACSR | Single | 1 | 1 | Wood Pole/H-frame | 215
17583 | South Texas Electric Coop Inc | 8 | San Miguel Plt | CPL Sigmor | 100 | 26.34 | OH | AC | 138 | 138 | 795 | ACSR | Single | 1 | 1 | Wood Pole/H-frame | 202
17583 | South Texas Electric Coop Inc | 9 | CPL Sigmor | George West Sub | 100 | 5.27 | OH | AC | 138 | 138 | 795 | ACSR | Single | 1 | 1 | Wood Pole/H-frame | 202
17583 | South Texas Electric Coop Inc | 10 | George West Sub | CPL George West | 100 | 8.35 | OH | AC | 138 | 138 | 795 | ACSR | Single | 1 | 1 | Wood Pole/H-frame | 202
17583 | South Texas Electric Coop Inc | 11 | CPL George West | Orange Grove Sub | 100 | 28.72 | OH | AC | 138 | 138 | 795 | ACSR | Single | 1 | 1 | Wood Pole/H-frame | 202
17583 | South Texas Electric Coop Inc | 12 | Franklins Camp | HLP Seaway | 100 | 8.83 | OH | AC | 138 | 138 | 795 | ACSR | Single | 1 | 1 | Concrete Pole | 181
17583 | South Texas Electric Coop Inc | 13 | Oaks Sub | Rossville Sub | 100 | 8.93 | OH | AC | 138 | 138 | 795 | ACSR | Single | 1 | 1 | Concrete Pole | 181
17583 | South Texas Electric Coop Inc | 14 | Rossville Sub | CPS Somerset | 100 | 8.32 | OH | AC | 138 | 138 | 795 | ACSR | Single | 1 | 1 | Concrete Pole | 215
17632 | Southern Illinois Power Coop | 1 | Marion Plant | Jackson Sub | 100 | 22.53 | OH | AC | 161 | 161 | 795 | ACSR | Single | 1 | 1 | Wood H-Frame | 286
17632 | Southern Illinois Power Coop | 2 | Marion Plant | Renshaw Sub | 100 | 26.63 | OH | AC | 161 | 161 | 795 | ACSR | Single | 1 | 1 | Wood H-Frame | 286
17632 | Southern Illinois Power Coop | 3 | Marion Plant | CIPS S Marion | 100 | 2.41 | OH | AC | 161 | 161 | 795 | ACSR | Single | 1 | 1 | Wood H-Frame | 286
17632 | Southern Illinois Power Coop | 4 | Elizabethtown Sub | Callatin Sub | 100 | 16.18 | OH | AC | 161 | 161 | 795 | ACSR | Single | 1 | 1 | Wood H-Frame | 286
17632 | Southern Illinois Power Coop | 5 | Franklin sub | Hamilton Sub | 100 | 17.6 | OH | AC | 138 | 161 | 795 | ACSR | Single | 1 | 1 | Wood H-Frame | 245
17632 | Southern Illinois Power Coop | 6 | CIPS W Frankfort Sub | Franklin Sub | 100 | 4.86 | OH | AC | 138 | 161 | 795 | ACSR | Single | 1 | 1 | Wood H-Frame | 245
17632 | Southern Illinois Power Coop | 7 | Jackson Sub | Campbell Hill Sub | 100 | 25.56 | OH | AC | 161 | 161 | 795 | ACSR | Single | 1 | 1 | Wood H-Frame | 286
17632 | Southern Illinois Power Coop | 8 | Renshaw Sub | Elizabethtown Sub | 100 | 28.6 | OH | AC | 161 | 161 | 795 | ACSR | Single | 1 | 1 | Wood H-Frame | 286
17632 | Southern Illinois Power Coop | 9 | Renshaw Sub | Bay City | 100 | 13.63 | OH | AC | 161 | 161 | 795 | ACSR | Single | 1 | 1 | Wood H-Frame | 223
17632 | Southern Illinois Power Coop | 10 | IP Baldwin | Baldwin Sub | 100 | 0.6 | OH | AC | 138 | 161 | 795 | ACSR | Single | 1 | 1 | Wood H-Frame | 245
17632 | Southern Illinois Power Coop | 11 | Campbell Hill | Campbell Tap | 100 | 2.33 | OH | AC | 138 | 161 | 795 | ACSR | Single | 1 | 1 | Wood H-Frame | 245
17697 | Southwestern Electric Coop Inc | 1 | IL Power Circuit #1426-1272-A | Maryville Substation | 100 | 0.5 | OH | AC | 138 | 138 | 336 | ACSR | Single | 1 | 1 | Steel Pole | 126.5
17707 | Southwest Transmission Coop | 1 | Greenlee | TEP Greenlee | 100 | 0.44 | OH | AC | 345 | 345 | 954 | ACSR | Double | 1 | 1 | Single Steel | 819
17707 | Southwest Transmission Coop | 2 | Bicknell | Vail | 100 | 23.6 | OH | AC | 345 | 345 | 954 | ACSR | Double | 1 | 1 | Wood H-Frame | 819
17707 | Southwest Transmission Coop | 3 | South | Westwing | 24 | 192 | OH | AC | 345 | 345 | 954 | ACSR | Double | 1 | 1 | Steel Tower | 925
17707 | Southwest Transmission Coop | 4 | Apache | Redtail | 100 | 23.9 | OH | AC | 230 | 230 | 1272 | ACSR | Single | 1 | 1 | Woof H-Frame | 438
17707 | Southwest Transmission Coop | 5 | Redtail | Dos Condados | 100 | 33 | OH | AC | 230 | 230 | 1272 | ACSR | Single | 1 | 1 | Wood H-Frame | 438
17707 | Southwest Transmission Coop | 6 | Dos Condados | Morenci | 100 | 34.7 | OH | AC | 230 | 230 | 1272 | ACSR | Single | 1 | 1 | Wood H-Frame | 438
17707 | Southwest Transmission Coop | 7 | Morenci | Greenlee | 100 | 6.4 | OH | AC | 230 | 230 | 1272 | ACSR | Single | 1 | 1 | Wood H-Frame | 438
17707 | Southwest Transmission Coop | 8 | Morenci | PD Morenci | 100 | 6.8 | OH | AC | 230 | 230 | 954 | ACSR | Single | 1 | 1 | Wood H-Frame | 367
17707 | Southwest Transmission Coop | 9 | Apache | Butterfield | 100 | 16 | OH | AC | 230 | 230 | 795 | ACSR | Single | 1 | 1 | Wood H-Frame | 335
17707 | Southwest Transmission Coop | 10 | Butterfield | San Rafael | 100 | 37 | OH | AC | 230 | 230 | 954 | ACSR | Single | 1 | 1 | Steel Pole | 367
17707 | Southwest Transmission Coop | 11 | Butterfield | Pantano | 100 | 31 | OH | AC | 230 | 230 | 795 | ACSR | Single | 1 | 1 | Wood H-Frame | 335
17707 | Southwest Transmission Coop | 12 | Pantano | Sahuarita | 100 | 2537 | OH | AC | 230 | 230 | 795 | ACSR | Single | 1 | 1 | Wood H-Frame | 335
17707 | Southwest Transmission Coop | 13 | Sahuarita | Bicknell | 100 | 12 | OH | AC | 230 | 230 | 795 | ACSR | Single | 1 | 1 | Wood H-Frame | 335
17707 | Southwest Transmission Coop | 14 | Davis Dam | Riviera | 100 | 8.9 | OH | AC | 230 | 230 | 1272 | ACSR | Single | 1 | 1 | Steel Pole | 438
17716 | Southwestern Power Admin | 1 | NORFORK, AR | VAN BUREN, AR | 100 | 151.12 | OH | AC | 161 | 161 | 556.5 | ACSR | Single | 1 | 1 | H FRAME WOOD | 189
17716 | Southwestern Power Admin | 2 | BULL SHOALS, AR | REA VAOLEY, AR | 100 | 20.96 | OH | AC | 161 | 161 | 556.5 | ACSR | Single | 2 | 2 | STEEL TOWER | 189
17716 | Southwestern Power Admin | 3 | DARDENELLE, AR | DARDENELLE, AR | 100 | 38.44 | OH | AC | 161 | 161 | 556.5 | ACSR | Single | 2 | 2 | STEEL TOWER | 189
17716 | Southwestern Power Admin | 4 | OZARK DAM, AR | GRID LN3001, AR | 100 | 5.42 | OH | AC | 161 | 161 | 556.5 | ACSR | Single | 1 | 1 | H FRAME WOOD | 189
17716 | Southwestern Power Admin | 5 | NORFORK DAM, AR | IDALIA, MO | 100 | 153.26 | OH | AC | 161 | 161 | 477 | ACSR | Single | 1 |  | H FRAME WOOD | 171
17716 | Southwestern Power Admin | 6 | POPLAR BLUFF, MO | POPLAR BLUFF, MO | 100 | 2.44 | OH | AC | 161 | 161 | 477 | ACSR | Single | 1 | 1 | H FRAME WOOD | 171
17716 | Southwestern Power Admin | 7 | WATER VALLEY, AR | WATER VALLEY, AR | 100 | 3.26 | OH | AC | 161 | 161 | 477 | ACSR | Single | 1 | 1 | H FRAME WOOD | 171
17716 | Southwestern Power Admin | 8 | SPRINGFIELD, MO | MANSFIELD, MO | 100 | 41.25 | OH | AC | 161 | 161 | 556.5 | ACSR | Single | 1 | 1 | H FRAME WOOD | 189
17716 | Southwestern Power Admin | 9 | VAN BUREN, AR | WELEETKA, AR | 100 | 108.74 | OH | AC | 161 | 161 | 556.5 | ACSR | Single | 1 | 1 | H FRAME WOOD | 189
17716 | Southwestern Power Admin | 10 | VAN BUREN, AR | OG&E SUBSTATION, AR | 100 | 0.19 | OH | AC | 161 | 161 | 1590 | AAC | Single | 1 | 1 | H FRAME WOOD | 350
17716 | Southwestern Power Admin | 11 | GORE, OK | FT. GIBSOB DAM, OK | 100 | 25.47 | OH | AC | 161 | 161 | 556.5 | ACSR | Single | 1 | 1 | H FRAME WOOD | 189
17716 | Southwestern Power Admin | 12 | GORE, OK | TENKILLER DAM, OK | 100 | 5.85 | OH | AC | 161 | 161 | 556.5 | ACSR | Single | 1 | 1 | H FRAME WOOD | 189
17716 | Southwestern Power Admin | 13 | GORE, OK | EUFAULA DAM, OK | 100 | 20.17 | OH | AC | 161 | 161 | 556.5 | ACSR | Single | 1 | 1 | H FRAME WOOD | 189
17716 | Southwestern Power Admin | 14 | GORE, OK | WEBBER FALLS, OK | 100 | 2.59 | OH | AC | 161 | 161 | 556.5 | ACSR | Single | 1 | 1 | H FRAME WOOD | 189
17716 | Southwestern Power Admin | 15 | TABLE ROCK, MO | SPRINGFIELD, MO | 100 | 39.41 | OH | AC | 161 | 161 | 795 | ACSR | Single | 1 | 1 | H FRAME WOOD | 236
17716 | Southwestern Power Admin | 16 | GREERS FERRY, AR | JONESBORO, SR | 100 | 84.26 | OH | AC | 161 | 161 | 795 | ACSR | Single | 1 | 1 | H FRAME WOOD | 236
17716 | Southwestern Power Admin | 17 | BEAVER DAM, AR | TABLE ROCK, MO | 100 | 39.94 | OH | AC | 161 | 161 | 795 | ACSR | Single | 1 | 1 | H FRAME WOOD | 236
17716 | Southwestern Power Admin | 18 | BEAVER DAM, AR | CARTHAGE, MO | 100 | 68.83 | OH | AC | 161 | 161 | 795 | ACSR | Single | 1 | 1 | H FRAME WOOD | 236
17716 | Southwestern Power Admin | 19 | JONESBORO, AR | KENNETT, MO | 100 | 51.17 | OH | AC | 161 | 161 | 795 | ACSR | Single | 1 | 1 | H FRAME WOOD | 236
17716 | Southwestern Power Admin | 20 | IDALIA, MO | SIKESTON, MO | 100 | 12.17 | OH | AC | 161 | 161 | 795 | ACSR | Single | 1 | 1 | H FRAME WOOD | 236
17716 | Southwestern Power Admin | 21 | JONESBORO, AR | WATER VALLEY, AR | 100 | 35.4 | OH | AC | 161 | 161 | 477 | ACSR | Single | 1 | 1 | H FRAME WOOD | 171
17716 | Southwestern Power Admin | 22 | KENNETT, MO | NEW MADRID, MO | 100 | 38.07 | OH | AC | 161 | 161 | 795 | ACSR | Single | 1 | 1 | H FRAME WOOD | 236
17716 | Southwestern Power Admin | 23 | NEW MADRID, MO | SIKESTON, MO | 100 | 20.85 | OH | AC | 161 | 161 | 795 | ACSR | Single | 1 | 1 | H FRAME WOOD | 236
17716 | Southwestern Power Admin | 24 | EUFAULA DAM, OK | R.S. KERR DAM, OK | 100 | 36.44 | OH | AC | 161 | 161 | 795 | ACSR | Single | 1 | 1 | H FRAME WOOD | 236
17716 | Southwestern Power Admin | 25 | R.S. KERR DAM, OK | VAN BUREN, AR | 100 | 29.23 | OH | AC | 161 | 161 | 795 | ACSR | Single | 1 | 1 | H FRAME WOOD | 236
17716 | Southwestern Power Admin | 26 | TRUMAN DAM, MO | CLINTON, MO | 100 | 29.22 | OH | AC | 161 | 161 | 795 | ACSR | Single | 1 | 1 | H FRAME WOOD | 236
17716 | Southwestern Power Admin | 27 | SPRINGFIELD, MO | CARTHAGE, MO | 100 | 54.32 | OH | AC | 161 | 161 | 556.5 | ACSR | Single | 1 | 1 | H FRAME WOOD | 189
17716 | Southwestern Power Admin | 28 | LA RUSSELL, MO | LA RUSSELL, MO | 100 | 0.9 | OH | AC | 161 | 161 | 556.5 | ACSR | Single | 1 | 1 | H FRAME WOOD | 189
17716 | Southwestern Power Admin | 29 | DENISON DAM, TX | WELEETKA, OK | 100 | 113.39 | OH | AC | 138 | 138 | 477 | ACSR | Single | 1 | 1 | H FRAME WOOD | 147
17716 | Southwestern Power Admin | 30 | EUFAULA DAM, OK | WELEETKA, OK | 100 | 50.75 | OH | AC | 138 | 138 | 477 | ACSR | Single | 1 | 1 | H FRAME WOOD | 147
17783 | Spencer City of | 1 | Raun | Hinton | 1.22 | 25 | OH | AC | 345 | 345 | 954 | ACSR | Single | 1 | 1 | H-Frame Steel Tower | 1056
17783 | Spencer City of | 2 | LeHigh | Webster | 1.95 | 15 | OH | AC | 345 | 345 | 795 | ACSR | Single | 1 | 1 | H-Frame Steel Tower | 961
17828 | Springfield City of | 1 | Dallman | Interstate | 100 | 6.99 | OH | AC | 138 | 138 | 795 | ACSR | single | 1 | 1 | wood/single pole | 221
17828 | Springfield City of | 2 | Interstate | Taintor | 100 | 3.43 | OH | AC | 138 | 138 | 795 | ACSR | single | 1 | 1 | wood/single pole | 221
17828 | Springfield City of | 3 | Dallman | Spaulding | 100 | 7.83 | OH | AC | 138 | 138 | 795 | ACSR | single | 1 | 1 | wood/single pole | 221
17828 | Springfield City of | 4 | Spaulding | Westchester | 100 | 2.93 | OH | AC | 138 | 138 | 795 | ACSR | single | 1 | 1 | wood/single pole | 221
17828 | Springfield City of | 5 | Westchester | Washington | 100 | 4.38 | OH | AC | 138 | 138 | 795 | ACSR | single | 1 | 1 | wood/single pole | 221
17828 | Springfield City of | 6 | Washington | Palomino | 100 | 3.55 | OH | AC | 138 | 138 | 795 | ACSR | single | 1 | 1 | wood/single pole | 221
17828 | Springfield City of | 7 | Palomino | Taintor | 100 | 3.72 | OH | AC | 138 | 138 | 795 | ACSR | single | 1 | 1 | wood/single pole | 221
17828 | Springfield City of | 8 | Dallman | Eastdale | 100 | 3.22 | OH | AC | 138 | 138 | 1272 | ACSR | single | 1 | 1 | wood/single pole | 299
17828 | Springfield City of | 9 | Interstate | Eastdale | 100 | 3.48 | OH | AC | 138 | 138 | 795 | ACSR | single | 2 | 2 | wood/single pole | 221
17828 | Springfield City of | 10 | Interstate | Illiopolis | 100 | 17.11 | OH | AC | 138 | 138 | 1272 | ACSR | single | 1 | 1 | steel/tower | 299
17828 | Springfield City of | 11 | Spaulding | Chatham | 100 | 3.28 | OH | AC | 138 | 138 | 954 | ACSR | single | 1 | 1 | wood/single pole | 261
17828 | Springfield City of | 12 | Chatham | North Auburn | 100 | 2.6 | OH | AC | 138 | 138 | 954 | ACSR | single | 1 | 1 | wood/single pole | 261
17828 | Springfield City of | 13 | Eastdale | East Springfield | 100 | 0.06 | OH | AC | 138 | 138 | 1272 | ACSR | single | 1 | 1 | wood/single pole | 287
17833 | Springfield City of | 1 | BROOKLINE | MORGAN | 100 | 29.6 | OH | AC | 345 | 345 | 795 | ACSR | Double | 1 | 1 | WOOD/H FRAME | 1179
17833 | Springfield City of | 2 | BROOKLINE | FLINT CREEK | 14 | 104.2 | OH | AC | 345 | 345 | 795 | ACSR | Double | 1 | 1 | WOOD/H FRAME | 1179
17833 | Springfield City of | 3 | SOUTHWEST POWER STATION | BROOKLINE | 100 | 1.76 | OH | AC | 161 | 161 | 1192 | AAAC | SINGLE | 1 | 1 | WOOD/SINGLE, H FRAME | 340
17833 | Springfield City of | 4 | BROOKLINE | JUNCTION | 100 | 3.36 | OH | AC | 161 | 161 | 1192 | AAAC | SINGLE | 1 | 1 | WOOD/SINGLE, H FRAME | 340
17833 | Springfield City of | 5 | JUNCTION | NICHOLS | 100 | 2.64 | OH | AC | 161 | 161 | 1192 | AAAC | SINGLE | 1 | 1 | WOOD/SINGLE, H FRAME | 340
17833 | Springfield City of | 6 | SOUTHWEST POWER STATION | SOUTHWEST TREATMENT | 100 | 0.67 | OH | AC | 161 | 161 | 1192 | AAAC | SINGLE | 1 | 1 | WOOD/SINGLE, H FRAME | 340
17833 | Springfield City of | 7 | SOUTHWEST TREATMENT | BATTLEFIELD | 100 | 2.71 | OH | AC | 161 | 161 | 1192 | AAAC | SINGLE | 1 | 1 | WOOD/SINGLE, H FRAME | 340
17833 | Springfield City of | 8 | BATTLEFIELD | SOUTHWEST POWER ADMIN | 100 | 0.17 | OH | AC | 161 | 161 | 1192 | AAAC | SINGLE | 1 | 1 | WOOD/SINGLE, H FRAME | 340
17833 | Springfield City of | 9 | BATTLEFIELD | MAIN STREET | 100 | 5.16 | OH | AC | 161 | 161 | 1192 | AAAC | SINGLE | 1 | 1 | WOOD/SINGLE, H FRAME | 340
17833 | Springfield City of | 10 | NICHOLS | WEST BELT | 100 | 1.01 | OH | AC | 161 | 161 | 1192 | AAAC | SINGLE | 1 | 1 | WOOD/SINGLE, H FRAME | 340
17833 | Springfield City of | 11 | WEST BELT | MAIN STREET | 100 | 1.07 | OH | AC | 161 | 161 | 1192 | AAAC | SINGLE | 1 | 1 | WOOD/SINGLE, H FRAME | 340
17833 | Springfield City of | 12 | SOUTHWEST POWER STATION | JAMES RIVER POWER STATION | 100 | 11.47 | OH | AC | 161 | 161 | 954 | ACSR | SINGLE | 1 | 1 | WOOD/SINGLE, H FRAME | 306
17833 | Springfield City of | 13 | JAMES RIVER POWER STATION | CLAY | 100 | 11.4 | OH | AC | 161 | 161 | 954 | ACSR | SINGLE | 1 | 1 | WOOD/SINGLE, H FRAME | 306
17833 | Springfield City of | 14 | CLAY | MILL STREET | 100 | 4.02 | OH | AC | 161 | 161 | 1192 | AAAC | SINGLE | 2 | 2 | WOOD/SINGLE | 340
17833 | Springfield City of | 15 | MILL STREET | MCCARTNEY | 100 | 6.35 | OH | AC | 161 | 161 | 954 | ACSR | SINGLE | 1 | 1 | WOOD/SINGLE, H FRAME | 306
17833 | Springfield City of | 16 | MCCARTNEY | SUMMIT | 100 | 9.32 | OH | AC | 161 | 161 | 954 | ACSR | SINGLE | 1 | 1 | WOOD/SINGLE, H FRAME | 306
17833 | Springfield City of | 17 | SUMMIT | JUNCTION | 100 | 9.38 | OH | AC | 161 | 161 | 954 | ACSR | SINGLE | 1 | 1 | WOOD/SINGLE, H FRAME | 306
17833 | Springfield City of | 18 | SUMMIT | NORTON | 100 | 3.29 | OH | AC | 161 | 161 | 954 | ACSR | SINGLE | 1 | 1 | WOOD/SINGLE | 306
17858 | Square Butte Elec Cooperative | 1 | Center, ND | Arrowhead, MN (Line 098) | 100 | 465.45 | OH | DC | 250 | 250 | 2839 | ACSR | Single | 1 | 1 | Lattice Alum. Single Pole | 500
17858 | Square Butte Elec Cooperative | 2 | Square Butte Sub | Center Terminal (096) | 100 | 0.42 | OH | AC | 230 | 230 | 1780 | ACSR | Single | 1 | 1 | Lattice Alum. H-Frame | 500
17858 | Square Butte Elec Cooperative | 3 | Unit 2 | Square Butte Sub (Line 097) | 100 | 2.87 | OH | AC | 230 | 230 | 1780 | ACSR | Single | 1 | 1 | Lattice Alum. H-Frame | 500
17858 | Square Butte Elec Cooperative | 4 | Center 230 | Unit 2 Tran #4 (Line No. 99) | 100 | 0.1 | OH | AC | 230 | 230 | 795 | ACSR | Single | 1 | 1 | Lattice Alum. H-Frame | 500
18315 | Sunflower Electric Power Corp | 1 | Red Willow | Mingo | 70.9 | 74.8 | OH | AC | 345 | 345 | 954 | ACSR | Double | 1 | 1 | Steel | 1189
18315 | Sunflower Electric Power Corp | 2 | Mingo | Setab | 100 | 57 | OH | AC | 345 | 345 | 954 | ACSR | Double | 1 | 1 | Steel | 1189
18315 | Sunflower Electric Power Corp | 3 | Setab | Holcomb | 100 | 38 | OH | AC | 345 | 345 | 954 | ACSR | Double | 1 | 1 | Steel | 1189
18315 | Sunflower Electric Power Corp | 4 | Holcomb | Spearville | 100 | 68 | OH | AC | 345 | 345 | 954 | ACSR | Double | 1 | 1 | Steel | 1189
18429 | Tacoma City of | 1 | Mossyrock | Chehalis | 22.5 | 27.28 | OH | AC | 230 | 230 | 1590 | ACSR | Single | 1 | 1 | Tower | 554
18429 | Tacoma City of | 2 | Mossyrock | Mayfield | 100 | 11.81 | OH | AC | 230 | 230 | 1590 | ACSR | Single | 1 | 1 | Tower | 554
18429 | Tacoma City of | 3 | BPA Tacoma Sub | Cowlitz Sub | 100 | 6 | OH | AC | 230 | 230 | 1272 | AAC | Double | 2 | 2 | Single steel pole | 468.6
18429 | Tacoma City of | 4 | Cowlitz Sub | Southwest Sub #3 | 100 | 6.59 | OH | AC | 230 | 230 | 1272 | AAC | Double | 1 | 1 | Single steel pole | 468.6
18429 | Tacoma City of | 5 | Cowlitz Sub | Southwest Sub #4 | 100 | 6.61 | OH | AC | 230 | 230 | 1272 | AAC | Double | 1 | 1 | Single steel pole | 468.6
18445 | Tallahassee City of | 1 | A.B. Hopkins | Bulk Power Sub 10 | 100 | 5.1 | OH | AC | 115 | 230 | 954 | ACSR | Single | 2 | 2 | Vertical Steel | 232
18445 | Tallahassee City of | 2 | Bulk Power Sub 10 | Bulk Power Sub 8 | 100 | 3.2 | OH | AC | 115 | 230 | 954 | ACSR | Single | 2 | 2 | Steel Tower | 232
18445 | Tallahassee City of | 3 | Bulk Power Sub 8 | Bulk Power Sub 7 | 100 | 2.9 | OH | AC | 115 | 230 | 954 | ACSR | Single | 2 | 2 | Steel Tower | 232
18445 | Tallahassee City of | 4 | A.B. Hopkins | FL Power Crawfordville Sub | 100 | 21.6 | OH | AC | 230 | 230 | 1590 | ACSR | Single | 1 | 1 | H-Frame Wd | 641
18445 | Tallahassee City of | 5 | A.B. Hopkins | Switching Station 20 | 100 | 2.97 | OH | AC | 230 | 230 | 954 | ACSR | Single | 2 | 2 | Steel Tower | 464
18445 | Tallahassee City of | 6 | Switching Staion 20 | Fl/GA line SOCO | 100 | 14.57 | OH | AC | 230 | 230 | 954 | ACSR | Single | 1 | 1 | H-Frame Wood and Steel Tower | 464
18445 | Tallahassee City of | 7 | Switching Station 20 | Bulk Power 7 | 100 | 8.27 | OH | AC | 230 | 230 | 954 | ACSR | Single | 1 | 1 | Steel Tower | 464
18642 | Tennessee Valley Authority | 1 | Jonsonville Steam | Cordova | 100 | 118.41 | OH | AC | 500 | 500 | 999 | Aluminium | Single | 1 | 1 | Steel Tower
18642 | Tennessee Valley Authority | 2 | Johnsonville - Cordova | Loop To Jackson | 100 | 0.73 | OH | AC | 500 | 500 | 999 | Aluminium | Single | 1 | 1 | Steel Tower
18642 | Tennessee Valley Authority | 3 | Cordova | Freeport | 100 | 26.75 | OH | AC | 500 | 500 | 999 | Aluminium | Single | 1 | 1 | Steel Tower
18642 | Tennessee Valley Authority | 4 | Jackson - Cordova | Loop into Haywood | 100 | 0.14 | OH | AC | 500 | 500 | 999 | Aluminium | Single | 1 | 1 | Steel Tower
18642 | Tennessee Valley Authority | 5 | Freeport | Mississippi State Line | 100 | 10.95 | OH | AC | 500 | 500 | 999 | Aluminium | Single | 1 | 1 | Steel Tower
18642 | Tennessee Valley Authority | 6 | Cordova - Arkansas | Loop To Freeport | 100 | 0.43 | OH | AC | 500 | 500 | 999 | Aluminium | Single | 1 | 1 | Steel Pole
18642 | Tennessee Valley Authority | 7 | Cordova - Arkansas | Loop To Freeport | 100 | 2.01 | OH | AC | 500 | 500 | 999 | Aluminium | Single | 1 | 1 | Steel Tower
18642 | Tennessee Valley Authority | 8 | Widows Creek Steam | Bellefonte Nuclear | 100 | 29.75 | OH | AC | 500 | 500 | 999 | Aluminium | Single | 1 | 1 | Steel Tower
18642 | Tennessee Valley Authority | 9 | Bellefonte Nuclear | Madison | 100 | 40.82 | OH | AC | 500 | 500 | 999 | Aluminium | Single | 1 | 1 | Steel Tower
18642 | Tennessee Valley Authority | 10 | Madison | Browns Ferry Nuclear | 100 | 37.42 | OH | AC | 500 | 500 | 999 | Aluminium | Single | 1 | 1 | Steel Tower
18642 | Tennessee Valley Authority | 11 | Browns Ferry Nuclear | West Point | 100 | 118.18 | OH | AC | 500 | 500 | 999 | Aluminium | Single | 1 | 1 | Steel Tower
18642 | Tennessee Valley Authority | 12 | West Point | French Camp | 100 | 50.69 | OH | AC | 500 | 500 | 999 | Aluminium | Single | 1 | 1 | Steel Tower
18642 | Tennessee Valley Authority | 13 | Bull Run Steam | Watts Bar Nuclear | 100 | 53.91 | OH | AC | 500 | 500 | 999 | Aluminium | Single | 1 | 1 | Steel Tower
18642 | Tennessee Valley Authority | 14 | Watts Bar Nuclear | Sequoyah Nuclear | 100 | 34.5 | OH | AC | 500 | 500 | 999 | Aluminium | Single | 1 | 1 | Steel Tower
18642 | Tennessee Valley Authority | 15 | Johnsonville Steam | Davidson | 100 | 56.9 | OH | AC | 500 | 500 | 999 | Aluminium | Single | 1 | 1 | Steel Tower
18642 | Tennessee Valley Authority | 16 | Browns Ferry Nuclear | Maury | 100 | 86.71 | OH | AC | 500 | 500 | 999 | Aluminium | Single | 1 | 1 | Steel Tower
18642 | Tennessee Valley Authority | 17 | Maury | Davidson | 100 | 28.02 | OH | AC | 500 | 500 | 999 | Aluminium | Single | 1 | 1 | Steel Tower
18642 | Tennessee Valley Authority | 18 | Widows Creek Steam | Sequoyah | 100 | 49.47 | OH | AC | 500 | 500 | 999 | Aluminium | Single | 1 | 1 | Steel Tower
18642 | Tennessee Valley Authority | 19 | Johnsonville Steam | Weakley | 100 | 56.6 | OH | AC | 500 | 500 | 999 | Aluminium | Single | 1 | 1 | Steel Tower
18642 | Tennessee Valley Authority | 20 | Weakley | Shelby | 100 | 89.21 | OH | AC | 500 | 500 | 999 | Aluminium | Single | 1 | 1 | Steel Tower
18642 | Tennessee Valley Authority | 21 | Paradise Steam | Montgomery (site) | 100 | 0.24 | OH | AC | 500 | 500 | 999 | Aluminium | Single | 1 | 1 | Wood Frame
18642 | Tennessee Valley Authority | 22 | Paradise Steam | Montgomery (site) | 100 | 52.02 | OH | AC | 500 | 500 | 999 | Aluminium | Single | 1 | 1 | Steel Tower
18642 | Tennessee Valley Authority | 23 | Montgomery (site) | Davidson | 100 | 40.88 | OH | AC | 500 | 500 | 999 | Aluminium | Single | 1 | 1 | Steel Tower
18642 | Tennessee Valley Authority | 24 | Bull Run Steam | Volunteer | 100 | 21.27 | OH | AC | 500 | 500 | 999 | Aluminium | Single | 1 | 1 | Steel Tower
18642 | Tennessee Valley Authority | 25 | Volunteer | Sullivan | 100 | 94.62 | OH | AC | 500 | 500 | 999 | Aluminium | Single | 1 | 1 | Steel Tower
18642 | Tennessee Valley Authority | 26 | Loop to Phipps Bend | (Section B) | 100 | 19.08 | OH | AC | 500 | 500 | 999 | Aluminium | Single | 1 | 1 | Steel Tower
18642 | Tennessee Valley Authority | 27 | Sullivan | Virginia State Line | 100 | 15.86 | OH | AC | 500 | 500 | 999 | Aluminium | Single | 1 | 1 | Steel Tower
18642 | Tennessee Valley Authority | 28 | Sequoyah | (Franklin) | 100 | 63.73 | OH | AC | 500 | 500 | 999 | Aluminium | Single | 1 | 1 | Steel Tower
18642 | Tennessee Valley Authority | 29 | Shawnee Steam | Marshall | 100 | 28.18 | OH | AC | 500 | 500 | 999 | Aluminium | Single | 1 | 1 | Steel Tower
18642 | Tennessee Valley Authority | 30 | Browns Ferry Nuclear | Trinity | 100 | 10.66 | OH | AC | 500 | 500 | 999 | Aluminium | Single | 1 | 1 | Steel Tower
18642 | Tennessee Valley Authority | 31 | Browns Ferry Nuclear | Trinity | 100 | 10.41 | OH | AC | 500 | 500 | 999 | Aluminium | Single | 1 | 1 | Steel Tower
18642 | Tennessee Valley Authority | 32 | Browns Ferry Nuc - Trinity | Trico Loop | 100 | 0.68 | OH | AC | 500 | 500 | 999 | Aluminium | Single | 1 | 1 | Steel Tower
18642 | Tennessee Valley Authority | 33 | Miss River Crossing | (Arkansas Pwr & Lgt Co) | 100 | 1.56 | OH | AC | 500 | 500 | 999 | Aluminium | Single | 1 | 1 | Steel Tower
18642 | Tennessee Valley Authority | 34 | Cumberland Steam | Davidson | 100 | 47.93 | OH | AC | 500 | 500 | 999 | Aluminium | Single | 1 | 1 | Steel Tower
18642 | Tennessee Valley Authority | 35 | Cumberland Steam | Johnsonville | 100 | 33.2 | OH | AC | 500 | 500 | 999 | Aluminium | Single | 1 | 1 | Steel Tower
18642 | Tennessee Valley Authority | 36 | Cumberland Steam | Marshall | 100 | 77.64 | OH | AC | 500 | 500 | 999 | Aluminium | Single | 1 | 1 | Steel Tower
18642 | Tennessee Valley Authority | 37 | Browns Ferry Nuclear | Madison | 100 | 40.26 | OH | AC | 500 | 500 | 999 | Aluminium | Single | 1 | 1 | Steel Tower
18642 | Tennessee Valley Authority | 38 | Browns Ferry Nuc - Madison No | Limestone | 100 | 0.11 | OH | AC | 500 | 500 | 999 | Aluminium | Single | 1 | 1 | Steel Tower
18642 | Tennessee Valley Authority | 39 | Bull Run Steam | Roane | 100 | 15.71 | OH | AC | 500 | 500 | 999 | Aluminium | Single | 1 | 1 | Steel Tower
18642 | Tennessee Valley Authority | 40 | Roane | Wilson | 100 | 123.29 | OH | AC | 500 | 500 | 999 | Aluminium | Single | 1 | 1 | Steel Tower
18642 | Tennessee Valley Authority | 41 | Wilson | Davidson | 100 | 41.9 | OH | AC | 500 | 500 | 999 | Aluminium | Single | 1 | 1 | Steel Tower
18642 | Tennessee Valley Authority | 42 | Montgomery | Wilson | 100 | 57.34 | OH | AC | 500 | 500 | 999 | Aluminium | Single | 1 | 1 | Steel Tower
18642 | Tennessee Valley Authority | 43 | Sequoyah Nuclear | Georgia State line | 100 | 21.38 | OH | AC | 500 | 500 | 999 | Aluminium | Single | 1 | 1 | Steel Tower
18642 | Tennessee Valley Authority | 44 | Cordova | Shelby | 100 | 20.78 | OH | AC | 500 | 500 | 999 | Aluminium | Single | 1 | 1 | Steel Tower
18642 | Tennessee Valley Authority | 45 | Maury | Franklin | 100 | 62.95 | OH | AC | 500 | 500 | 999 | Aluminium | Single | 1 | 1 | Steel Tower
18642 | Tennessee Valley Authority | 46 | Widows Creek Steam | raccoon Mtn. Hydro | 100 | 26.88 | OH | AC | 500 | 500 | 999 | Aluminium | Single | 1 | 1 | Steel Tower
18642 | Tennessee Valley Authority | 47 | Watts Bar Nuclear | Roane | 100 | 39.48 | OH | AC | 500 | 500 | 999 | Aluminium | Single | 1 | 1 | Steel Tower
18642 | Tennessee Valley Authority | 48 | Sequoyah Nuclear | Watts Bar Nuclear | 100 | 40.49 | OH | AC | 500 | 500 | 999 | Aluminium | Single | 1 | 1 | Steel Tower
18642 | Tennessee Valley Authority | 49 | Widows Creek Steam | Bellefonte Nuclear | 100 | 21.3 | OH | AC | 500 | 500 | 999 | Aluminium | Single | 1 | 1 | Steel Tower
18642 | Tennessee Valley Authority | 50 | Bellefonte Nuclear | Murphy Hill (site) | 100 | 19.94 | OH | AC | 500 | 500 | 999 | Aluminium | Single | 1 | 1 | Steel Tower
18642 | Tennessee Valley Authority | 51 | Murphy Hill (site) | Arkandelphia | 100 | 67.68 | OH | AC | 500 | 500 | 999 | Aluminium | Single | 1 | 1 | Steel Tower
18642 | Tennessee Valley Authority | 52 | Watts Bar Nuclear | Volunteer | 100 | 93.87 | OH | AC | 500 | 500 | 999 | Aluminium | Single | 1 | 1 | Steel Tower
18642 | Tennessee Valley Authority | 53 | West Point | Alabama Pwr Co (Miller) | 100 | 24.44 | OH | AC | 500 | 500 | 999 | Aluminium | Single | 1 | 1 | Steel Tower
18642 | Tennessee Valley Authority | 54 | Phipps Bend | Nagel | 100 | 13.52 | OH | AC | 500 | 500 | 999 | Aluminium | Single | 1 | 1 | Steel Tower
18642 | Tennessee Valley Authority | 55 | Nagel | Sullivan | 100 | 39.33 | OH | AC | 500 | 500 | 999 | Aluminium | Single | 1 | 1 | Steel Tower
18642 | Tennessee Valley Authority | 56 | Browns Ferry Nuclear | Union | 100 | 111.63 | OH | AC | 500 | 500 | 999 | Aluminium | Single | 1 | 1 | Steel Tower
18642 | Tennessee Valley Authority | 57 | Union | Cordova | 100 | 82.51 | OH | AC | 500 | 500 | 999 | Aluminium | Single | 1 | 1 | Steel Tower
18642 | Tennessee Valley Authority | 58 | Phipps Bend | Ky Utilities (pocket) | 100 | 11.67 | OH | AC | 500 | 500 | 999 | Aluminium | Single | 1 | 1 | Steel Tower
18642 | Tennessee Valley Authority | 59 | Shelby | (Dell) | 100 | 12.37 | OH | AC | 500 | 500 | 999 | Aluminium | Single | 1 | 1 | Steel Tower
18642 | Tennessee Valley Authority | 60 | Shawnee Steam | Ohio River Crossing | 100 | 1.12 | OH | AC | 345 | 345 | 999 | Aluminium | Single | 1 | 1 | Steel Tower
18642 | Tennessee Valley Authority | 61 | Shawnee Steam | Ohio River Crossing | 100 | 1.16 | OH | AC | 345 | 345 | 999 | Aluminium | Single | 1 | 1 | Steel Tower
18642 | Tennessee Valley Authority | 62 | Widows Creek Steam | Rock Spring | 100 | 30.07 | OH | AC | 230 | 230 | 1000 | Aluminium | Single | 1 | 1 | Steel Tower
18642 | Tennessee Valley Authority | 63 | Widows Creek - Rock Springs | Tap To Kensington | 100 | 0.32 | OH | AC | 230 | 230 | 999 | Aluminium | Single | 1 | 1 | Steel Pole
18642 | Tennessee Valley Authority | 64 | Fuller | Moss Lake | 100 | 3.03 | OH | AC | 230 | 230 | 1000 | Aluminium | Single | 1 | 1 | Steel Pole
18642 | Tennessee Valley Authority | 65 | Fuller - Moss Lake | Fuller - Gordon Co Tap | 100 | 4.37 | OH | AC | 230 | 230 | 999 | Aluminium | Single | 1 | 1 | Steel Pole
18642 | Tennessee Valley Authority | 66 | Concord | West Ringgold | 100 | 11.58 | OH | AC | 230 | 230 | 1000 | Aluminium | Single | 1 | 1 | Steel Pole
18642 | Tennessee Valley Authority | 67 | West Ringgold | Alpha | 100 | 21.76 | OH | AC | 230 | 230 | 999 | Aluminium | Single | 1 | 1 | Steel Pole
18642 | Tennessee Valley Authority | 68 | Oglethorpe | West Ringgold | 100 | 8.3 | OH | AC | 230 | 230 | 1000 | Aluminium | Single | 1 | 1 | Steel Pole
18642 | Tennessee Valley Authority | 69 | Alpha | Center Point | 100 | 17.67 | OH | AC | 230 | 230 | 1000 | Aluminium | Single | 1 | 1 | Steel Pole
18642 | Tennessee Valley Authority | 70 | Wheeler Hydro | Ardmore | 100 | 30 | OH | AC | 161 | 161 | 999 | Aluminium | Single | 1 | 1 | Wood Frame
18642 | Tennessee Valley Authority | 71 | Wheeler Hydro | Ardmore | 100 | 2.48 | OH | AC | 161 | 161 | 999 | Aluminium | Single | 1 | 1 | Steel Tower
18642 | Tennessee Valley Authority | 72 | Ardmore | Fayetteville | 100 | 24.7 | OH | AC | 161 | 161 | 999 | Aluminium | Single | 1 | 1 | Wood Frame
18642 | Tennessee Valley Authority | 73 | Ardmore | Fayetteville | 100 | 3.94 | OH | AC | 161 | 161 | 999 | Aluminium | Single | 1 | 1 | Steel Tower
18642 | Tennessee Valley Authority | 74 | Fayetteville | Winchester | 100 | 22.14 | OH | AC | 161 | 161 | 999 | Aluminium | Single | 1 | 1 | Wood Frame
18642 | Tennessee Valley Authority | 75 | Fayetteville | Winchester | 100 | 6.02 | OH | AC | 161 | 161 | 999 | Aluminium | Single | 1 | 1 | Steel Tower
18642 | Tennessee Valley Authority | 76 | Winchester | Watts Bar Hydro | 100 | 17.93 | OH | AC | 161 | 161 | 999 | Aluminium | Single | 1 | 1 | Wood Frame
18642 | Tennessee Valley Authority | 77 | Winchester | Watts Bar Hydro | 100 | 63.49 | OH | AC | 161 | 161 | 999 | Aluminium | Single | 1 | 1 | Steel Tower
18642 | Tennessee Valley Authority | 78 | Winchester - Watts Bar | Tap To Brush Creek | 100 | 1.09 | OH | AC | 161 | 161 | 999 | Aluminium | Single | 1 | 1 | Steel Pole
18642 | Tennessee Valley Authority | 79 | K-31 | Bull Run Steam | 100 | 0.22 | OH | AC | 161 | 161 | 999 | Aluminium | Single | 1 | 1 | Wood Frame
18642 | Tennessee Valley Authority | 80 | K-31 | Bull Run Steam | 100 | 19.36 | OH | AC | 161 | 161 | 1000 | Aluminium | Single | 1 | 1 | Steel Tower
18642 | Tennessee Valley Authority | 81 | Bull Run Steam | Oak Ridge | 100 | 6.39 | OH | AC | 161 | 161 | 1000 | Aluminium | Single | 1 | 1 | Steel Tower
18642 | Tennessee Valley Authority | 82 | Oak Ridge | Norris Hydro | 100 | 2.74 | OH | AC | 161 | 161 | 999 | Aluminium | Single | 1 | 1 | Wood Frame
18642 | Tennessee Valley Authority | 83 | Oak Ridge | Norris Hydro | 100 | 18.03 | OH | AC | 161 | 161 | 999 | Aluminium | Single | 1 | 1 | Steel Tower
18642 | Tennessee Valley Authority | 84 | Tap to Coalmont | (Section D) | 100 | 0.04 | OH | AC | 161 | 161 | 999 | Aluminium | Single | 1 | 1 | Steel Pole
18642 | Tennessee Valley Authority | 85 | Tap to Dayton | (Section D) | 100 | 1.49 | OH | AC | 161 | 161 | 999 | Aluminium | Single | 1 | 1 | Wood Frame
18642 | Tennessee Valley Authority | 86 | Tap to Dayton | (Section D) | 100 | 1.05 | OH | AC | 161 | 161 | 999 | Aluminium | Single | 1 | 1 | Wood Pole
18642 | Tennessee Valley Authority | 87 | Tap to River | (Section G) | 100 | 4.44 | OH | AC | 161 | 161 | 999 | Aluminium | Single | 1 | 1 | Wood Frame
18642 | Tennessee Valley Authority | 88 | Tap to College Station | (Section D) | 100 | 0.05 | OH | AC | 161 | 161 | 999 | Aluminium | Single | 1 | 1 | Wood Frame
18642 | Tennessee Valley Authority | 89 | Colbert Steam | Str 519 (TL-31)#1 | 100 | 32.21 | OH | AC | 161 | 161 | 999 | Aluminium | Single | 1 | 1 | Wood Frame
18642 | Tennessee Valley Authority | 90 | Colbert Steam | Str 519 (TL-31)#1 | 100 | 7.71 | OH | AC | 161 | 161 | 999 | Aluminium | Single | 1 | 1 | Steel Tower
18642 | Tennessee Valley Authority | 91 | Pickwick Hydro | Burnsville | 100 | 16.05 | OH | AC | 161 | 161 | 999 | Aluminium | Single | 1 | 1 | Wood Frame
18642 | Tennessee Valley Authority | 92 | Pickwick Hydro | Burnsville | 100 | 1.4 | OH | AC | 161 | 161 | 999 | Aluminium | Single | 1 | 1 | Steel Tower
18642 | Tennessee Valley Authority | 93 | Pickwick - Burnsville | Loop To NASA | 100 | 7.42 | OH | AC | 161 | 161 | 999 | Aluminium | Single | 1 | 1 | Steel Pole
18642 | Tennessee Valley Authority | 94 | Pickwick - NASA | Tap To North Crossroads | 100 | 0.03 | OH | AC | 161 | 161 | 999 | Aluminium | Single | 1 | 1 | Steel Pole
18642 | Tennessee Valley Authority | 95 | Tap to Yellow Creek | (Section A) | 100 | 1.12 | OH | AC | 161 | 161 | 599 | Aluminium | Single | 1 | 1 | Wood Frame
18642 | Tennessee Valley Authority | 96 | Tap to Yeloow Creek | (Section A) | 100 | 4.09 | OH | AC | 161 | 161 | 599 | Aluminium | Single | 1 | 1 | Wood Pole
18642 | Tennessee Valley Authority | 97 | Tap to Pamell | (Section A) | 100 | 0.02 | OH | AC | 161 | 161 | 599 | Aluminium | Single | 1 | 1 | Wood Frame
18642 | Tennessee Valley Authority | 98 | Wilson Hydro | Wilson chemical Plant | 100 | 0.81 | OH | AC | 161 | 161 | 399 | Aluminium | Single | 1 | 1 | Wood Frame
18642 | Tennessee Valley Authority | 99 | Wilson Hydro | Wilson Chemical Plant | 100 | 1.38 | OH | AC | 161 | 161 | 399 | Copper | Single | 1 | 1 | Steel Tower
18642 | Tennessee Valley Authority | 100 | Wilson Hydro | Gorgas | 100 | 2.37 | OH | AC | 161 | 161 | 399 | Aluminium, Copper | Single | 1 | 1 | Wood Frame
18642 | Tennessee Valley Authority | 101 | Wilson Hydro | Gorgas | 100 | 0.35 | OH | AC | 161 | 161 | 999 | Aluminium | Single | 1 | 1 | Steel Tower
18642 | Tennessee Valley Authority | 102 | Wheeler Hydro | Finley Sw. Station | 100 | 22.9 | OH | AC | 161 | 161 | 1000 | Aluminium | Single | 1 | 1 | Steel Tower
18642 | Tennessee Valley Authority | 103 | Finley Sw. Station | Trinity | 100 | 0.99 | OH | AC | 161 | 161 | 999 | Aluminium | Single | 1 | 1 | Steel Pole
18642 | Tennessee Valley Authority | 104 | Finley Sw. Station | Trinity | 100 | 0.31 | OH | AC | 161 | 161 | 999 | Aluminium | Single | 1 | 1 | Wood Pole
18642 | Tennessee Valley Authority | 105 | Finley Sw. Station | Trinity | 100 | 1.82 | OH | AC | 161 | 161 | 999 | Aluminium | Single | 1 | 1 | Steel Tower
18642 | Tennessee Valley Authority | 106 | Finley Sw. Station | Tap to Amoco | 100 | 0.58 | OH | AC | 161 | 161 | 999 | Aluminium | Single | 1 | 1 | Wood Frame
18642 | Tennessee Valley Authority | 107 | Trinity | Finley No. 2 | 100 | 1.12 | OH | AC | 161 | 161 | 1000 | Aluminium | Single | 1 | 1 | Steel Pole
18642 | Tennessee Valley Authority | 108 | Trinity | Decatur | 100 | 10.22 | OH | AC | 161 | 161 | 1000 | Aluminium | Single | 1 | 1 | Steel Tower
18642 | Tennessee Valley Authority | 109 | Decatur | Guntersville Hydro | 100 | 37.23 | OH | AC | 161 | 161 | 1000 | Aluminium | Single | 1 | 1 | Steel Tower
18642 | Tennessee Valley Authority | 110 | Decatur-Guntersville Hydro | Tap To Wheeler EMC's Pence | 100 | 4.08 | OH | AC | 161 | 161 | 999 | Aluminium | Single | 1 | 1 | Steel Pole
18642 | Tennessee Valley Authority | 111 | Tap to Trinity | (Section A) | 100 | 0.44 | OH | AC | 161 | 161 | 999 | Aluminium | Single | 1 | 1 | Wood Frame
18642 | Tennessee Valley Authority | 112 | Tap to Trinity | (Section A) | 100 | 0.09 | OH | AC | 161 | 161 | 999 | Aluminium | Single | 1 | 1 | Wood Pole
18642 | Tennessee Valley Authority | 113 | Tap to Trinity | (Section A) | 100 | 1.83 | OH | AC | 161 | 161 | 999 | Aluminium | Single | 1 | 1 | Steel Tower
18642 | Tennessee Valley Authority | 114 | Loop to Nance | (Section A) | 100 | 2.41 | OH | AC | 161 | 161 | 999 | Aluminium | Single | 1 | 1 | Steel Tower
18642 | Tennessee Valley Authority | 115 | Nance - Finley | Tap to Trico Steel | 100 | 0.22 | OH | AC | 161 | 161 | 999 | Aluminium | Single | 1 | 1 | Steel Pole
18642 | Tennessee Valley Authority | 116 | Tap to Hartselle | (Section E) | 100 | 8.26 | OH | AC | 161 | 161 | 999 | Aluminium | Single | 1 | 1 | Wood Frame
18642 | Tennessee Valley Authority | 117 | Tap to Hartselle | (Section E) | 100 | 1.01 | OH | AC | 161 | 161 | 999 | Aluminium | Single | 1 | 1 | Steel Tower
18642 | Tennessee Valley Authority | 118 | Tap to Lacey's Spring | (Section E) | 100 | 1.01 | OH | AC | 161 | 161 | 399 | Aluminium | Single | 1 | 1 | Wood Pole
18642 | Tennessee Valley Authority | 119 | Tap to Mallard-Fox Creek | (Section J) | 100 | 1.43 | OH | AC | 161 | 161 | 999 | Aluminium | Single | 1 | 1 | Wood Pole
18642 | Tennessee Valley Authority | 120 | Wheeler Hydro | Elgin | 100 | 5.69 | OH | AC | 161 | 161 | 999 | Aluminium | Single | 1 | 1 | Steel Tower
18642 | Tennessee Valley Authority | 121 | Elgin | Mt. Pleasant | 100 | 48.36 | OH | AC | 161 | 161 | 999 | Aluminium | Single | 1 | 1 | Steel Tower
18642 | Tennessee Valley Authority | 122 | Elgin-Mt. Pleasant | Loop To Dunn | 100 | 2.64 | OH | AC | 161 | 161 | 999 | Aluminium | Single | 2 | 2 | Steel Pole
18642 | Tennessee Valley Authority | 123 | Mt. Pleasant | Maury | 100 | 23.4 | OH | AC | 161 | 161 | 999 | Aluminium | Single | 1 | 1 | Steel Tower
18642 | Tennessee Valley Authority | 124 | Wilson Hydro | Reynolds No.1 | 100 | 5.63 | OH | AC | 161 | 161 | 999 | Aluminium | Single | 1 | 1 | Steel Tower
18642 | Tennessee Valley Authority | 125 | South Jackson | Pickwick Hydro | 100 | 25 | OH | AC | 161 | 161 | 999 | Aluminium | Single | 1 | 1 | Wood Frame
18642 | Tennessee Valley Authority | 126 | South Jackson | Pickwick Hydro | 100 | 4.13 | OH | AC | 161 | 161 | 999 | Aluminium | Single | 1 | 1 | Wood Pole
18642 | Tennessee Valley Authority | 127 | South Jackson | Pickwick Hydro | 100 | 0.75 | OH | AC | 161 | 161 | 999 | Aluminium | Single | 1 | 1 | Steel Tower
18642 | Tennessee Valley Authority | 128 | Tap tok Henderson | (Section A) | 100 | 0.58 | OH | AC | 161 | 161 | 599 | Aluminium | Single | 1 | 1 | Wood Pole
18642 | Tennessee Valley Authority | 129 | Pickwick-South Jackson | Tap to North Adamsville | 100 | 7.76 | OH | AC | 161 | 161 | 999 | Aluminium | Single | 1 | 1 | Steel Pole
18642 | Tennessee Valley Authority | 130 | Pickwick | Corinth | 100 | 68 | OH | AC | 161 | 161 | 599 | Aluminium | Single | 1 | 1 | Wood Frame
18642 | Tennessee Valley Authority | 131 | Pickwick | Corinth | 100 | 17.12 | OH | AC | 161 | 161 | 999 | Aluminium | Single | 1 | 1 | Wood Pole
18642 | Tennessee Valley Authority | 132 | Pickwick | Corinth | 100 | 1.57 | OH | AC | 161 | 161 | 999 | Aluminium | Single | 1 | 1 | Steel Tower
18642 | Tennessee Valley Authority | 133 | Pickwick | Corinth | 100 | 1.14 | OH | AC | 161 | 161 | 999 | Aluminium | Single | 1 | 1 | Steel Pole
18642 | Tennessee Valley Authority | 134 | Tap to Northeast Corinth | (Section C) | 100 | 0.65 | OH | AC | 161 | 161 | 399 | Aluminium | Single | 1 | 1 | Wood Pole
18642 | Tennessee Valley Authority | 135 | Pickwick Hydro | Ramer No.1 | 100 | 22.85 | OH | AC | 161 | 161 | 999 | Aluminium | Single | 1 | 1 | Steel Tower
18642 | Tennessee Valley Authority | 136 | Ramer | Hickory Valley No.1 | 100 | 29.45 | OH | AC | 161 | 161 | 999 | Aluminium | Single | 1 | 1 | Stel Tower
18642 | Tennessee Valley Authority | 137 | Hickory Valley | Cordova No. 1 | 100 | 36.62 | OH | AC | 161 | 161 | 999 | Aluminium | Single | 1 | 1 | Steel Tower
18642 | Tennessee Valley Authority | 138 | Hickory Valley-Cordova | Tap To Canadaville | 100 | 0.06 | OH | AC | 161 | 161 | 399 | Aluminium | Single | 1 | 1 | Steel Pole
18642 | Tennessee Valley Authority | 139 | Hickory Valley-Cordova | Tap To Moscow | 100 | 5.83 | OH | AC | 161 | 161 | 999 | Aluminium | Single | 1 | 1 | Steel Pole
18642 | Tennessee Valley Authority | 140 | Tap to Counce | (Section A) | 100 | 0.2 | OH | AC | 161 | 161 | 999 | Aluminium | Single | 1 | 1 | Wood Pole
18642 | Tennessee Valley Authority | 141 | Tap To Counce | (Section A) | 100 | 0.52 | OH | AC | 161 | 161 | 999 | Aluminium | Single | 1 | 1 | Steel Tower
18642 | Tennessee Valley Authority | 142 | Chickamauga Hydro | Sequoyah Nuclear No.1 | 100 | 17.07 | OH | AC | 161 | 161 | 1000 | Aluminium | Single | 1 | 1 | Steel Tower
18642 | Tennessee Valley Authority | 143 | Sequoyah Nuclear | Watts Bar Hydro | 100 | 38.44 | OH | AC | 161 | 161 | 1000 | Aluminium | Single | 1 | 1 | Steel Tower
18642 | Tennessee Valley Authority | 144 | Sequoyah Nuclear-Watts Bar | Tap To Volunteer's Goodfield | 100 | 0.48 | OH | AC | 161 | 161 | 999 | Aluminium | Single | 1 | 1 | Steel Pole
18642 | Tennessee Valley Authority | 145 | Burnsville | Tupelo | 100 | 23.86 | OH | AC | 161 | 161 | 999 | Aluminium | Single | 1 | 1 | Wood Frame
18642 | Tennessee Valley Authority | 146 | Burnsville | Tupelo | 100 | 21.29 | OH | AC | 161 | 161 | 999 | Aluminium | Single | 1 | 1 | Wood Pole
18642 | Tennessee Valley Authority | 147 | Burnsville | Tupelo | 100 | 0.92 | OH | AC | 161 | 161 | 999 | Aluminium | Single | 1 | 1 | Steel Tower
18642 | Tennessee Valley Authority | 148 | Burnsville - Tupelo | Loop Into North Lee | 100 | 0.74 | OH | AC | 161 | 161 | 999 | Aluminium | Single | 2 | 2 | Steel Tower
18642 | Tennessee Valley Authority | 149 | Burnsville - Tupelo | Tap to Guntown | 100 | 5.03 | OH | AC | 161 | 161 | 999 | Aluminium | Single | 1 | 1 | Wood Pole
18642 | Tennessee Valley Authority | 150 | Burnsville - Tupelo | Tap to Bonneville | 100 | 3.4 | OH | AC | 161 | 161 | 999 | Aluminium | Single | 1 | 1 | Wood Pole
18642 | Tennessee Valley Authority | 151 | Burnsville - Tupelo | Tap to hills Chapel | 100 | 0.03 | OH | AC | 161 | 161 | 999 | Aluminium | Single | 1 | 1 | Wood Frame
18642 | Tennessee Valley Authority | 152 | Burnsville - Tupelo | Tap to Guntown Tap | 100 | 14.15 | OH | AC | 161 | 161 | 999 | Aluminium | Single | 1 | 1 | Wood Pole
18642 | Tennessee Valley Authority | 153 | Guntersville Hydro | Goose Pond | 100 | 25.46 | OH | AC | 161 | 161 | 1000 | Aluminium | Single | 1 | 1 | Steel Tower
18642 | Tennessee Valley Authority | 154 | Goose Pond | Scottsboro | 100 | 9.43 | OH | AC | 161 | 161 | 1000 | Aluminium | Single | 1 | 1 | Steel Tower
18642 | Tennessee Valley Authority | 155 | Scottsboro | Bellefonte Nuclear | 100 | 7.42 | OH | AC | 161 | 161 | 1000 | Aluminium | Single | 1 | 1 | Steel Tower
18642 | Tennessee Valley Authority | 156 | Bellefonte Nuclear | Widows Creek Steam | 100 | 18.19 | OH | AC | 161 | 161 | 1000 | Aluminium | Single | 1 | 1 | Steel Tower
18642 | Tennessee Valley Authority | 157 | Widows Creek Steam | Moccason | 100 | 30.54 | OH | AC | 161 | 161 | 999 | Aluminium | Single | 1 | 1 | Steel Tower
18642 | Tennessee Valley Authority | 158 | Moccasin | Chickamauga Hydro | 100 | 11.14 | OH | AC | 161 | 161 | 1000 | Aluminium | Single | 1 | 1 | Steel Tower
18642 | Tennessee Valley Authority | 159 | Tap to Columbus City | (Section A) | 100 | 0.02 | OH | AC | 161 | 161 | 999 | Aluminium | Single | 1 | 1 | Steel Pole
18642 | Tennessee Valley Authority | 160 | Tap to Haney | (Section A) | 100 | 1.6 | OH | AC | 161 | 161 | 999 | Aluminium | Single | 1 | 1 | Wood Frame
18642 | Tennessee Valley Authority | 161 | Tap to Haney | (Section A) | 100 | 2.43 | OH | AC | 161 | 161 | 999 | Aluminium | Single | 1 | 1 | Steel Tower
18642 | Tennessee Valley Authority | 162 | Tap tok Haney | (Section A) | 100 | 2.43 | OH | AC | 161 | 161 | 999 | Aluminium | Single | 1 | 1 | Steel Tower
18642 | Tennessee Valley Authority | 163 | Tap to Reece Ferry | (Section E) | 100 | 2 | OH | AC | 161 | 161 | 399 | Aluminium | Single | 1 | 1 | Wood Pole
18642 | Tennessee Valley Authority | 164 | Beaulieu | (Section J) | 100 | 0.79 | OH | AC | 161 | 161 | 399 | Aluminium | Single | 1 | 1 | Wood Pole
18642 | Tennessee Valley Authority | 165 | Lonsdale | Bull Run Steam | 100 | 18.18 | OH | AC | 161 | 161 | 1000 | Aluminium | Single | 1 | 1 | Steel Tower
18642 | Tennessee Valley Authority | 166 | Bull Run Steam | Alcoa Sw. Station | 100 | 25.26 | OH | AC | 161 | 161 | 1000 | Aluminium | Single | 1 | 1 | Stel Tower
18642 | Tennessee Valley Authority | 167 | Tap to Solway | (Section B) | 100 | 2.63 | OH | AC | 161 | 161 | 999 | Aluminium | Single | 1 | 1 | Wood Frame
18642 | Tennessee Valley Authority | 168 | Tap to Ebeneezer | (Section A) | 100 | 0.19 | OH | AC | 161 | 161 | 399 | Aluminium | Single | 1 | 1 | Wood Frame
18642 | Tennessee Valley Authority | 169 | Tap to Ebeneezer | (Section B) | 100 | 0.18 | OH | AC | 161 | 161 | 399 | Aluminium | Single | 1 | 1 | Wood Frame
18642 | Tennessee Valley Authority | 170 | Tap tok Nippondenso | (Section B) | 100 | 0.16 | OH | AC | 161 | 161 | 399 | Aluminium | Single | 1 | 1 | Steel Pole
18642 | Tennessee Valley Authority | 171 | Watts Bar Hydro | Athens | 100 | 21.78 | OH | AC | 161 | 161 | 999 | Aluminium | Single | 1 | 1 | Steel Tower
18642 | Tennessee Valley Authority | 172 | Athens | Fort Loudoun Hydro | 100 | 40.9 | OH | AC | 161 | 161 | 999 | Aluminium | Single | 1 | 1 | Steel Tower
18642 | Tennessee Valley Authority | 173 | Fort Loudoun Hydro | Alcoa Sw. Station | 100 | 17.71 | OH | AC | 161 | 161 | 999 | Aluminium | Single | 1 | 1 | Steel Tower
18642 | Tennessee Valley Authority | 174 | Tap to Ten Mile | (Section A) | 100 | 3.35 | OH | AC | 161 | 161 | 399 | Aluminium | Single | 1 | 1 | Wood Pole
18642 | Tennessee Valley Authority | 175 | Fort Loudoun Hydro-Alcoa | Tap to Friendsville | 100 | 0.71 | OH | AC | 161 | 161 | 999 | Aluminium | Single | 1 | 1 | Steel Pole
18642 | Tennessee Valley Authority | 176 | Tupelo | Okolona | 100 | 20.92 | OH | AC | 161 | 161 | 999 | Aluminium | Single | 1 | 1 | Wood Frame
18642 | Tennessee Valley Authority | 177 | Tupelo | Okolona | 100 | 1.47 | OH | AC | 161 | 161 | 999 | Aluminium | Single | 1 | 1 | Steel Tower
18642 | Tennessee Valley Authority | 178 | Okolona | West Point | 100 | 23.99 | OH | AC | 161 | 161 | 999 | Aluminium | Single | 1 | 1 | Wood Frame
18642 | Tennessee Valley Authority | 179 | Okolona | West Point | 100 | 1.53 | OH | AC | 161 | 161 | 999 | Aluminium | Single | 1 | 1 | Steel Tower
18642 | Tennessee Valley Authority | 180 | Tap to Egypt | (Section B) | 100 | 1.76 | OH | AC | 161 | 161 | 999 | Aluminium | Single | 1 | 1 | Wood Frame
18642 | Tennessee Valley Authority | 181 | Tap to North Shannon | (Section A) | 100 | 1.48 | OH | AC | 161 | 161 | 999 | Aluminium | Single | 1 | 1 | Wood Frame
18642 | Tennessee Valley Authority | 182 | South Jackson | Milan | 100 | 26.17 | OH | AC | 161 | 161 | 1000 | Aluminium | Single | 1 | 1 | Wood Frame
18642 | Tennessee Valley Authority | 183 | South Jackson | Milan | 100 | 1.62 | OH | AC | 161 | 161 | 1000 | Aluminium | Single | 1 | 1 | Steel Tower
18642 | Tennessee Valley Authority | 184 | Milan | Weakley | 100 | 22.19 | OH | AC | 161 | 161 | 1000 | Aluminium | Single | 1 | 1 | Wood Frame
18642 | Tennessee Valley Authority | 185 | Milan | Weakley | 100 | 2.39 | OH | AC | 161 | 161 | 1000 | Aluminium | Single | 1 | 1 | Steel Tower
18642 | Tennessee Valley Authority | 186 | Milan | Weakley | 100 | 0.67 | OH | AC | 161 | 161 | 999 | Aluminium | Single | 1 | 1 | Steel lPole
18642 | Tennessee Valley Authority | 187 | Weakley | Martin | 100 | 3.22 | OH | AC | 161 | 161 | 1000 | Aluminium | Single | 1 | 1 | Steel Tower
18642 | Tennessee Valley Authority | 188 | Tap to Humbolt | (Section A) | 100 | 5.38 | OH | AC | 161 | 161 | 1000 | Aluminium | Single | 1 | 1 | Wood Pole
18642 | Tennessee Valley Authority | 189 | Tap to Rutherford | (Section B) | 100 | 9.11 | OH | AC | 161 | 161 | 1000 | Aluminium | Single | 1 | 1 | Steel Tower
18642 | Tennessee Valley Authority | 190 | Tap to Rutherford | (Section B) | 100 | 0.39 | OH | AC | 161 | 161 | 1000 | Aluminium | Single | 1 | 1 | Steel Pole
18642 | Tennessee Valley Authority | 191 | Tap to Florida Steel | (Section A) | 100 | 1.97 | OH | AC | 161 | 161 | 1000 | Aluminium | Single | 1 | 1 | Wood Pole
18642 | Tennessee Valley Authority | 192 | Loop to Jackson | (Section A) | 100 | 1.16 | OH | AC | 161 | 161 | 1000 | Aluminium | Single | 1 | 1 | Steel Tower
18642 | Tennessee Valley Authority | 193 | Jackson | Florida Steel | 100 | 0.22 | OH | AC | 161 | 161 | 999 | Aluminium | Single | 1 | 1 | Steel Pole
18642 | Tennessee Valley Authority | 194 | Douglas Hydro | Walters Hydro | 100 | 30.73 | OH | AC | 161 | 161 | 999 | Aluminium | Single | 1 | 1 | Wood Frame
18642 | Tennessee Valley Authority | 195 | Douglas Hydro | Walters Hydro | 100 | 0.13 | OH | AC | 161 | 161 | 999 | Aluminium | Single | 1 | 1 | Steel Pole
18642 | Tennessee Valley Authority | 196 | Tap to Cosby | (Section A) | 100 | 0.05 | OH | AC | 161 | 161 | 999 | Aluminium | Single | 1 | 1 | Wood Frame
18642 | Tennessee Valley Authority | 197 | Pickwick Hydro | Selmer | 100 | 19.93 | OH | AC | 161 | 161 | 999 | Aluminium | Single | 1 | 1 | Steel Tower
18642 | Tennessee Valley Authority | 198 | Pickwick Hydro-Selmer | Tap to Tulu | 100 | 0.06 | OH | AC | 161 | 161 | 999 | Aluminium | Single | 1 | 1 | Steel Pole
18642 | Tennessee Valley Authority | 199 | Selmer | Cordova | 100 | 68.72 | OH | AC | 161 | 161 | 999 | Aluminium | Single | 1 | 1 | Steel Tower
18642 | Tennessee Valley Authority | 200 | Tap to Bolivar | (Section B) | 100 | 5.66 | OH | AC | 161 | 161 | 999 | Aluminium | Single | 1 | 1 | Wood Pole
18642 | Tennessee Valley Authority | 201 | Tap to Bolivar | (Section B) | 100 | 0.49 | OH | AC | 161 | 161 | 999 | Aluminium | Single | 1 | 1 | Steel Pole
18642 | Tennessee Valley Authority | 202 | Tap to Bolivar | Tie line toToone Tap | 100 | 0.13 | OH | AC | 161 | 161 | 1000 | Aluminium | Single | 1 | 1 | Steel Pole
18642 | Tennessee Valley Authority | 203 | Tap to Somerville | (Section B) | 100 | 3.79 | OH | AC | 161 | 161 | 999 | Aluminium | Single | 1 | 1 | Wood Pole
18642 | Tennessee Valley Authority | 204 | Tap to Oakland | (Section B) | 100 | 3.34 | OH | AC | 161 | 161 | 999 | Aluminium | Single | 1 | 1 | Wood Pole
18642 | Tennessee Valley Authority | 205 | Tap to Hebron | (Section B) | 100 | 0.01 | OH | AC | 161 | 161 | 999 | Aluminium | Single | 1 | 1 | Steel Pole
18642 | Tennessee Valley Authority | 206 | Wilson hydro | Oakland | 100 | 12.53 | OH | AC | 161 | 161 | 999 | Aluminium | Single | 1 | 1 | Steel Tower
18642 | Tennessee Valley Authority | 207 | Oakland | Colbert Steam | 100 | 12.12 | OH | AC | 161 | 161 | 999 | Aluminium | Single | 1 | 1 | Steel Tower
18642 | Tennessee Valley Authority | 208 | Colbert Steam | Pickwick Hydro No. 2 | 100 | 1.92 | OH | AC | 161 | 161 | 999 | Aluminium | Single | 1 | 1 | Wood Frame
18642 | Tennessee Valley Authority | 209 | Colbert Steam | Pickwick Hydro No. 2 | 100 | 40.79 | OH | AC | 161 | 161 | 999 | Aluminium | Single | 1 | 1 | Steel Tower
18642 | Tennessee Valley Authority | 210 | Guntersville Hydro | Guntersville | 100 | 8.92 | OH | AC | 161 | 161 | 999 | Aluminium, Copper | Single | 1 | 1 | Wood Frame
18642 | Tennessee Valley Authority | 211 | Guntersville Hydro | Guntersville | 100 | 1.72 | OH | AC | 161 | 161 | 999 | Aluminium, Copper | Single | 1 | 1 | Steel Tower
18642 | Tennessee Valley Authority | 212 | Guntersville | Albetville | 100 | 9.58 | OH | AC | 161 | 161 | 999 | Aluminium, Copper | Single | 1 | 1 | Wood Frame
18642 | Tennessee Valley Authority | 213 | Guntersville | Albertville | 100 | 0.03 | OH | AC | 161 | 161 | 999 | Aluminium | Single | 1 | 1 | Steel Tower
18642 | Tennessee Valley Authority | 214 | Tap to A.P. Co | (Section B) | 100 | 0.05 | OH | AC | 161 | 161 | 999 | Aluminium, Copper | Single | 1 | 1 | Wood Frame
18642 | Tennessee Valley Authority | 215 | Wheeler Hydro | Mr. Pleasant | 100 | 58.24 | OH | AC | 161 | 161 | 999 | Aluminium | Single | 1 | 1 | Steel Tower
18642 | Tennessee Valley Authority | 216 | Tap to Mr. Pleasant | (Section A) | 100 | 0.59 | OH | AC | 161 | 161 | 999 | Aluminium | Single | 1 | 1 | Wood Frame
18642 | Tennessee Valley Authority | 217 | Wilson Hydro | Wheeler Hydro | 100 | 15.36 | OH | AC | 161 | 161 | 999 | Aluminium | Single | 1 | 1 | Steel Tower
18642 | Tennessee Valley Authority | 218 | West Nashville | Davidson | 100 | 11.18 | OH | AC | 161 | 161 | 999 | Aluminium | Single | 1 | 1 | Steel Tower
18642 | Tennessee Valley Authority | 219 | Radnor | Davidson | 100 | 24.89 | OH | AC | 161 | 161 | 999 | Aluminium | Single | 1 | 1 | Steel Tower
18642 | Tennessee Valley Authority | 220 | Davidson | Centerville | 100 | 40.53 | OH | AC | 161 | 161 | 999 | Aluminium | Single | 1 | 1 | Steel Tower
18642 | Tennessee Valley Authority | 221 | Davidson-Centerville | Tap To Bon Aqua | 100 | 4.48 | OH | AC | 161 | 161 | 999 | Aluminium | Single | 1 | 1 | Steel Pole
18642 | Tennessee Valley Authority | 222 | Centerville | Str. 604A | 100 | 0.02 | OH | AC | 161 | 161 | 999 | Aluminium | Single | 1 | 1 | Wood Frame
18642 | Tennessee Valley Authority | 223 | Centerville | Str. 604A | 100 | 53.07 | OH | AC | 161 | 161 | 999 | Aluminium | Single | 1 | 1 | Steel Tower
18642 | Tennessee Valley Authority | 224 | Tap to Waynesboro | (Section D) | 100 | 5.29 | OH | AC | 161 | 161 | 1000 | Aluminium | Single | 1 | 1 | Steel Tower
18642 | Tennessee Valley Authority | 225 | Tap to Jingo | (Section C) | 100 | 0.93 | OH | AC | 161 | 161 | 1000 | Aluminium | Single | 1 | 1 | Wood Pole
18642 | Tennessee Valley Authority | 226 | Tap to MTEMC | (Grassland) | 100 | 2.75 | OH | AC | 161 | 161 | 999 | Aluminium | Single | 1 | 1 | Wood Frame
18642 | Tennessee Valley Authority | 227 | Tap to Hohenwald | (Section E) | 100 | 1.45 | OH | AC | 161 | 161 | 599 | Aluminium | Single | 1 | 1 | Steel Pole
18642 | Tennessee Valley Authority | 228 | Centerville | Monsanto | 100 | 20.84 | OH | AC | 161 | 161 | 999 | Aluminium | Single | 1 | 1 | Wood Frame
18642 | Tennessee Valley Authority | 229 | Centerville | Monsanto | 100 | 1.72 | OH | AC | 161 | 161 | 999 | Aluminium | Single | 1 | 1 | Steel Tower
18642 | Tennessee Valley Authority | 230 | South Nashville | West Nashville | 100 | 27.86 | OH | AC | 161 | 161 | 999 | Aluminium | Single | 1 | 1 | Steel Tower
18642 | Tennessee Valley Authority | 231 | Moccasin | Raccoon Mountain Hydro | 100 | 5.76 | OH | AC | 161 | 161 | 1000 | Aluminium | Single | 1 | 1 | Steel Tower
18642 | Tennessee Valley Authority | 232 | Moccasin | Raccoon Mountain Hydro | 100 | 0.88 | OH | AC | 161 | 161 | 1000 | Aluminium | Single | 1 | 1 | Steel Pole
18642 | Tennessee Valley Authority | 233 | Raccoon Mountain Hydro | Jasper | 100 | 15.93 | OH | AC | 161 | 161 | 1000 | Aluminium | Single | 1 | 1 | Steel Tower
18642 | Tennessee Valley Authority | 234 | Raccoon Mountain Hydro | Jasper | 100 | 0.33 | OH | AC | 161 | 161 | 1000 | Aluminium | Single | 1 | 1 | Steel Pole
18642 | Tennessee Valley Authority | 235 | Hiwassee Hydro | Apalachia Powerhouse | 100 | 18.68 | OH | AC | 161 | 161 | 1000 | Aluminium, Copper | Single | 1 | 1 | Steel Tower
18642 | Tennessee Valley Authority | 236 | Apalachia Powerhouse | East Cleveland No.1 | 100 | 25.09 | OH | AC | 161 | 161 | 1000 | Aluminium | Single | 1 | 1 | Steel Tower
18642 | Tennessee Valley Authority | 237 | East Cleveland | South Cleveland | 100 | 9.56 | OH | AC | 161 | 161 | 1000 | Aluminium, Copper | Single | 1 | 1 | Steel Tower
18642 | Tennessee Valley Authority | 238 | Sequoyah Nuclear | Chickamauga Hydro No.2 | 100 | 18.53 | OH | AC | 161 | 161 | 1000 | Aluminium, Copper | Single | 1 | 1 | Steel Tower
18642 | Tennessee Valley Authority | 239 | Tap to VAAP | (Section D) | 100 | 0.55 | OH | AC | 161 | 161 | 1000 | Aluminium, Copper | Single | 1 | 1 | Wood Pole
18642 | Tennessee Valley Authority | 240 | Sesquoyah | South Cleveland | 100 | 19.53 | OH | AC | 161 | 161 | 999 | Aluminium | Single | 2 | 2 | Steel Tower
18642 | Tennessee Valley Authority | 241 | West Point | Alabama State Line | 100 | 25.31 | OH | AC | 161 | 161 | 399 | Aluminium, Copper | Single | 1 | 1 | Wood Frame
18642 | Tennessee Valley Authority | 242 | West Point-Alabama State Line | Loop To Lowndes | 100 | 0.3 | OH | AC | 161 | 161 | 999 | Aluminium | Single | 1 | 1 | Steel Pole
18642 | Tennessee Valley Authority | 243 | Maury | Franklin | 100 | 23.33 | OH | AC | 161 | 161 | 999 | Aluminium | Single | 1 | 1 | Steel Tower
18642 | Tennessee Valley Authority | 244 | Maury | Franklin | 100 | 2.54 | OH | AC | 161 | 161 | 999 | Aluminium | Single | 1 | 1 | Wood Frame
18642 | Tennessee Valley Authority | 245 | Franklin | Radnor | 100 | 2.67 | OH | AC | 161 | 161 | 999 | Aluminium | Single | 1 | 1 | Wood Frame
18642 | Tennessee Valley Authority | 246 | Franklin | Radnor | 100 | 11.41 | OH | AC | 161 | 161 | 999 | Aluminium | Single | 1 | 1 | Steel Tower
18642 | Tennessee Valley Authority | 247 | Radnor | South Nashville | 100 | 8.27 | OH | AC | 161 | 161 | 999 | Aluminium | Single | 1 | 1 | Steel Tower
18642 | Tennessee Valley Authority | 248 | Tap to Triune | (Section B) | 100 | 10 | OH | AC | 161 | 161 | 999 | Aluminium | Single | 1 | 1 | Wood Pole
18642 | Tennessee Valley Authority | 249 | Wilson Hydro | Trinity | 100 | 37.59 | OH | AC | 161 | 161 | 1000 | Aluminium | Single | 1 | 1 | Wood Frame
18642 | Tennessee Valley Authority | 250 | Wilson Hydro | Trinity | 100 | 6.17 | OH | AC | 161 | 161 | 1000 | Aluminium | Single | 1 | 1 | Steel Tower
18642 | Tennessee Valley Authority | 251 | Wilson Hydro - Trinity | Tap To Joe Wheeler EMC's Caddo | 100 | 5.92 | OH | AC | 161 | 161 | 999 | Aluminum | Single | 1 | 1 | Steel Pole
18642 | Tennessee Valley Authority | 252 | Trinity | Decatur | 100 | 7.71 | OH | AC | 161 | 161 | 1000 | Aluminium | Single | 1 | 1 | Wood Frame
18642 | Tennessee Valley Authority | 253 | Trinity | Decatur | 100 | 4.16 | OH | AC | 161 | 161 | 1000 | Aluminium | Single | 1 | 1 | Steel Tower
18642 | Tennessee Valley Authority | 254 | Decatur | Huntsville | 100 | 17.5 | OH | AC | 161 | 161 | 1000 | Aluminium | Single | 1 | 1 | Wood Frame
18642 | Tennessee Valley Authority | 255 | Decatur | Huntsville | 100 | 2.75 | OH | AC | 161 | 161 | 1000 | Aluminium | Single | 1 | 1 | Steel Pole
18642 | Tennessee Valley Authority | 256 | Decatur | Huntsville | 100 | 4.66 | OH | AC | 161 | 161 | 1000 | Aluminium | Single | 1 | 1 | Steel Tower
18642 | Tennessee Valley Authority | 257 | Tap to Redstone No 1 | (Section C) | 100 | 0.07 | OH | AC | 161 | 161 | 1000 | Aluminium | Single | 1 | 1 | Wood Frame
18642 | Tennessee Valley Authority | 258 | Taps to General Motors | (Section) | 100 | 10.69 | OH | AC | 161 | 161 | 1000 | Aluminium | Single | 2 | 2 | Wood Pole
18642 | Tennessee Valley Authority | 259 | Taps to General Motors | (Section C) | 100 | 0.03 | OH | AC | 161 | 161 | 1000 | Aluminium | Single | 1 | 1 | Steel Tower
18642 | Tennessee Valley Authority | 260 | Taps to General Motors | (Section C) | 100 | 0.5 | OH | AC | 161 | 161 | 1000 | Aluminium | Single | 1 | 1 | Steel Pole
18642 | Tennessee Valley Authority | 261 | Huntsville | Jetport | 100 | 0.07 | OH | AC | 161 | 161 | 1000 | Aluminium | Single | 1 | 1 | Steel Pole
18642 | Tennessee Valley Authority | 262 | General Motors | Jetport | 100 | 0.04 | OH | AC | 161 | 161 | 399 | Aluminium | Single | 1 | 1 | Steel Pole
18642 | Tennessee Valley Authority | 263 | Limestone | Jetport | 100 | 4.17 | OH | AC | 161 | 161 | 1000 | Aluminium | Single | 1 | 1 | Steel Tower
18642 | Tennessee Valley Authority | 264 | Guntersville Hydro | Farley | 100 | 15.92 | OH | AC | 161 | 161 | 1000 | Aluminium, Copper | Single | 1 | 1 | Wood Frame
18642 | Tennessee Valley Authority | 265 | Guntersville Hydro | Farley | 100 | 0.76 | OH | AC | 161 | 161 | 1000 | Aluminium, Copper | Single | 1 | 1 | Steel Tower
18642 | Tennessee Valley Authority | 266 | Farley | Madison | 100 | 6.38 | OH | AC | 161 | 161 | 1000 | Alumimium, Copper | Single | 1 | 1 | Wood Frame
18642 | Tennessee Valley Authority | 267 | Farley | Madison | 100 | 9.9 | OH | AC | 161 | 161 | 1000 | Aluminium, Copper | Single | 1 | 1 | Steel Tower
18642 | Tennessee Valley Authority | 268 | Farley | Madison | 100 | 2.41 | OH | AC | 161 | 161 | 1000 | Aluminium, Copper | Single | 1 | 1 | Steel Pole
18642 | Tennessee Valley Authority | 269 | Madison | Huntsville No 2 | 100 | 1.93 | OH | AC | 161 | 161 | 1000 | Aluminium, Copper | Single | 1 | 1 | Wood Frame
18642 | Tennessee Valley Authority | 270 | Madison | Huntsville No 2 | 100 | 10.83 | OH | AC | 161 | 161 | 1000 | Aluminium, Copper | Single | 1 | 1 | Steel Tower
18642 | Tennessee Valley Authority | 271 | Madison | Huntsville No2 | 100 | 2.4 | OH | AC | 161 | 161 | 1000 | Aluminium, Copper | Single | 1 | 1 | Steel Pole
18642 | Tennessee Valley Authority | 272 | Tap to Redstone No 2 | (Section B) | 100 | 2.22 | OH | AC | 161 | 161 | 1000 | Aluminium, Copper | Single | 1 | 1 | Wood Frame
18642 | Tennessee Valley Authority | 273 | Wilson Hydro | Reynolds | 100 | 6.97 | OH | AC | 161 | 161 | 999 | Aluminium | Single | 1 | 1 | Steel Tower
18642 | Tennessee Valley Authority | 274 | Hiwassee Hydro | Alcoa Sw. Station | 100 | 51.14 | OH | AC | 161 | 161 | 999 | Aluminium | Single | 1 | 1 | Steel Tower
18642 | Tennessee Valley Authority | 275 | Watts Bar Hydro | Watts Bar Steam | 100 | 0.61 | OH | AC | 161 | 161 | 999 | Aluminium, Copper | Single | 1 | 1 | Steel Tower
18642 | Tennessee Valley Authority | 276 | Watts Bar Hydro | Watts Bar Nuclear | 100 | 0.42 | OH | AC | 161 | 161 | 999 | Aluminium, Copper | Single | 1 | 1 | Steel Tower
18642 | Tennessee Valley Authority | 277 | Watts Bar Hydro | Watts Bar Nuclear | 100 | 1.53 | OH | AC | 161 | 161 | 999 | Aluminium, Copper | Single | 1 | 1 | Steel Pole
18642 | Tennessee Valley Authority | 278 | Cherokee Hydro | Douglas Hydro (Str.93) | 100 | 17.91 | OH | AC | 161 | 161 | 999 | Aluminium, Copper | Single | 1 | 1 | Steel Tower
18642 | Tennessee Valley Authority | 279 | Douglas Hydro (Str.93) | Pigeon Forge | 100 | 2.57 | OH | AC | 161 | 161 | 999 | Aluminium, Copper | Single | 1 | 1 | Wood Frame
18642 | Tennessee Valley Authority | 280 | Douglas Hydro (Str.93) | Pigeon Forge | 100 | 12.62 | OH | AC | 161 | 161 | 999 | Aluminium, Copper | Single | 1 | 1 | Wood Pole
18642 | Tennessee Valley Authority | 281 | Douglas Hydro (Str.93) | Pigeon | 100 | 3.29 | OH | AC | 161 | 161 | 999 | Aluminium, Copper | Single | 1 | 1 | Steel Tower
18642 | Tennessee Valley Authority | 282 | Douglas Hydro (Str. 93) | Pigeon Forge | 100 | 0.58 | OH | AC | 161 | 161 | 999 | Aluminium, Copper | Single | 1 | 1 | Steel Pole
18642 | Tennessee Valley Authority | 283 | Douglas Hydro (Str.93) | Tap To East Sevierville | 100 | 3.13 | OH | AC | 161 | 161 | 999 | Aluminium | Single | 1 | 1 | Steel Pole
18642 | Tennessee Valley Authority | 284 | Doudlas Dam- Pigeon Forge | Tap to South Sevierville | 100 | 2.8 | OH | AC | 161 | 161 | 999 | Aluminium | Single | 2 | 2 | Steel Pole
18642 | Tennessee Valley Authority | 285 | Douglas Hydro | Knox | 100 | 10.82 | OH | AC | 161 | 161 | 999 | Aluminium, Copper | Single | 1 | 1 | Wood Frame
18642 | Tennessee Valley Authority | 286 | Douglas Hydro | Knox | 100 | 11.14 | OH | AC | 161 | 161 | 999 | Aluminium, Copper | Single | 1 | 1 | Steel Tower
18642 | Tennessee Valley Authority | 287 | Knox | Alcoa Sheet Mill | 100 | 22.86 | OH | AC | 161 | 161 | 999 | Aluminium, Copper | Single | 1 | 1 | Steel Tower
18642 | Tennessee Valley Authority | 288 | Knox - Alcoa | Loop To Nixon Road | 100 | 0.92 | OH | AC | 161 | 161 | 1000 | Aluminium | Single | 2 | 2 | Steel Tower
18642 | Tennessee Valley Authority | 289 | Tap to N. Pigeon Forge | (Section B) | 100 | 0.43 | OH | AC | 161 | 161 | 999 | Aluminium | Single | 1 | 1 | Steel Pole
18642 | Tennessee Valley Authority | 290 | Norris Hydro | Lafollette | 100 | 13.74 | OH | AC | 161 | 161 | 999 | Aluminium | Single | 1 | 1 | Wood Frame
18642 | Tennessee Valley Authority | 291 | Norris Hydro | Lafollette | 100 | 0.18 | OH | AC | 161 | 161 | 999 | Aluminium | Single | 1 | 1 | Steel Tower
18642 | Tennessee Valley Authority | 292 | Lafollette | Pineville | 100 | 37.19 | OH | AC | 161 | 161 | 999 | Aluminium | Single | 1 | 1 | Wood Frame
18642 | Tennessee Valley Authority | 293 | Lafollete | Pineville | 100 | 0.18 | OH | AC | 161 | 161 | 999 | Aluminium | Single | 1 | 1 | Steel Tower
18642 | Tennessee Valley Authority | 294 | Ocoee No. 3 Hydro | Apalachia Powerhouse | 100 | 8.69 | OH | AC | 161 | 161 | 399 | Copper | Single | 1 | 1 | Wood Frame
18642 | Tennessee Valley Authority | 295 | Watts Bar Hydro | Watts Bar Steam | 100 | 0.6 | OH | AC | 161 | 161 | 999 | Aluminium, Copper | Single | 1 | 1 | Steel Tower
18642 | Tennessee Valley Authority | 296 | Watts Bar Hydro | Watts Bar Nuclear No.2 | 100 | 0.56 | OH | AC | 161 | 161 | 999 | Aluminium, Copper | Single | 1 | 1 | Steel Tower
18642 | Tennessee Valley Authority | 297 | Watts Bar Hydro | Watts Bar Nuclear No.2 | 100 | 0.89 | OH | AC | 161 | 161 | 999 | Aluminium, Copper | Single | 1 | 1 | Steel Pole
18642 | Tennessee Valley Authority | 298 | South Nashville | Wilson | 100 | 33.76 | OH | AC | 161 | 161 | 1000 | Aluminium, Copper | Single | 1 | 1 | Steel Tower
18642 | Tennessee Valley Authority | 299 | Wilson | Martha | 100 | 1.88 | OH | AC | 161 | 161 | 1000 | Aluminium, Copper | Single | 1 | 1 | Steel Tower
18642 | Tennessee Valley Authority | 300 | Wilson | Gallatin Steam | 100 | 22.14 | OH | AC | 161 | 161 | 1000 | Aluminium, Copper | Single | 1 | 1 | Steel Tower
18642 | Tennessee Valley Authority | 301 | Gallatin Steam | Lafayette | 100 | 24.88 | OH | AC | 161 | 161 | 1000 | Aluminium, Copper | Single | 1 | 1 | Steel Tower
18642 | Tennessee Valley Authority | 302 | Gallatin - Lafayette | Tap To Hartsville | 100 | 4.31 | OH | AC | 161 | 161 | 999 | Aluminium | Single | 1 | 1 | Steel Pole
18642 | Tennessee Valley Authority | 303 | Lafayette | Summer Shade | 100 | 30.84 | OH | AC | 161 | 161 | 1000 | Aluminium, Copper | Single | 1 | 1 | Steel Tower
18642 | Tennessee Valley Authority | 304 | Summer Shade | Green River | 100 | 60.84 | OH | AC | 161 | 161 | 1000 | Aluminium, Copper | Single | 1 | 1 | Steel Tower
18642 | Tennessee Valley Authority | 305 | Tap to Hermitage | (Section A) | 100 | 0.02 | OH | AC | 161 | 161 | 1000 | Aluminium, Copper | Single | 1 | 1 | Steel Pole
18642 | Tennessee Valley Authority | 306 | Santeelah Powerhouse | Fontana Hydro | 100 | 3.43 | OH | AC | 161 | 161 | 999 | Aluminium | Single | 1 | 1 | Wood Frame
18642 | Tennessee Valley Authority | 307 | Santeelah Powerhouse | Fontana hydro | 100 | 0.23 | OH | AC | 161 | 161 | 999 | Aluminium | Single | 1 | 1 | Steel Tower
18642 | Tennessee Valley Authority | 308 | Fort Loudoun hydro | Alcoa Sw. Station No.2 | 100 | 3.48 | OH | AC | 161 | 161 | 999 | Aluminium | Single | 1 | 1 | Wood Frame
18642 | Tennessee Valley Authority | 309 | Fort Loudoun Hydro | Alcoa Sw. Station No.2 | 100 | 12.04 | OH | AC | 161 | 161 | 999 | Aluminium | Single | 1 | 1 | Steel Tower
18642 | Tennessee Valley Authority | 310 | Fort Loudoun Hydro | Loudoun | 100 | 4.93 | OH | AC | 161 | 161 | 999 | Aluminium | Single | 1 | 1 | Wood Frame
18642 | Tennessee Valley Authority | 311 | Fort Loudoun Hydro | Loudoun | 100 | 0.08 | OH | AC | 161 | 161 | 999 | Aluminium | Single | 1 | 1 | Steel Pole
18642 | Tennessee Valley Authority | 312 | Fort Loudoun Hydro | Loudoun | 100 | 3.4 | OH | AC | 161 | 161 | 999 | Aluminium | Single | 1 | 1 | Steel Tower
18642 | Tennessee Valley Authority | 313 | Tap to A E Staley | (Section B) | 100 | 0.75 | OH | AC | 161 | 161 | 999 | Aluminium | Single | 1 | 1 | Wood Pole
18642 | Tennessee Valley Authority | 314 | Tap to Kimberly Clark | (Section B) | 100 | 1.88 | OH | AC | 161 | 161 | 999 | Aluminium | Single | 1 | 1 | Wood Pole
18642 | Tennessee Valley Authority | 315 | Tap to Kimberly Clark | (Section B) | 100 | 1.32 | OH | AC | 161 | 161 | 999 | Aluminium | Single | 1 | 1 | Wood Frame
18642 | Tennessee Valley Authority | 316 | Mayfield | Marshall | 100 | 49.83 | OH | AC | 161 | 161 | 1000 | Aluminium, Copper | Single | 1 | 1 | Steel Tower
18642 | Tennessee Valley Authority | 317 | Kentucky Hydro | Barkley Hydro No.1 | 100 | 0.79 | OH | AC | 161 | 161 | 1000 | Aluminium | Single | 1 | 1 | Wood Frame
18642 | Tennessee Valley Authority | 318 | Kentucky Hydro | Barkley Hydro No.1 | 100 | 2.86 | OH | AC | 161 | 161 | 1000 | Aluminium | Single | 1 | 1 | Steel Tower
18642 | Tennessee Valley Authority | 319 | Barkley Hydro | Jersey Miniere | 100 | 63.16 | OH | AC | 161 | 161 | 1000 | Aluminium | Single | 1 | 1 | Wood Frame
18642 | Tennessee Valley Authority | 320 | Barkley Hydro | Jersey Miniere | 100 | 2.89 | OH | AC | 161 | 161 | 1000 | Aluminium | Single | 1 | 1 | Steel Tower
18642 | Tennessee Valley Authority | 321 | Barkley Hydro | Jersey Miniere | 100 | 3.4 | OH | AC | 161 | 161 | 1000 | Aluminium | Single | 1 | 1 | Steel Tower
18642 | Tennessee Valley Authority | 322 | Barkley Hydro - Jersey Miniere | Loop Into Dover | 100 | 12.88 | OH | AC | 161 | 161 | 999 | Aluminium | Single | 2 | 2 | Steel Pole
18642 | Tennessee Valley Authority | 323 | Barkley Hydro -Jersey Miniere | Loop Into Dover | 100 | 1.38 | OH | AC | 161 | 161 | 999 | Aluminium | Single | 2 | 2 | Steel Tower
18642 | Tennessee Valley Authority | 324 | Jersey Miniere | Montgomery | 100 | 3.01 | OH | AC | 161 | 161 | 1000 | Aluminium | Single | 1 | 1 | Wood Frame
18642 | Tennessee Valley Authority | 325 | Jersey Miniere | Montgomery | 100 | 2.9 | OH | AC | 161 | 161 | 1000 | Aluminium | Single | 1 | 1 | Wood Pole
18642 | Tennessee Valley Authority | 326 | Jersey Miniere | Montgomery | 100 | 8.15 | OH | AC | 161 | 161 | 1000 | Aluminium | Single | 1 | 1 | Steel Tower
18642 | Tennessee Valley Authority | 327 | Montgomery | Clarksville | 100 | 8.87 | OH | AC | 161 | 161 | 1000 | Aluminium | Single | 1 | 1 | Steel Tower
18642 | Tennessee Valley Authority | 328 | Fontana Hydro | Alcoa Sw/. Station No 1 | 100 | 27.74 | OH | AC | 161 | 161 | 999 | Aluminium | Single | 1 | 1 | Steel Tower
18642 | Tennessee Valley Authority | 329 | Alcoa Sw. Station | Alcoa No 2 | 100 | 2.21 | OH | AC | 161 | 161 | 999 | Aluminium | Single | 1 | 1 | Steel Tower
18642 | Tennessee Valley Authority | 330 | Alcoa Sw. Station | Alcoa No 3 | 100 | 2.27 | OH | AC | 161 | 161 | 999 | Aluminium | Single | 1 | 1 | Steel Tower
18642 | Tennessee Valley Authority | 331 | Alcoa Sw. Station | Alcoa No 4 | 100 | 2.27 | OH | AC | 161 | 161 | 999 | Aluminium | Single | 1 | 1 | Steel Tower
18642 | Tennessee Valley Authority | 332 | Watts Bar Hydro | Great Falls Hydro No 1 | 100 | 52.78 | OH | AC | 161 | 161 | 999 | Aluminium | Single | 1 | 1 | Wood Frame
18642 | Tennessee Valley Authority | 333 | Watts Bar Hydro | Great Falls Hydro No 1 | 100 | 0.29 | OH | AC | 161 | 161 | 999 | Aluminium | Single | 1 | 1 | Steel Tower
18642 | Tennessee Valley Authority | 334 | Great Falls Hydro | Smithville | 100 | 16.27 | OH | AC | 161 | 161 | 999 | Aluminium | Single | 1 | 1 | Wood Frame
18642 | Tennessee Valley Authority | 335 | Great Fall Hydro | Smithville | 100 | 0.25 | OH | AC | 161 | 161 | 999 | Aluminium | Single | 1 | 1 | Steel Tower
18642 | Tennessee Valley Authority | 336 | Smithville | Center Hill | 100 | 5.96 | OH | AC | 161 | 161 | 999 | Aluminium | Single | 1 | 1 | Wood Frame
18642 | Tennessee Valley Authority | 337 | Smithville | Center Hill | 100 | 5.23 | OH | AC | 161 | 161 | 999 | Aluminium | Single | 1 | 1 | Steel Tower
18642 | Tennessee Valley Authority | 338 | Center Hill | Lebanon | 100 | 26.14 | OH | AC | 161 | 161 | 999 | Aluminium | Single | 1 | 1 | Wood Frame
18642 | Tennessee Valley Authority | 339 | Center Hill | Lebanon | 100 | 2.32 | OH | AC | 161 | 161 | 999 | Aluminium | Single | 1 | 1 | Steel Tower
18642 | Tennessee Valley Authority | 340 | Center Hill Hydro - Lebanon | Tap to Gordensville | 100 | 4.51 | OH | AC | 161 | 161 | 999 | Aluminium | Single | 1 | 1 | Steel Pole
18642 | Tennessee Valley Authority | 341 | Lebanon | Wilson | 100 | 6.26 | OH | AC | 161 | 161 | 999 | Aluminium | Single | 1 | 1 | Wood Frame
18642 | Tennessee Valley Authority | 342 | Lebanon | Wilson | 100 | 6.61 | OH | AC | 161 | 161 | 999 | Aluminium | Single | 1 | 1 | Steel Tower
18642 | Tennessee Valley Authority | 343 | Tap to Gladeville | (Section E) | 100 | 0.85 | OH | AC | 161 | 161 | 999 | Aluminium | Single | 1 | 1 | Wood Frame
18642 | Tennessee Valley Authority | 344 | Tap to Pikeville | (Section A) | 100 | 3.91 | OH | AC | 161 | 161 | 999 | Aluminium | Single | 1 | 1 | Wood Pole
18642 | Tennessee Valley Authority | 345 | Tap to Watertown | (Section D) | 100 | 4.62 | OH | AC | 161 | 161 | 999 | Aluminium | Single | 1 | 1 | Wood Pole
18642 | Tennessee Valley Authority | 346 | Clarksville | West Nashville | 100 | 38.07 | OH | AC | 161 | 161 | 999 | Aluminium | Single | 1 | 1 | Steel Tower
18642 | Tennessee Valley Authority | 347 | Clarksville - West Nashville | Loop to Bear Wallow | 100 | 0.4 | OH | AC | 161 | 161 | 999 | Aluminium | Single | 2 | 2 | Steel Tower
18642 | Tennessee Valley Authority | 348 | Norris Hydro | Volunteer | 100 | 19.22 | OH | AC | 161 | 161 | 999 | Aluminium, Copper | Single | 1 | 1 | Steel Tower
18642 | Tennessee Valley Authority | 349 | Norris Hydro - Volunteer | Tap to Hinds Valley | 100 | 3.48 | OH | AC | 161 | 161 | 999 | Aluminium | Single | 1 | 1 | Steel Pole
18642 | Tennessee Valley Authority | 350 | Volunteer | Cherokee Hydro | 100 | 22.12 | OH | AC | 161 | 161 | 999 | Aluminium, Copper | Single | 1 | 1 | Steel Tower
18642 | Tennessee Valley Authority | 351 | Weakley | Dyersburg | 100 | 41.69 | OH | AC | 161 | 161 | 1000 | Aluminium, Copper | Single | 1 | 1 | Steel Tower
18642 | Tennessee Valley Authority | 352 | Dyersburg | Covington, No 2 | 100 | 34.95 | OH | AC | 161 | 161 | 1000 | Aluminium, Copper | Single | 1 | 1 | Steel Tower
18642 | Tennessee Valley Authority | 353 | Dyersburg - Covington | Tap To East Industrial Park | 100 | 0.68 | OH | AC | 161 | 161 | 999 | Aluminium | Single | 1 | 1 | Steel Pole
18642 | Tennessee Valley Authority | 354 | Covington | Shelby | 100 | 14.39 | OH | AC | 161 | 161 | 1000 | Aluminium, Copper | Single | 1 | 1 | Steel Pole
18642 | Tennessee Valley Authority | 355 | Tap to Atoka | (Section C) | 100 | 2.53 | OH | AC | 161 | 161 | 1000 | Aluminium, Copper | Single | 1 | 1 | Wood Pole
18642 | Tennessee Valley Authority | 356 | Tap to Newbern | (Section A) | 100 | 2.09 | OH | AC | 161 | 161 | 1000 | Aluminium, Copper | Single | 1 | 1 | Wood Pole
18642 | Tennessee Valley Authority | 357 | Tap to Obion Pump Station | (Section A) | 100 | 2.07 | OH | AC | 161 | 161 | 1000 | Aluminium, Copper | Single | 1 | 1 | Wood Pole
18642 | Tennessee Valley Authority | 358 | Tap to Ripley | (Section B) | 100 | 1.45 | OH | AC | 161 | 161 | 1000 | Aluminium, Copper | Single | 1 | 1 | Wood Pole
18642 | Tennessee Valley Authority | 359 | Section A | Loop to Dyersburg | 100 | 5.7 | OH | AC | 161 | 161 | 1000 | Aluminium, Copper | Single | 1 | 1 | Steel Pole
18642 | Tennessee Valley Authority | 360 | Wilson Hydro | Shoals | 100 | 3.76 | OH | AC | 161 | 161 | 999 | Aluminium | Single | 1 | 1 | Steel Tower
18642 | Tennessee Valley Authority | 361 | Shoals | Colbert Steam | 100 | 22.55 | OH | AC | 161 | 161 | 999 | Aluminium | Single | 1 | 1 | Steel Tower
18642 | Tennessee Valley Authority | 362 | Colbert Steam | Smithville | 100 | 65.93 | OH | AC | 161 | 161 | 999 | Aluminium | Single | 1 | 1 | Steel Tower
18642 | Tennessee Valley Authority | 363 | Smithville | Amory | 100 | 3 | OH | AC | 161 | 161 | 999 | Aluminium | Single | 1 | 1 | Steel Tower
18642 | Tennessee Valley Authority | 364 | Smithville - Amory | Tap to Hubert Elliott | 100 | 0.55 | OH | AC | 161 | 161 | 999 | Aluminium | Single | 1 | 1 | Steel Tower
18642 | Tennessee Valley Authority | 365 | Amory | West Point | 100 | 31.8 | OH | AC | 161 | 161 | 999 | Aluminium | Single | 1 | 1 | Steel Tower
18642 | Tennessee Valley Authority | 366 | Tap to Russellville | (Section C) | 100 | 7.03 | OH | AC | 161 | 161 | 999 | Aluminium | Single | 1 | 1 | Steel Tower
18642 | Tennessee Valley Authority | 367 | Tap to Russellville | Tap To Waco | 100 | 4.16 | OH | AC | 161 | 161 | 999 | Aluminium | Single | 1 | 1 | Steel Pole
18642 | Tennessee Valley Authority | 368 | Great Falls Hydro | Murfreesboro | 100 | 45.18 | OH | AC | 161 | 161 | 999 | Aluminium, Copper | Single | 1 | 1 | Steel Tower
18642 | Tennessee Valley Authority | 369 | Murfreesboro | Smyma | 100 | 12.17 | OH | AC | 161 | 161 | 999 | Aluminium, Copper | Single | 1 | 1 | Steel Tower
18642 | Tennessee Valley Authority | 370 | Smyma | South Nashville | 100 | 20.14 | OH | AC | 161 | 161 | 999 | Aluminium, Copper | Single | 1 | 1 | Steel Tower
18642 | Tennessee Valley Authority | 371 | Tap to Woodbury | (Section A) | 100 | 1 | OH | AC | 161 | 161 | 999 | Aluminium, Copper | Single | 1 | 1 | Steel Tower
18642 | Tennessee Valley Authority | 372 | Woodbury - Murfreesboro | Tap to Murfreesboro | 100 | 1.23 | OH | AC | 161 | 161 | 999 | Aluminium | Single | 1 | 1 | Steel Pole
18642 | Tennessee Valley Authority | 373 | Tap to Hurricane Creek | (Section C) | 100 | 0.82 | OH | AC | 161 | 161 | 4 | Aluminium | Single | 2 | 2 | Steel Tower
18642 | Tennessee Valley Authority | 374 | Tap to Hurricane Creek | Smyma | 100 | 0.19 | OH | AC | 161 | 161 | 999 | Aluminium | Single | 1 | 1 | Steel Pole
18642 | Tennessee Valley Authority | 375 | Kentucky Hydro | South Calvert Sw. Ste | 100 | 2.48 | OH | AC | 161 | 161 | 999 | Aluminium | Single | 1 | 1 | Wood Frame
18642 | Tennessee Valley Authority | 376 | Kentucky hydro | South Calvert Sw. Sta. | 100 | 2.5 | OH | AC | 161 | 161 | 999 | Aluminium | Single | 1 | 1 | Steel Tower
18642 | Tennessee Valley Authority | 377 | South Calvert Sw. Sta. | Calvert | 100 | 1.78 | OH | AC | 161 | 161 | 999 | Aluminium | Single | 1 | 1 | Wood Frame
18642 | Tennessee Valley Authority | 378 | South Jackson | Cordova | 100 | 63.28 | OH | AC | 161 | 161 | 999 | Aluminium | Single | 1 | 1 | Steel Tower
18642 | Tennessee Valley Authority | 379 | Tap to Dancyville | (Section A) | 100 | 0.06 | OH | AC | 161 | 161 | 999 | Aluminium | Single | 1 | 1 | Wood Pole
18642 | Tennessee Valley Authority | 380 | Wolf Creek | summer Shade, No 1 | 100 | 30.78 | OH | AC | 161 | 161 | 1000 | Aluminium | Single | 1 | 1 | Steel Tower
18642 | Tennessee Valley Authority | 381 | Wolf Creek | Summer Shade, No 2 | 100 | 30.79 | OH | AC | 161 | 161 | 1000 | Aluminium | Single | 1 | 1 | Steel Tower
18642 | Tennessee Valley Authority | 382 | Wolf Creek - Norris | Tap To McCreary | 100 | 0.1 | OH | AC | 161 | 161 | 999 | Aluminium | Single | 1 | 1 | Steel Pole
18642 | Tennessee Valley Authority | 383 | Tap to Thompkinsville | (Section B) | 100 | 3.74 | OH | AC | 161 | 161 | 1000 | Aluminium | Single | 1 | 1 | Wood Frame
18642 | Tennessee Valley Authority | 384 | Wolf Creek | Jellico | 100 | 59.68 | OH | AC | 161 | 161 | 999 | Aluminium | Single | 1 | 1 | Wood Frame
18642 | Tennessee Valley Authority | 385 | Jellico | Caryville | 100 | 10.84 | OH | AC | 161 | 161 | 999 | Aluminium | Single | 1 | 1 | Steel Tower
18642 | Tennessee Valley Authority | 386 | Jellico | Caryville | 100 | 15.11 | OH | AC | 161 | 161 | 999 | Aluminium | Single | 1 | 1 | Wood Frame
18642 | Tennessee Valley Authority | 387 | Jellico | Caryville | 100 | 10.45 | OH | AC | 161 | 161 | 999 | Aluminium | Single | 1 | 1 | Steel Tower
18642 | Tennessee Valley Authority | 388 | Jellico | Caryville | 100 | 0.02 | OH | AC | 161 | 161 | 999 | Aluminium | Single | 1 | 1 | Steel Pole
18642 | Tennessee Valley Authority | 389 | Caryville | Norris Hydro | 100 | 9.46 | OH | AC | 161 | 161 | 999 | Aluminium | Single | 1 | 1 | Wood Frame
18642 | Tennessee Valley Authority | 390 | Caryville | Norris Hydro | 100 | 0.22 | OH | AC | 161 | 161 | 999 | Aluminium | Single | 1 | 1 | Steel Tower
18642 | Tennessee Valley Authority | 391 | Caryville | Norris Hydro | 100 | 0.02 | OH | AC | 161 | 161 | 999 | Aluminium | Single | 1 | 1 | Steel Pole
18642 | Tennessee Valley Authority | 392 | Tap tok Wayne Co. Sw. St | (Section A) | 100 | 0.05 | OH | AC | 161 | 161 | 999 | Aluminium | Single | 1 | 1 | Wood Frame
18642 | Tennessee Valley Authority | 393 | Johnsonville Steam | Centerville | 100 | 37.01 | OH | AC | 161 | 161 | 999 | Aluminium | Single | 1 | 1 | Steel Tower
18642 | Tennessee Valley Authority | 394 | Johnsonville Steam | Mount Pleasant | 100 | 58.06 | OH | AC | 161 | 161 | 999 | Aluminium | Single | 1 | 1 | Steel Tower
18642 | Tennessee Valley Authority | 395 | Johnsonville Steam | South Jackson | 100 | 59.31 | OH | AC | 161 | 161 | 999 | Aluminium | Single | 1 | 1 | Steel Tower
18642 | Tennessee Valley Authority | 396 | Tap to Clarksburg | (Section A) | 100 | 0.29 | OH | AC | 161 | 161 | 999 | Aluminium | Single | 1 | 1 | Wood Frame
18642 | Tennessee Valley Authority | 397 | Tap to Str. 13A | (Section A) | 100 | 2.49 | OH | AC | 161 | 161 | 999 | Aluminium | Single | 1 | 1 | Wood Pole
18642 | Tennessee Valley Authority | 398 | Tap to Str. 13A | (Section A) | 100 | 6.63 | OH | AC | 161 | 161 | 999 | Aluminium | Single | 1 | 1 | Steel Tower
18642 | Tennessee Valley Authority | 399 | Johnsonville Steam | Dickson | 100 | 32.96 | OH | AC | 161 | 161 | 1000 | Aluminium | Single | 1 | 1 | Steel Tower
18642 | Tennessee Valley Authority | 400 | Dickson | Kingston Springs | 100 | 20 | OH | AC | 161 | 161 | 1000 | Aluminium | Single | 1 | 1 | Steel Tower
18642 | Tennessee Valley Authority | 401 | Kingston Springs | Davidson | 100 | 11.15 | OH | AC | 161 | 161 | 1000 | Aluminium | Single | 1 | 1 | Steel Tower
18642 | Tennessee Valley Authority | 402 | Kingston Springs-Dickson | Tap To Dickson ES's Burns S. | 100 | 1.72 | OH | AC | 161 | 161 | 999 | Aluminium | Single | 1 | 1 | Steel Pole
18642 | Tennessee Valley Authority | 403 | Davidson | West Nashville | 100 | 14.62 | OH | AC | 161 | 161 | 1000 | Aluminium | Single | 1 | 1 | Steel Tower
18642 | Tennessee Valley Authority | 404 | Tap to Pomona | (Section D) | 100 | 3.89 | OH | AC | 161 | 161 | 1000 | Aluminium | Single | 1 | 1 | Wood Pole
18642 | Tennessee Valley Authority | 405 | Watts Bar Hydro | Spring City | 100 | 7.4 | OH | AC | 161 | 161 | 999 | Aluminium | Single | 1 | 1 | Wood Frame
18642 | Tennessee Valley Authority | 406 | Spring City | Great Falls Hydro | 100 | 46.83 | OH | AC | 161 | 161 | 999 | Aluminium | Single | 1 | 1 | Wood Frame
18642 | Tennessee Valley Authority | 407 | Spring City | Great Falls Hydro | 100 | 0.04 | OH | AC | 161 | 161 | 999 | Aluminium | Single | 1 | 1 | Steel Tower
18642 | Tennessee Valley Authority | 408 | Watts Bar Hydro | Rockwood | 100 | 20.81 | OH | AC | 161 | 161 | 1000 | Aluminium | Single | 1 | 1 | Wood Frame
18642 | Tennessee Valley Authority | 409 | Watts Bar Hydro | Rockwood | 100 | 2.87 | OH | AC | 161 | 161 | 1000 | Aluminium | Single | 1 | 1 | Steel Tower
18642 | Tennessee Valley Authority | 410 | Watts Bar Hydro - Rock Wood | Tap to St. Clair | 100 | 1.26 | OH | AC | 161 | 161 | 999 | Aluminium | Single | 1 | 1 | Steel Pole
18642 | Tennessee Valley Authority | 411 | Rockwood | Harriman | 100 | 9.52 | OH | AC | 161 | 161 | 1000 | Aluminium | Single | 1 | 1 | Wood Frame
18642 | Tennessee Valley Authority | 412 | Rockwood | Harriman | 100 | 3.41 | OH | AC | 161 | 161 | 1000 | Aluminium | Single | 1 | 1 | Steel Tower
18642 | Tennessee Valley Authority | 413 | Tap to Str 44 (TL-680) | (Section B) | 100 | 1 | OH | AC | 161 | 161 | 1000 | Aluminium | Single | 1 | 1 | Wood Frame
18642 | Tennessee Valley Authority | 414 | Fort Loudoun Hydro | Roane | 100 | 13.79 | OH | AC | 161 | 161 | 1000 | Aluminium | Single | 1 | 1 | Wood Frame
18642 | Tennessee Valley Authority | 415 | Fort Loudoun Hydro | Roane | 100 | 0.25 | OH | AC | 161 | 161 | 1000 | Aluminium | Single | 1 | 1 | Steel Tower
18642 | Tennessee Valley Authority | 416 | Elizabethton | Cranberry | 100 | 20.83 | OH | AC | 161 | 161 | 999 | Aluminium | Single | 1 | 1 | Wood Frame
18642 | Tennessee Valley Authority | 417 | Elizabethton | Cranberry | 100 | 6.51 | OH | AC | 161 | 161 | 999 | Aluminium | Single | 1 | 1 | Steel Tower
18642 | Tennessee Valley Authority | 418 | Elizabethton - Cranberry | Tap To Shouns | 100 | 16.22 | OH | AC | 161 | 161 | 999 | Aluminium | Single | 1 | 1 | Steel Pole
18642 | Tennessee Valley Authority | 419 | Elizabethton - Cranberry | Tap To Beech Mountain | 100 | 6.01 | OH | AC | 161 | 161 | 999 | Aluminium | Single | 1 | 1 | Steel Pole
18642 | Tennessee Valley Authority | 420 | Burnsville | Corinth | 100 | 13.59 | OH | AC | 161 | 161 | 999 | Aluminium | Single | 1 | 1 | Wood Frame
18642 | Tennessee Valley Authority | 421 | Burnsville | Corinth | 100 | 0.04 | OH | AC | 161 | 161 | 999 | Aluminium | Single | 1 | 1 | Steel Tower
18642 | Tennessee Valley Authority | 422 | Tupelo | Union | 100 | 18.31 | OH | AC | 161 | 161 | 999 | Aluminium | Single | 1 | 1 | Steel Tower
18642 | Tennessee Valley Authority | 423 | Union | Pontotoc | 100 | 12.34 | OH | AC | 161 | 161 | 999 | Aluminium | Single | 1 | 1 | Wood Frame
18642 | Tennessee Valley Authority | 424 | Union | Pontotoc | 100 | 1.3 | OH | AC | 161 | 161 | 999 | Aluminium | Single | 1 | 1 | Steel Tower
18642 | Tennessee Valley Authority | 425 | Tap to Bankhead | (Section A) | 100 | 1.41 | OH | AC | 161 | 161 | 999 | Aluminium | Single | 1 | 1 | Wood Frame
18642 | Tennessee Valley Authority | 426 | Section A | S.W. Tupelo | 100 | 0.14 | OH | AC | 161 | 161 | 999 | Aluminium | Single | 1 | 1 | Steel Tower
18642 | Tennessee Valley Authority | 427 | Sturgis | Eupora | 100 | 1.56 | OH | AC | 161 | 161 | 999 | Aluminium | Single | 1 | 1 | Wood Frame
18642 | Tennessee Valley Authority | 428 | Sturgis | Europa | 100 | 15.94 | OH | AC | 161 | 161 | 999 | Aluminium | Single | 1 | 1 | Wood Pole
18642 | Tennessee Valley Authority | 429 | Pontotoc | Oxford | 100 | 29.16 | OH | AC | 161 | 161 | 599 | Aluminium | Single | 1 | 1 | Wood Frame
18642 | Tennessee Valley Authority | 430 | Pontotoc | Oxford | 100 | 1.13 | OH | AC | 161 | 161 | 599 | Aluminium | Single | 1 | 1 | Steel Tower
18642 | Tennessee Valley Authority | 431 | Oxford | Batesville | 100 | 24.14 | OH | AC | 161 | 161 | 999 | Aluminium | Single | 1 | 1 | Wood Frame
18642 | Tennessee Valley Authority | 432 | Tap to Sardis Sw. Sta. | (Section B) | 100 | 6.68 | OH | AC | 161 | 161 | 999 | Aluminium | Single | 1 | 1 | Wood Pole
18642 | Tennessee Valley Authority | 433 | West Point | Midway | 100 | 40.56 | OH | AC | 161 | 161 | 999 | Aluminium | Single | 1 | 1 | Steel Tower
18642 | Tennessee Valley Authority | 434 | West Point - Midway | Tap To Lakeside | 100 | 0.03 | OH | AC | 161 | 161 | 999 | Aluminium | Single | 1 | 1 | Steel Tower
18642 | Tennessee Valley Authority | 435 | Tap to United Cement | (Section A) | 100 | 5.79 | OH | AC | 161 | 161 | 999 | Aluminium | Single | 1 | 1 | Wood Pole
18642 | Tennessee Valley Authority | 436 | West Point - Midway | Tap To 4 Co EPA's Oktoc | 100 | 2.49 | OH | AC | 161 | 161 | 999 | Aluminium | Single | 1 | 1 | Steel Pole
18642 | Tennessee Valley Authority | 437 | Midway | Philadelphia | 100 | 30.44 | OH | AC | 161 | 161 | 999 | Aluminium | Single | 1 | 1 | Wood Frame
18642 | Tennessee Valley Authority | 438 | Midway | Philadelphia | 100 | 1.04 | OH | AC | 161 | 161 | 999 | Aluminium | Single | 1 | 1 | Steel Tower
18642 | Tennessee Valley Authority | 439 | Midway - Philadelphia | Tap To Handle | 100 | 1.68 | OH | AC | 161 | 161 | 999 | Aluminium | Single | 1 | 1 | Steel Pole
18642 | Tennessee Valley Authority | 440 | Widows Creek Steam | Winchester No. 2 | 100 | 31.84 | OH | AC | 161 | 161 | 999 | Aluminium | Single | 1 | 1 | Steel Tower
18642 | Tennessee Valley Authority | 441 | Widows Creek Steam | Winchester No 1 | 100 | 32.95 | OH | AC | 161 | 161 | 999 | Aluminium | Single | 1 | 1 | Steel Tower
18642 | Tennessee Valley Authority | 442 | Johnsonville Steam | Monsanto | 100 | 61.12 | OH | AC | 161 | 161 | 999 | Aluminium | Single | 1 | 1 | Steel Tower
18642 | Tennessee Valley Authority | 443 | Johnsonville - Monsanto No 1 | Loop To Dry Creek | 100 | 0.13 | OH | AC | 161 | 161 | 999 | Aluminium | Single | 2 | 2 | Steel Tower
18642 | Tennessee Valley Authority | 444 | Monsanto | Maury | 100 | 6.27 | OH | AC | 161 | 161 | 999 | Aluminium | Single | 1 | 1 | Steel Tower
18642 | Tennessee Valley Authority | 445 | Tap to Dry Creek | (Section A) | 100 | 1.5 | OH | AC | 161 | 161 | 999 | Aluminium | Single | 1 | 1 | Wood Pole
18642 | Tennessee Valley Authority | 446 | Tap to Dry Creek | (Section A) | 100 | 2.69 | OH | AC | 161 | 161 | 999 | Aluminium | Single | 1 | 1 | Steel Tower
18642 | Tennessee Valley Authority | 447 | Johnsonville Steam | Chesterfield | 100 | 42.55 | OH | AC | 161 | 161 | 999 | Aluminium | Single | 1 | 1 | Steel Tower
18642 | Tennessee Valley Authority | 448 | Chesterfield | South Jackson | 100 | 36.54 | OH | AC | 161 | 161 | 999 | Aluminium | Single | 1 | 1 | Steel Tower
18642 | Tennessee Valley Authority | 449 | Chesterfield - South Jackson | Loop to Jackson | 100 | 5.68 | OH | AC | 161 | 161 | 1000 | Aluminium | Single | 2 | 2 | Steel Pole
18642 | Tennessee Valley Authority | 450 | Jackson - South Jackson | Tap To Alumax | 100 | 0.44 | OH | AC | 161 | 161 | 999 | Aluminium | Single | 1 | 1 | Steel Pole
18642 | Tennessee Valley Authority | 451 | Chesterfield - South Jackson | Tap To Jackson | 100 | 6.28 | OH | AC | 161 | 161 | 999 | Aluminium | Single | 2 | 2 | Steel Tower
18642 | Tennessee Valley Authority | 452 | Tap to Hustburg | (Section A) | 100 | 0.24 | OH | AC | 161 | 161 | 999 | Aluminium | Single | 1 | 1 | Wood Frame
18642 | Tennessee Valley Authority | 453 | Tap to Beech Bluff | (Section B) | 100 | 0.03 | OH | AC | 161 | 161 | 999 | Aluminium | Single | 1 | 1 | Steel Tower
18642 | Tennessee Valley Authority | 454 | Tap to North Lexington | (Section B) | 100 | 4.28 | OH | AC | 161 | 161 | 999 | Aluminium | Single | 1 | 1 | Wood Pole
18642 | Tennessee Valley Authority | 455 | Johnsonville Steam | Martin | 100 | 56.47 | OH | AC | 161 | 161 | 1000 | Aluminium | Single | 1 | 1 | Steel Tower
18642 | Tennessee Valley Authority | 456 | Tap to Camden | (Section A) | 100 | 0.46 | OH | AC | 161 | 161 | 1000 | Aluminium | Single | 1 | 1 | Wood Frame
18642 | Tennessee Valley Authority | 457 | Tap to Camden | (Section A) | 100 | 1.11 | OH | AC | 161 | 161 | 1000 | Aluminium | Single | 1 | 1 | Wood Pole
18642 | Tennessee Valley Authority | 458 | Boone Hydro | John Sevier Steam | 100 | 39.49 | OH | AC | 161 | 161 | 999 | Aluminium | Single | 1 | 1 | Steel Tower
18642 | Tennessee Valley Authority | 459 | Jokhn Sevier Steam | Newport | 100 | 6.58 | OH | AC | 161 | 161 | 999 | Aluminium | Single | 1 | 1 | Wood Frame
18642 | Tennessee Valley Authority | 460 | John Sevier Steam | Newport | 100 | 5.5 | OH | AC | 161 | 161 | 999 | Aluminium | Single | 1 | 1 | Wood Pole
18642 | Tennessee Valley Authority | 461 | John Sevier Steam | Newport | 100 | 32.12 | OH | AC | 161 | 161 | 999 | Aluminium | Single | 1 | 1 | Steel Tower
18642 | Tennessee Valley Authority | 462 | Newport | Douglas Hydro | 100 | 12.34 | OH | AC | 161 | 161 | 999 | Aluminium | Single | 1 | 1 | Wood Pole
18642 | Tennessee Valley Authority | 463 | Newport | Douglas Hydro | 100 | 11.77 | OH | AC | 161 | 161 | 999 | Aluminium | Single | 1 | 1 | Steel Tower
18642 | Tennessee Valley Authority | 464 | Tap to Greenville | (Section A) | 100 | 16.58 | OH | AC | 161 | 161 | 999 | Aluminium | Single | 1 | 1 | Steel Tower
18642 | Tennessee Valley Authority | 465 | Tap to Appalachian Power | (Section A) | 100 | 1.03 | OH | AC | 161 | 161 | 999 | Aluminium | Single | 1 | 1 | Steel Tower
18642 | Tennessee Valley Authority | 466 | Widows Creek Steam | Bryant No 1 | 100 | 8.65 | OH | AC | 161 | 161 | 999 | Aluminium | Single | 1 | 1 | Steel Tower
18642 | Tennessee Valley Authority | 467 | Bryant | Oglethorpe | 100 | 21.8 | OH | AC | 161 | 161 | 999 | Aluminium | Single | 1 | 1 | Steel Tower
18642 | Tennessee Valley Authority | 468 | Bryant - Oglethorpe | Tap To Wallaceville | 100 | 2.56 | OH | AC | 161 | 161 | 999 | Aluminium | Single | 1 | 1 | Steel Pole
18642 | Tennessee Valley Authority | 469 | Oglethorpe | Concord | 100 | 6.66 | OH | AC | 161 | 161 | 999 | Aluminium | Single | 1 | 1 | Steel Tower
18642 | Tennessee Valley Authority | 470 | Tap to Morgansville | (Section B) | 100 | 0.04 | OH | AC | 161 | 161 | 999 | Aluminium | Single | 1 | 1 | Steel Tower
18642 | Tennessee Valley Authority | 471 | Tap to Cloud Springs | (Section C) | 100 | 0.02 | OH | AC | 161 | 161 | 999 | Aluminium | Single | 1 | 1 | Steel Tower
18642 | Tennessee Valley Authority | 472 | Concord | Catoosa | 100 | 3.27 | OH | AC | 161 | 161 | 999 | Aluminium | Single | 1 | 1 | Steel Pole
18642 | Tennessee Valley Authority | 473 | Widows Creek Steam | Nickajack Hydro | 100 | 21.22 | OH | AC | 161 | 161 | 999 | Aluminium | Single | 1 | 1 | Steel Tower
18642 | Tennessee Valley Authority | 474 | Nickajack Hydro | Oglethorpe | 100 | 20.1 | OH | AC | 161 | 161 | 999 | Aluminium | Single | 1 | 1 | Steel Tower
18642 | Tennessee Valley Authority | 475 | Kentucky Hydro | Barkley Hydro No 2 | 100 | 2.84 | OH | AC | 161 | 161 | 1000 | Aluminium | Single | 1 | 1 | Wood Frame
18642 | Tennessee Valley Authority | 476 | Kentucky Hydro | Barkley Hydro No 2 | 100 | 2.78 | OH | AC | 161 | 161 | 1000 | Aluminium | Single | 1 | 1 | Steel Tower
18642 | Tennessee Valley Authority | 477 | Barkley Hydro | Hopkinsville | 100 | 43.13 | OH | AC | 161 | 161 | 1000 | Aluminium | Single | 1 | 1 | Wood Frame
18642 | Tennessee Valley Authority | 478 | Barkley Hydro | Hopkinsville | 100 | 1.63 | OH | AC | 161 | 161 | 1000 | Aluminium | Single | 1 | 1 | Steel Tower
18642 | Tennessee Valley Authority | 479 | Barkley Hydro - Hopkinsville | Tap To Cadiz | 100 | 11.49 | OH | AC | 161 | 161 | 999 | Aluminium | Single | 1 | 1 | Steel Pole
18642 | Tennessee Valley Authority | 480 | Tap to Princeton | (Section B) | 100 | 3.52 | OH | AC | 161 | 161 | 1000 | Aluminium | Single | 1 | 1 | Wood Pole
18642 | Tennessee Valley Authority | 481 | Shawnee Steam | C-33 | 100 | 3.65 | OH | AC | 161 | 161 | 1000 | Aluminium | Single | 1 | 1 | Steel Tower
18642 | Tennessee Valley Authority | 482 | C-33 | Marshall | 100 | 26.11 | OH | AC | 161 | 161 | 1000 | Aluminium | Single | 1 | 1 | Steel Tower
18642 | Tennessee Valley Authority | 483 | Marshall | Calvert | 100 | 14.17 | OH | AC | 161 | 161 | 1000 | Aluminium | Single | 1 | 1 | Steel Tower
18642 | Tennessee Valley Authority | 484 | Franklin | Winchester | 100 | 16.98 | OH | AC | 161 | 161 | 999 | Aluminium | Single | 1 | 1 | Steel Tower
18642 | Tennessee Valley Authority | 485 | Franklin | Wartrace | 100 | 23.88 | OH | AC | 161 | 161 | 599 | Aluminium | Single | 1 | 1 | Steel Tower
18642 | Tennessee Valley Authority | 486 | Franklin | Wartrace | 100 | 0.4 | OH | AC | 161 | 161 | 1000 | Aluminium | Single | 1 | 1 | Wood Frame
18642 | Tennessee Valley Authority | 487 | Franklin | AEDC | 100 | 9.69 | OH | AC | 161 | 161 | 1000 | Aluminium | Single | 1 | 1 | Steel Tower
18642 | Tennessee Valley Authority | 488 | Maury | Columbia | 100 | 42.13 | OH | AC | 161 | 161 | 999 | Aluminium | Single | 1 | 1 | Steel Tower
18642 | Tennessee Valley Authority | 489 | Belfast | Franklin | 100 | 34.46 | OH | AC | 161 | 161 | 999 | Aluminium | Single | 1 | 1 | Steel Tower
18642 | Tennessee Valley Authority | 490 | Belfast | Franklin | 100 | 0.47 | OH | AC | 161 | 161 | 999 | Aluminium | Single | 1 | 1 | Steel Pole
18642 | Tennessee Valley Authority | 491 | Belfast - Franklin | Tap T Lynchburg | 100 | 6.09 | OH | AC | 161 | 161 | 999 | Aluminium | Single | 1 | 1 | Steel Pole
18642 | Tennessee Valley Authority | 492 | Maury - Belfast | Tap To Collins Creek | 100 | 2.78 | OH | AC | 161 | 161 | 999 | Aluminium | Single | 1 | 1 | Steel Pole
18642 | Tennessee Valley Authority | 493 | Maury - Belfast | Loop To South Columbia | 100 | 0.48 | OH | AC | 161 | 161 | 999 | Aluminium | Single | 1 | 1 | Steel Pole
18642 | Tennessee Valley Authority | 494 | Tap to Lewisburg | (Section A) | 100 | 4.36 | OH | AC | 161 | 161 | 999 | Aluminium | Single | 1 | 1 | Wood Pole
18642 | Tennessee Valley Authority | 495 | Tap to Lewisgburg | (Section A) | 100 | 2.02 | OH | AC | 161 | 161 | 999 | Aluminium | Single | 1 | 1 | Wood Frame
18642 | Tennessee Valley Authority | 496 | Hopkinsville | Bowling Green | 100 | 57.96 | OH | AC | 161 | 161 | 999 | Aluminium | Single | 1 | 1 | Steel Tower
18642 | Tennessee Valley Authority | 497 | Tap to Russellville | (Section A) | 100 | 7.77 | OH | AC | 161 | 161 | 999 | Aluminium | Single | 1 | 1 | Steel Tower
18642 | Tennessee Valley Authority | 498 | Martin | Shawnee Steam | 100 | 59.31 | OH | AC | 161 | 161 | 999 | Aluminium | Single | 1 | 1 | Steel Tower
18642 | Tennessee Valley Authority | 499 | Martin - Shawnee | Tap To Pierce | 100 | 3.96 | OH | AC | 161 | 161 | 999 | Aluminium | Single | 1 | 1 | Steel Pole
18642 | Tennessee Valley Authority | 500 | Tap to Moscow Pump Station | (Section A) | 100 | 4.24 | OH | AC | 161 | 161 | 999 | Aluminium | Single | 1 | 1 | Wood Pole
18642 | Tennessee Valley Authority | 501 | Tap to Moscos Pump Station | (Section A) | 100 | 6.2 | OH | AC | 161 | 161 | 999 | Aluminium | Single | 1 | 1 | Steel Tower
18642 | Tennessee Valley Authority | 502 | Tap to Clinton | (Section B) | 100 | 0.45 | OH | AC | 161 | 161 | 999 | Aluminium | Single | 1 | 1 | Wood Pole
18642 | Tennessee Valley Authority | 503 | Johnsonville Steam | Erin | 100 | 32.68 | OH | AC | 161 | 161 | 1000 | Aluminium | Single | 1 | 1 | Steel Tower
18642 | Tennessee Valley Authority | 504 | Erin | Cumberland Steam | 100 | 4.52 | OH | AC | 161 | 161 | 1000 | Aluminium | Single | 1 | 1 | Wood Frame
18642 | Tennessee Valley Authority | 505 | Erin | Cumberland Steam | 100 | 0.67 | OH | AC | 161 | 161 | 1000 | Aluminium | Single | 1 | 1 | Steel Tower
18642 | Tennessee Valley Authority | 506 | Cumberland Steam | Clarksville | 100 | 30.23 | OH | AC | 161 | 161 | 1000 | Aluminium | Single | 1 | 1 | Steel Tower
18642 | Tennessee Valley Authority | 507 | Tap to Trace Creek | (Section D) | 100 | 1.99 | OH | AC | 161 | 161 | 1000 | Aluminium | Single | 1 | 1 | Steel Tower
18642 | Tennessee Valley Authority | 508 | Bowling Green | East Bowling Green | 100 | 8.64 | OH | AC | 161 | 161 | 1000 | Aluminium | Single | 1 | 1 | Steel Tower
18642 | Tennessee Valley Authority | 509 | Bowling Green | Str. 22 near S Bowling Green | 100 | 3.33 | OH | AC | 161 | 161 | 999 | Aluminium | Single | 1 | 1 | Steel Tower
18642 | Tennessee Valley Authority | 510 | East Bowling Green | Summer Shade | 100 | 39.31 | OH | AC | 161 | 161 | 1000 | Aluminium | Single | 1 | 1 | Steel Tower
18642 | Tennessee Valley Authority | 511 | Tap to Bristow Sw. Sta. | (Section B) | 100 | 0.47 | OH | AC | 161 | 161 | 1000 | Aluminium | Single | 1 | 1 | Wood Pole
18642 | Tennessee Valley Authority | 512 | Tap to Glasgow | (Section B) | 100 | 2.06 | OH | AC | 161 | 161 | 1000 | Aluminium | Single | 1 | 1 | Wood Pole
18642 | Tennessee Valley Authority | 513 | Kentucky Hydro | Calvert | 100 | 6.34 | OH | AC | 161 | 161 | 1000 | Aluminium | Single | 1 | 1 | Steel Tower
18642 | Tennessee Valley Authority | 514 | Calvert | Marshall | 100 | 3.35 | OH | AC | 161 | 161 | 1000 | Aluminium | Single | 1 | 1 | Steel Tower
18642 | Tennessee Valley Authority | 515 | Marshall | Paducah | 100 | 13.73 | OH | AC | 161 | 161 | 1000 | Aluminium | Single | 1 | 1 | Steel Tower
18642 | Tennessee Valley Authority | 516 | Paducah | Shawnee Steam | 100 | 13.59 | OH | AC | 161 | 161 | 1000 | Aluminium | Single | 1 | 1 | Steel Tower
18642 | Tennessee Valley Authority | 517 | Tap to AFBC | (Section D) | 100 | 0.1 | OH | AC | 161 | 161 | 1000 | Aluminium | Single | 1 | 1 | Steel Pole
18642 | Tennessee Valley Authority | 518 | Clarksville | Edgoten | 100 | 14.54 | OH | AC | 161 | 161 | 1000 | Aluminium | Single | 1 | 1 | Steel Tower
18642 | Tennessee Valley Authority | 519 | Edgoten | Hopkinsville | 100 | 27 | OH | AC | 161 | 161 | 1000 | Aluminium | Single | 1 | 1 | Steel Tower
18642 | Tennessee Valley Authority | 520 | Edgoten - Hopkinsville | Tap To Superior Graphite | 100 | 3.17 | OH | AC | 161 | 161 | 999 | Aluminium | Single | 1 | 1 | Steel Pole
18642 | Tennessee Valley Authority | 521 | Tap to St. Bethlehem | (Section A) | 100 | 0.2 | OH | AC | 161 | 161 | 1000 | Aluminium | Single | 1 | 1 | Wood Pole
18642 | Tennessee Valley Authority | 522 | Tap to St. Bethlehem | (Section A) | 100 | 6.84 | OH | AC | 161 | 161 | 1000 | Aluminium | Single | 2 | 2 | Steel Tower
18642 | Tennessee Valley Authority | 523 | Tap to Union Carbide | (Section C) | 100 | 3.09 | OH | AC | 161 | 161 | 1000 | Aluminium | Single | 1 | 1 | Wood Pole
18642 | Tennessee Valley Authority | 524 | Shawnee Steam | ERDA line A | 100 | 3.51 | OH | AC | 161 | 161 | 1000 | Aluminium | Single | 1 | 1 | Steel Tower
18642 | Tennessee Valley Authority | 525 | Shawnee Steam | ERDA line B | 100 | 3.48 | OH | AC | 161 | 161 | 1000 | Aluminium | Single | 1 | 1 | Steel Tower
18642 | Tennessee Valley Authority | 526 | Shawnee Steam | ERDA line C | 100 | 3.34 | OH | AC | 161 | 161 | 1000 | Aluminium | Single | 1 | 1 | Steel Tower
18642 | Tennessee Valley Authority | 527 | Shawnee Steam | ERDA line D | 100 | 3.23 | OH | AC | 161 | 161 | 1000 | Aluminium | Single | 1 | 1 | Steel Tower
18642 | Tennessee Valley Authority | 528 | Fontana Hydro | Alcoa Sw. Sta. | 100 | 28.86 | OH | AC | 161 | 161 | 999 | Aluminium | Single | 1 | 1 | Steel Tower
18642 | Tennessee Valley Authority | 529 | Fontana - Alcoa Sw Sta. | Tap To Hwy 411 | 100 | 0.08 | OH | AC | 161 | 161 | 999 | Aluminium | Single | 1 | 1 | Steel Pole
18642 | Tennessee Valley Authority | 530 | Kingston Steam | K-31, No 1 | 100 | 6.89 | OH | AC | 161 | 161 | 999 | Aluminium | Single | 1 | 1 | Steel Tower
18642 | Tennessee Valley Authority | 531 | Kingston Steam | K-27, No.1 | 100 | 7.74 | OH | AC | 161 | 161 | 999 | Aluminium | Single | 1 | 1 | Steel Tower
18642 | Tennessee Valley Authority | 532 | Kingston Steam | K-31, No.2 | 100 | 6.87 | OH | AC | 161 | 161 | 999 | Aluminium | Single | 1 | 1 | Steel Tower
18642 | Tennessee Valley Authority | 533 | Knox | Volunteer | 100 | 14.57 | OH | AC | 161 | 161 | 1000 | Aluminium | Single | 1 | 1 | Steel Tower
18642 | Tennessee Valley Authority | 534 | Volunteer | North Knoxville | 100 | 0.19 | OH | AC | 161 | 161 | 1000 | Aluminium | Single | 1 | 1 | Wood Frame
18642 | Tennessee Valley Authority | 535 | Volunteer | North Knoxville | 100 | 12.55 | OH | AC | 161 | 161 | 1000 | Aluminium | Single | 1 | 1 | Steel Tower
18642 | Tennessee Valley Authority | 536 | North Knoxville | Lonsdale | 100 | 0.2 | OH | AC | 161 | 161 | 1000 | Aluminium | Single | 1 | 1 | Wood Frame
18642 | Tennessee Valley Authority | 537 | North Knoxville | Lonsdale | 100 | 4.36 | OH | AC | 161 | 161 | 1000 | Aluminium | Single | 1 | 1 | Steel Tower
18642 | Tennessee Valley Authority | 538 | Calvert | National Carbide | 100 | 0.83 | OH | AC | 161 | 161 | 999 | Aluminium | Single | 1 | 1 | Wood Frame
18642 | Tennessee Valley Authority | 539 | Gluntersville lHydro | Arab | 100 | 7.18 | OH | AC | 161 | 161 | 999 | Aluminium | Single | 1 | 1 | Steel Tower
18642 | Tennessee Valley Authority | 540 | Arab | Cullman | 100 | 23.83 | OH | AC | 161 | 161 | 999 | Aluminium | Single | 1 | 1 | Steel Tower
18642 | Tennessee Valley Authority | 541 | Arab - Cullman | Tap To East Cullman | 100 | 3.14 | OH | AC | 161 | 161 | 999 | Aluminium | Single | 1 | 1 | Steel Pole
18642 | Tennessee Valley Authority | 542 | Arab - Cullman | Tap To Fairview | 100 | 1.79 | OH | AC | 161 | 161 | 999 | Aluminium | Single | 1 | 1 | Steel Pole
18642 | Tennessee Valley Authority | 543 | East Cleveland | Charleston | 100 | 9.35 | OH | AC | 161 | 161 | 999 | Aluminium | Single | 1 | 1 | Steel Tower
18642 | Tennessee Valley Authority | 544 | Charleston | Bowaters Nos 1&2 | 100 | 3.61 | OH | AC | 161 | 161 | 1000 | Aluminium | Single | 1 | 1 | Steel Tower
18642 | Tennessee Valley Authority | 545 | Widows Creek Steam | Fort Payne | 100 | 30.58 | OH | AC | 161 | 161 | 999 | Aluminium | Single | 1 | 1 | Steel Tower
18642 | Tennessee Valley Authority | 546 | Fort Payne | Albertville | 100 | 33.34 | OH | AC | 161 | 161 | 999 | Aluminium | Single | 1 | 1 | Steel Tower
18642 | Tennessee Valley Authority | 547 | Fort Payne | Loop Line | 100 | 5.96 | OH | AC | 161 | 161 | 999 | Aluminium | Single | 1 | 1 | Steel Pole
18642 | Tennessee Valley Authority | 548 | Tap toHenagar | (Section A) | 100 | 0.36 | OH | AC | 161 | 161 | 999 | Aluminium | Single | 1 | 1 | Steel Tower
18642 | Tennessee Valley Authority | 549 | Tap to Henagar | Tap to Pisgah | 100 | 5.95 | OH | AC | 161 | 161 | 999 | Aluminium | Single | 1 | 1 | Steel Pole
18642 | Tennessee Valley Authority | 550 | Tap to Collinsville | (Section B) | 100 | 6.18 | OH | AC | 161 | 161 | 999 | Aluminium | Single | 1 | 1 | Wood Pole
18642 | Tennessee Valley Authority | 551 | Fort Payne Imp. Auth | (Section B) | 100 | 0.22 | OH | AC | 161 | 161 | 999 | Aluminium | Single | 1 | 1 | Steel Pole
18642 | Tennessee Valley Authority | 552 | Tap to Fyffe | (Section B) | 100 | 2.84 | OH | AC | 161 | 161 | 999 | Aluminium | Single | 1 | 1 | Steel Pole
18642 | Tennessee Valley Authority | 553 | Colbert Steam | Lawrenceburg | 100 | 51.93 | OH | AC | 161 | 161 | 999 | Aluminium | Single | 1 | 1 | Steel Tower
18642 | Tennessee Valley Authority | 554 | Colbert Steam - Lawrenceburg | Tap To Waynesboro | 100 | 26.75 | OH | AC | 161 | 161 | 999 | Aluminium | Single | 1 | 1 | Steel Tower
18642 | Tennessee Valley Authority | 555 | Lawrenceburg | Mt Pleasant | 100 | 21.53 | OH | AC | 161 | 161 | 999 | Aluminium | Single | 1 | 1 | Steel Tower
18642 | Tennessee Valley Authority | 556 | Colbert Steam | Tupelo | 100 | 59.59 | OH | AC | 161 | 161 | 999 | Aluminium | Single | 1 | 1 | Steel Tower
18642 | Tennessee Valley Authority | 557 | Tap to Barton | (Section A) | 100 | 4.56 | OH | AC | 161 | 161 | 999 | Aluminium | Single | 1 | 1 | Wood Frame
18642 | Tennessee Valley Authority | 558 | Colbert Steam - Tupelo | Tap To Belmont | 100 | 2.29 | OH | AC | 161 | 161 | 999 | Aluminium | Single | 1 | 1 | Steel Pole
18642 | Tennessee Valley Authority | 559 | Wolf Creek | Braytown | 100 | 68.33 | OH | AC | 161 | 161 | 999 | Aluminium, Copper | Single | 1 | 1 | Steel Tower
18642 | Tennessee Valley Authority | 560 | Wolf Creek | Braytown | 100 | 2.69 | OH | AC | 161 | 161 | 999 | Aluminium | Single | 1 | 1 | Steel Pole
18642 | Tennessee Valley Authority | 561 | Tap tok Huntsville, TN | (Section A) | 100 | 2.74 | OH | AC | 161 | 161 | 999 | Aluminium, Copper | Single | 1 | 1 | Wood Frame
18642 | Tennessee Valley Authority | 562 | Braytown | Elza | 100 | 13.87 | OH | AC | 161 | 161 | 999 | Aluminium, Copper | Single | 1 | 1 | Steel Tower
18642 | Tennessee Valley Authority | 563 | Kingson Steam | K-33, No.1 | 100 | 18.67 | OH | AC | 161 | 161 | 1000 | Aluminium | Single | 1 | 1 | Steel Tower
18642 | Tennessee Valley Authority | 564 | Kingston | K-33, No.2 | 100 | 18.34 | OH | AC | 161 | 161 | 1000 | Aluminium | Single | 1 | 1 | Steel Tower
18642 | Tennessee Valley Authority | 565 | Kingston Steam | K-33, No.3 | 100 | 18.04 | OH | AC | 161 | 161 | 1000 | Aluminium | Single | 1 | 1 | Steel Tower
18642 | Tennessee Valley Authority | 566 | Tap to Bear Creek | (Section B) | 100 | 0.05 | OH | AC | 161 | 161 | 999 | Aluminium | Single | 1 | 1 | Steel Tower
18642 | Tennessee Valley Authority | 567 | Shawnee Steam | ERDA, line E | 100 | 2.6 | OH | AC | 161 | 161 | 1000 | Aluminium | Single | 1 | 1 | Steel Tower
18642 | Tennessee Valley Authority | 568 | Shawnee Steam | ERDA, line F | 100 | 2.6 | OH | AC | 161 | 161 | 1000 | Aluminium | Single | 1 | 1 | Steel Tower
18642 | Tennessee Valley Authority | 569 | Shawnee Steam | ERDA, line G | 100 | 2.59 | OH | AC | 161 | 161 | 1000 | Aluminium | Single | 1 | 1 | Steel Tower
18642 | Tennessee Valley Authority | 570 | Shawnee Steam | ERDA, line H | 100 | 2.6 | OH | AC | 161 | 161 | 1000 | Aluminium | Single | 1 | 1 | Steel Tower
18642 | Tennessee Valley Authority | 571 | Shawnee Steam | ERDA, line J | 100 | 2.6 | OH | AC | 161 | 161 | 1000 | Aluminium | Single | 1 | 1 | Steel Tower
18642 | Tennessee Valley Authority | 572 | Shawnee Steam | ERDA, line K | 100 | 2.6 | OH | AC | 161 | 161 | 1000 | Aluminium | Single | 1 | 1 | Steel Tower
18642 | Tennessee Valley Authority | 573 | Colbert Steam | Reynolds, No.1 | 100 | 23.47 | OH | AC | 161 | 161 | 999 | Aluminium | Single | 1 | 1 | Steel Tower
18642 | Tennessee Valley Authority | 574 | Colbert Steam | Reynolds, No.2 | 100 | 37.57 | OH | AC | 161 | 161 | 999 | Aluminium | Single | 1 | 1 | Steel Tower
18642 | Tennessee Valley Authority | 575 | Kingston Steam | K-27, No.2 | 100 | 7.54 | OH | AC | 161 | 161 | 999 | Aluminium | Single | 1 | 1 | Steel Tower
18642 | Tennessee Valley Authority | 576 | John Sevier Steam | Cherokee Hydro | 100 | 35.47 | OH | AC | 161 | 161 | 999 | Aluminium | Single | 1 | 1 | Wood Frame
18642 | Tennessee Valley Authority | 577 | John Sevier Steam | Cherokee Hydro | 100 | 2.13 | OH | AC | 161 | 161 | 999 | Aluminum | Single | 1 | 1 | Steel Tower
18642 | Tennessee Valley Authority | 578 | John Sevierr Steam | Morristown | 100 | 22.49 | OH | AC | 161 | 161 | 1000 | Aluminium, Copper | Single | 1 | 1 | Steel Tower
18642 | Tennessee Valley Authority | 579 | John Sevier Steam - Morlristow | Tap To Mooresburg | 100 | 0.99 | OH | AC | 161 | 161 | 999 | Aluminium | Single | 1 | 1 | Steel Pole
18642 | Tennessee Valley Authority | 580 | Morristown | Volunteer | 100 | 42.66 | OH | AC | 161 | 161 | 1000 | Aluminium, Copper | Single | 1 | 1 | Steel Tower
18642 | Tennessee Valley Authority | 581 | Volunteer | Knox | 100 | 8.38 | OH | AC | 161 | 161 | 1000 | Aluminium | Single | 1 | 1 | Steel Tower
18642 | Tennessee Valley Authority | 582 | John Sevier Steam | Knox | 100 | 58.77 | OH | AC | 161 | 161 | 1000 | Aluminium | Single | 1 | 1 | Steel Tower
18642 | Tennessee Valley Authority | 583 | Knox | North Knoxville | 100 | 9.43 | OH | AC | 161 | 161 | 1000 | Aluminium | Single | 1 | 1 | Steel Tower
18642 | Tennessee Valley Authority | 584 | North Knoxville | Lonsdale No.2 | 100 | 13.32 | OH | AC | 161 | 161 | 1000 | Aluminium | Single | 1 | 1 | Steel Tower
18642 | Tennessee Valley Authority | 585 | North Knoxville-Lonsdale No.2 | Loop To KUB West Hill | 100 | 0.54 | OH | AC | 161 | 161 | 999 | Aluminium | Single | 1 | 1 | Steel Pole
18642 | Tennessee Valley Authority | 586 | John Sevier Steam | Volunteer | 100 | 52.15 | OH | AC | 161 | 161 | 1000 | Aluminium | Single | 1 | 1 | Wood Frame
18642 | Tennessee Valley Authority | 587 | John Sevier Steam | Volunteer | 100 | 1.74 | OH | AC | 161 | 161 | 1000 | Aluminium | Single | 1 | 1 | Steel Tower
18642 | Tennessee Valley Authority | 588 | Volunteer | North Knoxville | 100 | 12 | OH | AC | 161 | 161 | 1000 | Aluminium | Single | 1 | 1 | Wood Frame
18642 | Tennessee Valley Authority | 589 | Volunteer | North Knoxville | 100 | 0.65 | OH | AC | 161 | 161 | 1000 | Aluminium | Single | 1 | 1 | Steel Tower
18642 | Tennessee Valley Authority | 590 | North Knoxville | Bull Run Steam, No.2 | 100 | 10.8 | OH | AC | 161 | 161 | 1000 | Aluminium | Single | 1 | 1 | Wood Frame
18642 | Tennessee Valley Authority | 591 | North Knoxville | Bull Run Steam, No.2 | 100 | 2.65 | OH | AC | 161 | 161 | 1000 | Aluminium | Single | 1 | 1 | Steel Tower
18642 | Tennessee Valley Authority | 592 | Bull Run Steam | Elza | 100 | 4.93 | OH | AC | 161 | 161 | 1000 | Aluminium | Single | 1 | 1 | Wood Frame
18642 | Tennessee Valley Authority | 593 | Bull Run Steam | Elza | 100 | 2.08 | OH | AC | 161 | 161 | 1000 | Aluminium | Single | 1 | 1 | Steel Tower
18642 | Tennessee Valley Authority | 594 | West Point | Columbus | 100 | 20.39 | OH | AC | 161 | 161 | 399 | Aluminium | Single | 1 | 1 | Wood Frame
18642 | Tennessee Valley Authority | 595 | Apalachia Power House | East cleveland | 100 | 22.61 | OH | AC | 161 | 161 | 999 | Aluminium | Single | 1 | 1 | Steel Tower
18642 | Tennessee Valley Authority | 596 | East Cleveland | Catoosa | 100 | 28.42 | OH | AC | 161 | 161 | 999 | Aluminium | Single | 1 | 1 | Steel Tower
18642 | Tennessee Valley Authority | 597 | East Cleveland - Catoosa | Tap To Sugar Grove | 100 | 2.02 | OH | AC | 161 | 161 | 999 | Aluminium | Single | 1 | 1 | Steel Pole
18642 | Tennessee Valley Authority | 598 | Catoosa | Oglethorpe | 100 | 5.81 | OH | AC | 161 | 161 | 999 | Aluminium | Single | 1 | 1 | Steel Tower
18642 | Tennessee Valley Authority | 599 | Gallatin Steam | Murfreesboro | 100 | 38.11 | OH | AC | 161 | 161 | 999 | Aluminium | Single | 1 | 1 | Steel Tower
18642 | Tennessee Valley Authority | 600 | Gallatin Steam | Lebanon District, No.1 | 100 | 12.68 | OH | AC | 161 | 161 | 999 | Aluminium | Single | 1 | 1 | Steel Tower
18642 | Tennessee Valley Authority | 601 | Gallatin - Lebanon | Tap To South Lebanon | 100 | 1.66 | OH | AC | 161 | 161 | 999 | Aluminium | Single | 1 | 1 | Steel Pole
18642 | Tennessee Valley Authority | 602 | Tap to Lebanon Ind. Park | (Sectionl A) | 100 | 1.59 | OH | AC | 161 | 161 | 999 | Aluminium | Single | 1 | 1 | Wood Pole
18642 | Tennessee Valley Authority | 603 | Wilson | N.E.S. (Canel Ridge) | 100 | 18.33 | OH | AC | 161 | 161 | 1000 | Aluminium | Single | 1 | 1 | Steel Tower
18642 | Tennessee Valley Authority | 604 | N.E.S. (Cane Ridge) | Radnor | 100 | 6.88 | OH | AC | 161 | 161 | 1000 | Aluminium | Single | 1 | 1 | Steel Tower
18642 | Tennessee Valley Authority | 605 | Johnsonville Steam | Milan | 100 | 34.66 | OH | AC | 161 | 161 | 999 | Aluminium | Single | 1 | 1 | Wood Frame
18642 | Tennessee Valley Authority | 606 | Johnsonville Steam | Milan | 100 | 16.51 | OH | AC | 161 | 161 | 999 | Aluminium | Single | 1 | 1 | Steel Tower
18642 | Tennessee Valley Authority | 607 | Milan | Alamo | 100 | 20.81 | OH | AC | 161 | 161 | 999 | Aluminium | Single | 1 | 1 | Wood Frame
18642 | Tennessee Valley Authority | 608 | Milan | Alamo | 100 | 2.88 | OH | AC | 161 | 161 | 999 | Aluminium | Single | 1 | 1 | Steel Tower
18642 | Tennessee Valley Authority | 609 | Alamo | Covington | 100 | 35.49 | OH | AC | 161 | 161 | 999 | Aluminium | Single | 1 | 1 | Wood Frame
18642 | Tennessee Valley Authority | 610 | Alamo | Covington | 100 | 1.5 | OH | AC | 161 | 161 | 999 | Aluminium | Single | 1 | 1 | Steel Tower
18642 | Tennessee Valley Authority | 611 | Alamo - Covington | Loop to brownsville Sw Sta | 100 | 11.69 | OH | AC | 161 | 161 | 999 | Aluminium | Single | 1 | 1 | Steel Tower
18642 | Tennessee Valley Authority | 612 | Tap to Huntingdon | (Section A) | 100 | 7.74 | OH | AC | 161 | 161 | 999 | Aluminium | Single | 1 | 1 | Steel Tower
18642 | Tennessee Valley Authority | 613 | Tap to Brownsville | (Section C) | 100 | 9.34 | OH | AC | 161 | 161 | 999 | Aluminium | Single | 1 | 1 | Wood Pole
18642 | Tennessee Valley Authority | 614 | Tap to Shell Pipeline Co | (Section C) | 100 | 6.35 | OH | AC | 161 | 161 | 999 | Aluminium | Single | 1 | 1 | Wood Frame
18642 | Tennessee Valley Authority | 615 | Tap to Shell Pipeline Co | (Section C) | 100 | 0.16 | OH | AC | 161 | 161 | 999 | Aluminium | Single | 1 | 1 | Wood Pole
18642 | Tennessee Valley Authority | 616 | Widows Creek Steam | Goose Pond | 100 | 35.86 | OH | AC | 161 | 161 | 1000 | Aluminium | Single | 1 | 1 | Steel Tower
18642 | Tennessee Valley Authority | 617 | Widows Creek - Goose Pond | Tap to Stevenson | 100 | 3.6 | OH | AC | 161 | 161 | 999 | Aluminium | Single | 2 | 2 | Steel Pole
18642 | Tennessee Valley Authority | 618 | Goose Pond | Madison | 100 | 46.31 | OH | AC | 161 | 161 | 1000 | Aluminium | Single | 1 | 1 | Steel Tower
18642 | Tennessee Valley Authority | 619 | Madison - Goose Pond | Loop To Akzo | 100 | 2.1 | OH | AC | 161 | 161 | 999 | Aluminium | Single | 2 | 2 | Steel Pole
18642 | Tennessee Valley Authority | 620 | Madison | Farley | 100 | 15.42 | OH | AC | 161 | 161 | 1000 | Aluminium | Single | 1 | 1 | Steel Tower
18642 | Tennessee Valley Authority | 621 | Tap to Mead | (Section A) | 100 | 0.21 | OH | AC | 161 | 161 | 1000 | Aluminium | Single | 1 | 1 | Wood Frame
18642 | Tennessee Valley Authority | 622 | Tap to Mead | (Section A) | 100 | 0.34 | OH | AC | 161 | 161 | 399 | Aluminium | Single | 1 | 1 | Steel Pole
18642 | Tennessee Valley Authority | 623 | Tap to Lim Rock | (Section B) | 100 | 4.06 | OH | AC | 161 | 161 | 1000 | Aluminium | Single | 1 | 1 | Wood Frame
18642 | Tennessee Valley Authority | 624 | Tap to Lim Rock | (Section B) | 100 | 3.23 | OH | AC | 161 | 161 | 1000 | Aluminium | Single | 1 | 1 | Wood Pole
18642 | Tennessee Valley Authority | 625 | Great Falls Hydro | McMinnville | 100 | 14.2 | OH | AC | 161 | 161 | 999 | Aluminium | Single | 1 | 1 | Wood Frame
18642 | Tennessee Valley Authority | 626 | Great Falls Hydro | McMinnville | 100 | 0.24 | OH | AC | 161 | 161 | 999 | Aluminium | Single | 1 | 1 | Steel Tower
18642 | Tennessee Valley Authority | 627 | Tap to East McMinnville | (Section A) | 100 | 2.7 | OH | AC | 161 | 161 | 999 | Aluminium | Single | 1 | 1 | Wood Pole
18642 | Tennessee Valley Authority | 628 | Gallatin Steam | Cordell Hull Hydro | 100 | 26.95 | OH | AC | 161 | 161 | 999 | Aluminium, Copper | Single | 1 | 1 | Steel Tower
18642 | Tennessee Valley Authority | 629 | Cordell Hull Hydro | West Cookeville | 100 | 27.23 | OH | AC | 161 | 161 | 999 | Aluminium, Copper | Single | 1 | 1 | Steel Tower
18642 | Tennessee Valley Authority | 630 | Cordell Hull - West Cookeville | Loop To Baxter | 100 | 0.44 | OH | AC | 161 | 161 | 999 | Aluminium | Single | 1 | 1 | Steel Pole
18642 | Tennessee Valley Authority | 631 | West Cookeville | Str. 215 (Crossville) | 100 | 36.51 | OH | AC | 161 | 161 | 999 | Aluminium, Copper | Single | 1 | 1 | Steel Tower
18642 | Tennessee Valley Authority | 632 | Str. 215 (Crossville) | Rockwood | 100 | 19.34 | OH | AC | 161 | 161 | 999 | Aluminium, Copper | Single | 1 | 1 | Steel Tower
18642 | Tennessee Valley Authority | 633 | Tap to Double Springs | (Section B) | 100 | 0.02 | OH | AC | 161 | 161 | 999 | Aluminium, Copper | Single | 1 | 1 | Steel Tower
18642 | Tennessee Valley Authority | 634 | Tap to Fredonia | (Section C) | 100 | 0.01 | OH | AC | 161 | 161 | 999 | Aluminium | Single | 1 | 1 | Steel Pole
18642 | Tennessee Valley Authority | 635 | Colbert Steam | Reynolds | 100 | 23.76 | OH | AC | 161 | 161 | 999 | Aluminium | Single | 1 | 1 | Steel Tower
18642 | Tennessee Valley Authority | 636 | Reynolds Sw. Sta. | lReynolds Alloys | 100 | 0.15 | OH | AC | 161 | 161 | 999 | Aluminium | Single | 1 | 1 | Wood Frame
18642 | Tennessee Valley Authority | 637 | Reynolds Sw. Sta. | Reynolds Alloys | 100 | 0.39 | OH | AC | 161 | 161 | 999 | Aluminium | Single | 1 | 1 | Steel Tower
18642 | Tennessee Valley Authority | 638 | Reynolds Sw. Sta. | Bank No.6 | 100 | 0.33 | OH | AC | 161 | 161 | 999 | Aluminium | Single | 1 | 1 | Wood Pole
18642 | Tennessee Valley Authority | 639 | John Sevier Steam | White Pine | 100 | 57.43 | OH | AC | 161 | 161 | 1000 | Aluminium | Single | 1 | 1 | Steel Tower
18642 | Tennessee Valley Authority | 640 | White Pine | Alcoa Sw. Sta. | 100 | 107.08 | OH | AC | 161 | 161 | 1000 | Aluminium | Single | 1 | 1 | Steel Tower
18642 | Tennessee Valley Authority | 641 | White Pine - Alcoa Sw. Sta. | Loop into Dumplin Valley | 100 | 0.13 | OH | AC | 161 | 161 | 999 | Aluminium | Single | 1 | 1 | Steel Tower
18642 | Tennessee Valley Authority | 642 | Ocoee Hydro, No.3 | Basin | 100 | 8.33 | OH | AC | 161 | 161 | 599 | Aluminium | Single | 1 | 1 | Wood Frame
18642 | Tennessee Valley Authority | 643 | Str. 4 (Johnsonville St) | Paris No.1 | 100 | 31.82 | OH | AC | 161 | 161 | 1000 | Aluminium | Single | 1 | 1 | Steel Tower
18642 | Tennessee Valley Authority | 644 | Paris | Mayfield, No.1 | 100 | 31.72 | OH | AC | 161 | 161 | 1000 | Aluminium | Single | 1 | 1 | Steel Tower
18642 | Tennessee Valley Authority | 645 | Johnsonville Steam | Str. 143 (Paris)l No.2 | 100 | 32.26 | OH | AC | 161 | 161 | 1000 | Aluminium | Single | 1 | 1 | Steel Tower
18642 | Tennessee Valley Authority | 646 | Johnsonville Steam-ParisNo 1&2 | Tap To Big Sandy | 100 | 11.3 | OH | AC | 161 | 161 | 999 | Aluminium | Single | 1 | 1 | Steel Pole
18642 | Tennessee Valley Authority | 647 | Str. 1(Paris) | Str. 132 (Mayfield) No.2 | 100 | 31.63 | OH | AC | 161 | 161 | 1000 | Aluminium | Single | 1 | 1 | Steel Tower
18642 | Tennessee Valley Authority | 648 | Murfreesboro | East Murfreesboro | 100 | 3.05 | OH | AC | 161 | 161 | 999 | Aluminium | Single | 1 | 1 | Steel Tower
18642 | Tennessee Valley Authority | 649 | East Murfreesboro | Wartrace | 100 | 23.79 | OH | AC | 161 | 161 | 999 | Aluminium | Single | 1 | 1 | Steel Tower
18642 | Tennessee Valley Authority | 650 | East Murfreesboro - Wartrace | Loop To Christiana | 100 | 8.32 | OH | AC | 161 | 161 | 999 | Aluminium | Single | 1 | 1 | Steel Pole
18642 | Tennessee Valley Authority | 651 | Franklin | Wartrace | 100 | 19.18 | OH | AC | 161 | 161 | 1000 | Aluminium | Single | 1 | 1 | Steel Tower
18642 | Tennessee Valley Authority | 652 | Tap to North Tullahoma | (Section C) | 100 | 17.34 | OH | AC | 161 | 161 | 1000 | Aluminium | Single | 1 | 1 | Steel Tower
18642 | Tennessee Valley Authority | 653 | Franklin | AEDC | 100 | 7.66 | OH | AC | 161 | 161 | 1000 | Aluminium | Single | 1 | 1 | Steel Tower
18642 | Tennessee Valley Authority | 654 | Gallatin Steam | North Nashville No.2 | 100 | 0.4 | OH | AC | 161 | 161 | 1000 | Aluminium | Single | 1 | 1 | Steel Pole
18642 | Tennessee Valley Authority | 655 | Gallatin Steam | North Nashville No.2 | 100 | 21.92 | OH | AC | 161 | 161 | 1000 | Aluminium | Single | 1 | 1 | Steel Tower
18642 | Tennessee Valley Authority | 656 | Gallatin - North Nashville | Tap To Ocana | 100 | 1.93 | OH | AC | 161 | 161 | 999 | Aluminium | Single | 1 | 1 | Steel Pole
18642 | Tennessee Valley Authority | 657 | Gallatin - North Nashville | Tap To Gallatin ED's West S. | 100 | 0.19 | OH | AC | 161 | 161 | 1000 | Aluminium | Single | 1 | 1 | Steel Pole
18642 | Tennessee Valley Authority | 658 | Gallatin Steam | Gallatin, No.1 | 100 | 5.41 | OH | AC | 161 | 161 | 1000 | Aluminium | Single | 1 | 1 | Steel Tower
18642 | Tennessee Valley Authority | 659 | Gallatin | Wilson, No.1 | 100 | 17.34 | OH | AC | 161 | 161 | 1000 | Aluminium | Single | 1 | 1 | Steel Tower
18642 | Tennessee Valley Authority | 660 | Wilson | North Nashville No.1 | 100 | 0.4 | OH | AC | 161 | 161 | 1000 | Aluminium | Single | 1 | 1 | Steel Pole
18642 | Tennessee Valley Authority | 661 | Wilson | North Nashville No.1 | 100 | 24.67 | OH | AC | 161 | 161 | 1000 | Aluminium | Single | 1 | 1 | Steel Tower
18642 | Tennessee Valley Authority | 662 | Wilson - North Nashville | Tap to Middle TN EMC(Lakeview) | 100 | 8.8 | OH | AC | 161 | 161 | 999 | Aluminium | Single | 1 | 1 | Steel Pole
18642 | Tennessee Valley Authority | 663 | North Nashville | Str.28 (W Nash No.1&2) | 100 | 16.4 | OH | AC | 161 | 161 | 1000 | Aluminium | Single | 1 | 1 | Steel Tower
18642 | Tennessee Valley Authority | 664 | North Nashville | Str.28 (W Nash, No 1&2) | 100 | 0.04 | OH | AC | 161 | 161 | 1000 | Aluminium | Single | 1 | 1 | Steel Pole
18642 | Tennessee Valley Authority | 665 | Str 24A (N Nashville) | West Nashville No 1&2 | 100 | 9.14 | OH | AC | 161 | 161 | 1000 | Aluminium | Single | 1 | 1 | Steel Tower
18642 | Tennessee Valley Authority | 666 | Tap-Hendersonville Sw St | (Section A) | 100 | 0.68 | OH | AC | 161 | 161 | 1000 | Aluminium | Single | 1 | 1 | Wood Pole
18642 | Tennessee Valley Authority | 667 | Gallaltin Steam | Str.173 (Center Hill) | 100 | 42.53 | OH | AC | 161 | 161 | 1000 | Aluminium | Single | 1 | 1 | Steel Tower
18642 | Tennessee Valley Authority | 668 | Str.2 (Center Hill) | West Cookeville | 100 | 18.24 | OH | AC | 161 | 161 | 1000 | Aluminium | Single | 1 | 1 | Steel Tower
18642 | Tennessee Valley Authority | 669 | Str 72 (W.Cookeville) | Crossville | 100 | 37.61 | OH | AC | 161 | 161 | 1000 | Aluminium | Single | 1 | 1 | Steel Tower
18642 | Tennessee Valley Authority | 670 | Crossville | Rockwood | 100 | 21.94 | OH | AC | 161 | 161 | 1000 | Aluminium | Single | 1 | 1 | Steel Tower
18642 | Tennessee Valley Authority | 671 | Cordelll Hull Hydro | Carthage | 100 | 1.51 | OH | AC | 161 | 161 | 1000 | Aluminium | Single | 1 | 1 | Wood Frame
18642 | Tennessee Valley Authority | 672 | Cordell Hull Hydro | Carthage | 100 | 0.37 | OH | AC | 161 | 161 | 1000 | Aluminium | Single | 1 | 1 | Steel Tower
18642 | Tennessee Valley Authority | 673 | Tap to Volunteer's Monterey | (Section C) | 100 | 0.03 | OH | AC | 161 | 161 | 999 | Aluminium | Single | 1 | 1 | Steel Pole
18642 | Tennessee Valley Authority | 674 | Johnsonville | Monsanto No.2 | 100 | 1.68 | OH | AC | 161 | 161 | 999 | Aluminium | Single | 1 | 1 | Wood Frame
18642 | Tennessee Valley Authority | 675 | Johnsonville Steam | Monsanto No 2 | 100 | 56.49 | OH | AC | 161 | 161 | 999 | Aluminium | Single | 1 | 1 | Steel Tower
18642 | Tennessee Valley Authority | 676 | Str 1 (Widows Creek St) | Raccoon Mountain Hydro | 100 | 25.82 | OH | AC | 161 | 161 | 999 | Aluminium | Single | 1 | 1 | Steel Tower
18642 | Tennessee Valley Authority | 677 | Str 1 (Widows Creek St) | Raccoon Mountain Hydro | 100 | 0.44 | OH | AC | 161 | 161 | 999 | Aluminium | Single | 1 | 1 | Steel Pole
18642 | Tennessee Valley Authority | 678 | Raccoon Mountain Hydro | Str 17 (Moccasin) | 100 | 2.83 | OH | AC | 161 | 161 | 999 | Aluminium | Single | 1 | 1 | Steel Tower
18642 | Tennessee Valley Authority | 679 | Raccoon Mountain Hydro | Str 17 (Moccasin) | 100 | 0.44 | OH | AC | 161 | 161 | 999 | Aluminium | Single | 1 | 1 | Steel Pole
18642 | Tennessee Valley Authority | 680 | Moccasin | Chickamauga Hydro | 100 | 8.27 | OH | AC | 161 | 161 | 999 | Aluminium | Single | 1 | 1 | Steel Tower
18642 | Tennessee Valley Authority | 681 | Widows Creek Steam | Oglethorpe No 2 | 100 | 30.56 | OH | AC | 161 | 161 | 999 | Aluminium | Single | 1 | 1 | Steel Tower
18642 | Tennessee Valley Authority | 682 | Widows Creek Steam | Str 101 (Raccoon Mtn) | 100 | 25.03 | OH | AC | 161 | 161 | 1000 | Aluminium | Single | 1 | 1 | Steel Tower
18642 | Tennessee Valley Authority | 683 | Str 5 (Raccoon Mtn) | Moccasin | 100 | 3.17 | OH | AC | 161 | 161 | 1000 | Aluminium | Single | 1 | 1 | Steel Tower
18642 | Tennessee Valley Authority | 684 | Johnsonville Steam | Mount Pleasant No 2 | 100 | 61.29 | OH | AC | 161 | 161 | 999 | Aluminium | Single | 1 | 1 | Steel Tower
18642 | Tennessee Valley Authority | 685 | Tap to Only | (Section A) | 100 | 0.17 | OH | AC | 161 | 161 | 999 | Aluminium | Single | 1 | 1 | Wood Pole
18642 | Tennessee Valley Authority | 686 | Johnsonville Steam | Lawrenceburg | 100 | 68.02 | OH | AC | 161 | 161 | 999 | Aluminium | Single | 1 | 1 | Steel Tower
18642 | Tennessee Valley Authority | 687 | Johnsonville - Lawrenceburg | Tap to Lobelville | 100 | 4.39 | OH | AC | 161 | 161 | 999 | Aluminium | Single | 1 | 1 | Steel Pole
18642 | Tennessee Valley Authority | 688 | Colbert Steam | East Columbus | 100 | 94.97 | OH | AC | 161 | 161 | 999 | Aluminium | Single | 1 | 1 | Steel Tower
18642 | Tennessee Valley Authority | 689 | East Columbus | Columbus | 100 | 4.84 | OH | AC | 161 | 161 | 999 | Aluminium | Single | 1 | 1 | Steel Tower
18642 | Tennessee Valley Authority | 690 | Colbert Steam | Mount Hope (Future) | 100 | 33.74 | OH | AC | 161 | 161 | 999 | Aluminium | Single | 1 | 1 | Steel Tower
18642 | Tennessee Valley Authority | 691 | Mount Hope (Future) | Cullman | 100 | 38.48 | OH | AC | 161 | 161 | 999 | Aluminium | Single | 1 | 1 | Steel Tower
18642 | Tennessee Valley Authority | 692 | Mount Hope - Cullman | Tap To Addison | 100 | 9.34 | OH | AC | 161 | 161 | 999 | Aluminium | Single | 1 | 1 | Steel Pole
18642 | Tennessee Valley Authority | 693 | Tap to Moulton | (Section B) | 100 | 7.3 | OH | AC | 161 | 161 | 999 | Aluminium | Single | 1 | 1 | Wood Pole
18642 | Tennessee Valley Authority | 694 | Paradise Steam | Hopkinsville No 2 | 100 | 38.56 | OH | AC | 161 | 161 | 1000 | Aluminium | Single | 1 | 1 | Steel Tower
18642 | Tennessee Valley Authority | 695 | Paradise Steam | Hopkinsville No 1 | 100 | 38.64 | OH | AC | 161 | 161 | 1000 | Aluminium | Single | 1 | 1 | Steel Tower
18642 | Tennessee Valley Authority | 696 | Paradise Steam | Springfield | 100 | 55.34 | OH | AC | 161 | 161 | 1000 | Aluminium | Single | 1 | 1 | Steel Tower
18642 | Tennessee Valley Authority | 697 | Springfield | North Nashville | 100 | 17.3 | OH | AC | 161 | 161 | 1000 | Aluminium | Single | 1 | 1 | Steel Tower
18642 | Tennessee Valley Authority | 698 | Loop to Anaconda | (Section A) | 100 | 1.66 | OH | AC | 161 | 161 | 1000 | Aluminium | Single | 1 | 1 | Steel Pole
18642 | Tennessee Valley Authority | 699 | Paradise Steam | North Nashville, No 1 | 100 | 70.99 | OH | AC | 161 | 161 | 1000 | Aluminium | Single | 1 | 1 | Steel Tower
18642 | Tennessee Valley Authority | 700 | Boone Hydro | Sullivan | 100 | 0.02 | OH | AC | 161 | 161 | 1000 | Aluminium | Single | 1 | 1 | Wood Frame
18642 | Tennessee Valley Authority | 701 | Boone Hydro | Sullivan | 100 | 12.53 | OH | AC | 161 | 161 | 1000 | Aluminium | Single | 1 | 1 | Steel Tower
18642 | Tennessee Valley Authority | 702 | Sullivlan | Bluff City No.1 | 100 | 7.81 | OH | AC | 161 | 161 | 1000 | Aluminium | Single | 1 | 1 | Steel Tower
18642 | Tennessee Valley Authority | 703 | Paradise Steam | Str A34 (Bowling Green) | 100 | 34.53 | OH | AC | 161 | 161 | 1000 | Aluminium | Single | 1 | 1 | Steel Tower
18642 | Tennessee Valley Authority | 704 | Str A23 (Bowling Green) | East Bowling Green | 100 | 6.01 | OH | AC | 161 | 161 | 1000 | Aluminium | Single | 1 | 1 | Steel Tower
18642 | Tennessee Valley Authority | 705 | Tap to Aberdeen | (Section A) | 100 | 3.3 | OH | AC | 161 | 161 | 1000 | Aluminium | Single | 1 | 1 | Wood Frame
18642 | Tennessee Valley Authority | 706 | Tap to Aberdeen | (Section A) | 100 | 5.5 | OH | AC | 161 | 161 | 1000 | Aluminium | Single | 1 | 1 | Wood Pole
18642 | Tennessee Valley Authority | 707 | Tap to Aberdeen | (Section A) | 100 | 0.62 | OH | AC | 161 | 161 | 1000 | Aluminium | Single | 1 | 1 | Steel Tower
18642 | Tennessee Valley Authority | 708 | Paradise Steam | Bowling Green No 2 | 100 | 35.11 | OH | AC | 161 | 161 | 1000 | Aluminium | Single | 1 | 1 | Steel Tower
18642 | Tennessee Valley Authority | 709 | Paradise Steam | Clarksville | 100 | 56.57 | OH | AC | 161 | 161 | 1000 | Aluminium | Single | 1 | 1 | Steel Tower
18642 | Tennessee Valley Authority | 710 | Ardmore | Athens No 2 | 100 | 10.18 | OH | AC | 161 | 161 | 999 | Aluminium | Single | 1 | 1 | Wood Frame
18642 | Tennessee Valley Authority | 711 | Ardmore | Athens No 2 | 100 | 0.08 | OH | AC | 161 | 161 | 999 | Aluminium | Single | 1 | 1 | Steel Tower
18642 | Tennessee Valley Authority | 712 | Widows Creek Steam | Raccoon Mountain Hydro | 100 | 26.95 | OH | AC | 161 | 161 | 1000 | Aluminium | Single | 1 | 1 | Steel Tower
18642 | Tennessee Valley Authority | 713 | Moccasin | Falling Water Sw. St | 100 | 14.75 | OH | AC | 161 | 161 | 1000 | Aluminium | Single | 1 | 1 | Steel Tower
18642 | Tennessee Valley Authority | 714 | Falling Water Sw. St. | Sequoyah Nuclear | 100 | 7.7 | OH | AC | 161 | 161 | 1000 | Aluminium | Single | 1 | 1 | Steel Tower
18642 | Tennessee Valley Authority | 715 | Tap to Beaulieu No 2 | Reece Ferry Tap (TL-16) | 100 | 1.66 | OH | AC | 161 | 161 | 399 | Aluminium | Single | 1 | 1 | Steel Pole
18642 | Tennessee Valley Authority | 716 | Sequoyah Nuclear | Charleston No 1 | 100 | 20.82 | OH | AC | 161 | 161 | 1000 | Aluminium | Single | 1 | 1 | Steel Tower
18642 | Tennessee Valley Authority | 717 | Sequoyah Nuclear | Charleston No 2 | 100 | 20.82 | OH | AC | 161 | 161 | 1000 | Aluminium | Single | 1 | 1 | Steel Tower
18642 | Tennessee Valley Authority | 718 | Tap to Harrison Bay | (Section A) | 100 | 0.15 | OH | AC | 161 | 161 | 999 | Aluminium | Single | 1 | 1 | Wood Pole
18642 | Tennessee Valley Authority | 719 | Widows Creek Steam | Oglethorpe No 3 | 100 | 30.47 | OH | AC | 161 | 161 | 999 | Aluminium | Single | 1 | 1 | Steel Tower
18642 | Tennessee Valley Authority | 720 | Tupelo | New Albany | 100 | 23.13 | OH | AC | 161 | 161 | 999 | Aluminium | Single | 1 | 1 | Wood Frame
18642 | Tennessee Valley Authority | 721 | Tupelo | New Albany | 100 | 0.37 | OH | AC | 161 | 161 | 999 | Aluminium | Single | 1 | 1 | Steel Tower
18642 | Tennessee Valley Authority | 722 | New Albany | Holly Springs | 100 | 32.65 | OH | AC | 161 | 161 | 999 | Aluminium | Single | 1 | 1 | Wood Frame
18642 | Tennessee Valley Authority | 723 | New Albany | Holly Springs | 100 | 0.26 | OH | AC | 161 | 161 | 999 | Aluminium | Single | 1 | 1 | Steel Tower
18642 | Tennessee Valley Authority | 724 | New Albany - Holly Springs | Loop into Hickory Flat | 100 | 1.4 | OH | AC | 161 | 161 | 999 | Aluminium | Single | 1 | 1 | Steel Pole
18642 | Tennessee Valley Authority | 725 | Loop to Union | (Section A) | 100 | 0.02 | OH | AC | 161 | 161 | 999 | Aluminium | Single | 1 | 1 | Wood Frame
18642 | Tennessee Valley Authority | 726 | Loop to Union | (Section A) | 100 | 3.44 | OH | AC | 161 | 161 | 999 | Aluminium | Single | 1 | 1 | Steel Tower
18642 | Tennessee Valley Authority | 727 | Tap to N.W. New Albany | (Section B) | 100 | 1.18 | OH | AC | 161 | 161 | 999 | Aluminium | Single | 1 | 1 | Wood Pole
18642 | Tennessee Valley Authority | 728 | Hiwassee Hydro | Murphy No 1 | 100 | 10.42 | OH | AC | 161 | 161 | 999 | Aluminium | Single | 1 | 1 | Wood Frame
18642 | Tennessee Valley Authority | 729 | Mayfield | Murray | 100 | 17.83 | OH | AC | 161 | 161 | 1000 | Aluminium | Single | 1 | 1 | Steel Tower
18642 | Tennessee Valley Authority | 730 | Colbert Steam | Fulton | 100 | 48.26 | OH | AC | 161 | 161 | 999 | Aluminium | Single | 1 | 1 | Steel Tower
18642 | Tennessee Valley Authority | 731 | Fulton | Tupelo | 100 | 18.23 | OH | AC | 161 | 161 | 999 | Aluminium | Single | 1 | 1 | Steel Tower
18642 | Tennessee Valley Authority | 732 | Tap to Red Bay | (Section A) | 100 | 0.05 | OH | AC | 161 | 161 | 999 | Aluminium | Single | 1 | 1 | Steel Tower
18642 | Tennessee Valley Authority | 733 | South Calvert Sw St | Goodrich Chemical Co | 100 | 0.4 | OH | AC | 161 | 161 | 999 | Aluminium | Single | 1 | 1 | Wood Frame
18642 | Tennessee Valley Authority | 734 | Tap to B.F. Goodrich | (Section A) | 100 | 0.11 | OH | AC | 161 | 161 | 999 | Aluminium | Single | 1 | 1 | Wood Frame
18642 | Tennessee Valley Authority | 735 | John Sevier Steam | Tusculum, No.1 | 100 | 18.65 | OH | AC | 161 | 161 | 1000 | Aluminium | Single | 1 | 1 | Steel Tower
18642 | Tennessee Valley Authority | 736 | John Sevier Steam | Tusculum No.2 | 100 | 18.66 | OH | AC | 161 | 161 | 1000 | Aluminium | Single | 1 | 1 | Steel Tower
18642 | Tennessee Valley Authority | 737 | Tusculum | Northeast Jonson City | 100 | 28.88 | OH | AC | 161 | 161 | 1000 | Aluminium | Single | 1 | 1 | Steel Tower
18642 | Tennessee Valley Authority | 738 | Tusculum | N.E. Johnson City | 100 | 2.06 | OH | AC | 161 | 161 | 1000 | Aluminium | Single | 1 | 1 | Steel Pole
18642 | Tennessee Valley Authority | 739 | Northeast Johnson City | Sullivan | 100 | 11.51 | OH | AC | 161 | 161 | 1000 | Aluminium | Single | 1 | 1 | Steel Tower
18642 | Tennessee Valley Authority | 740 | Sullivlan | Bluff City | 100 | 7.85 | OH | AC | 161 | 161 | 1000 | Aluminium | Single | 1 | 1 | Steel Tower
18642 | Tennessee Valley Authority | 741 | (Section C) | w.Johnson City | 100 | 5.12 | OH | AC | 161 | 161 | 1000 | Aluminium | Single | 1 | 1 | Steel Pole
18642 | Tennessee Valley Authority | 742 | Great Falls Hydro | W. Sparta | 100 | 0.05 | OH | AC | 161 | 161 | 999 | Aluminium | Single | 1 | 1 | Wood Pole
18642 | Tennessee Valley Authority | 743 | Great Falls Hydro | W Sparta | 100 | 12.07 | OH | AC | 161 | 161 | 999 | Aluminium | Single | 1 | 1 | Wood Frame
18642 | Tennessee Valley Authority | 744 | Great Falls Hydro | W. Sparta | 100 | 0.03 | OH | AC | 161 | 161 | 999 | Aluminium | Single | 1 | 1 | Steel Tower
18642 | Tennessee Valley Authority | 745 | Pickwick Hydro | Savannah | 100 | 0.15 | OH | AC | 161 | 161 | 599 | Aluminium | Single | 1 | 1 | Steel Tower
18642 | Tennessee Valley Authority | 746 | Pickwick Hydro | Savannah | 100 | 10.49 | OH | AC | 161 | 161 | 599 | Aluminium | Single | 1 | 1 | Wood Frame
18642 | Tennessee Valley Authority | 747 | Pickwick Hydro | Savannah | 100 | 0.17 | OH | AC | 161 | 161 | 599 | Aluminium | Single | 1 | 1 | Wood Pole
18642 | Tennessee Valley Authority | 748 | Charleston | Athens, No. 1 | 100 | 18.47 | OH | AC | 161 | 161 | 999 | Aluminium | Single | 1 | 1 | Steel Tower
18642 | Tennessee Valley Authority | 749 | Charleston | Athens, No.2 | 100 | 18.37 | OH | AC | 161 | 161 | 999 | Aluminium | Single | 1 | 1 | Steel Tower
18642 | Tennessee Valley Authority | 750 | Charleston-Athens | Tap to Nippondenso | 100 | 1.09 | OH | AC | 161 | 161 | 999 | Aluminium | Single | 1 | 1 | Steel Pole
18642 | Tennessee Valley Authority | 751 | Tap to Lamontville Road | (Section A) | 100 | 0.07 | OH | AC | 161 | 161 | 999 | Aluminium | Single | 1 | 1 | Steel Pole
18642 | Tennessee Valley Authority | 752 | West Cookeville | Livingston | 100 | 17.23 | OH | AC | 161 | 161 | 999 | Aluminium | Single | 1 | 1 | Wood Frame
18642 | Tennessee Valley Authority | 753 | West Cookville | Livingston | 100 | 4.1 | OH | AC | 161 | 161 | 999 | Aluminium | Single | 1 | 1 | Steel Tower
18642 | Tennessee Valley Authority | 754 | Lonsdale | Bull Run Steam No.2 | 100 | 15.59 | OH | AC | 161 | 161 | 1000 | Aluminium | Single | 1 | 1 | Steel Tower
18642 | Tennessee Valley Authority | 755 | Bull Run Steam | North Knoxville, No.1 | 100 | 11.03 | OH | AC | 161 | 161 | 1000 | Aluminium | Single | 1 | 1 | Steel Tower
18642 | Tennessee Valley Authority | 756 | Trinity | Chemstrand No.2 | 100 | 3.59 | OH | AC | 161 | 161 | 999 | Aluminium | Single | 1 | 1 | Wood Pole
18642 | Tennessee Valley Authority | 757 | Madison | Huntsville No. 1 | 100 | 1.14 | OH | AC | 161 | 161 | 1000 | Aluminium | Single | 1 | 1 | Wood Frame
18642 | Tennessee Valley Authority | 758 | Madison | Huntsville No. 1 | 100 | 12.78 | OH | AC | 161 | 161 | 1000 | Aluminium | Single | 1 | 1 | Steel Tower
18642 | Tennessee Valley Authority | 759 | Cordova | Olive Branch | 100 | 14.39 | OH | AC | 161 | 161 | 999 | Aluminium | Single | 1 | 1 | Wood Pole
18642 | Tennessee Valley Authority | 760 | Cordova | Olive Branch | 100 | 0.18 | OH | AC | 161 | 161 | 999 | Aluminium | Single | 1 | 1 | Steel Pole
18642 | Tennessee Valley Authority | 761 | Cordova | Olive Branch | 100 | 20.01 | OH | AC | 161 | 161 | 999 | Aluminium | Single | 1 | 1 | Steel Tower
18642 | Tennessee Valley Authority | 762 | Holly Springs | Oxford | 100 | 31.46 | OH | AC | 161 | 161 | 999 | Aluminium | Single | 1 | 1 | Steel Tower
18642 | Tennessee Valley Authority | 763 | Holly Springs - Oxford | Tap To North Oxford | 100 | 1.13 | OH | AC | 161 | 161 | 999 | Aluminium | Single | 1 | 1 | Steel Pole
18642 | Tennessee Valley Authority | 764 | Tap to Miller | (Section G) | 100 | 0.08 | OH | AC | 161 | 161 | 999 | Aluminium | Single | 1 | 1 | Wood Pole
18642 | Tennessee Valley Authority | 765 | Tap to Collierville | (Section A) | 100 | 0.06 | OH | AC | 161 | 161 | 999 | Aluminium | Single | 1 | 1 | Wood Pole
18642 | Tennessee Valley Authority | 766 | Tap to Rossville, TN | (Section A) | 100 | 3.92 | OH | AC | 161 | 161 | 0 | Aluminium | Single | 1 | 1 | Wood Pole
18642 | Tennessee Valley Authority | 767 | Holly Springs | Olive Branch | 100 | 12.84 | OH | AC | 161 | 161 | 999 | Aluminium | Single | 1 | 1 | Wood Pole
18642 | Tennessee Valley Authority | 768 | Holly Springs | Olive Branch | 100 | 0.27 | OH | AC | 161 | 161 | 999 | Aluminium | Single | 1 | 1 | Steel Pole
18642 | Tennessee Valley Authority | 769 | Holly Springs | Olive Branch | 100 | 17.66 | OH | AC | 161 | 161 | 999 | Aluminium | Single | 1 | 1 | Steel Tower
18642 | Tennessee Valley Authority | 770 | Holly Springs - Olive Branch | Tap To Byhalia | 100 | 6.84 | OH | AC | 161 | 161 | 999 | Aluminium | Single | 1 | 1 | Steel Pole
18642 | Tennessee Valley Authority | 771 | Colbert Steam | Cherokee | 100 | 6.93 | OH | AC | 161 | 161 | 999 | Aluminium | Single | 1 | 1 | Wood Frame
18642 | Tennessee Valley Authority | 772 | Cherokee | Burnsville | 100 | 7.56 | OH | AC | 161 | 161 | 999 | Aluminium | Single | 1 | 1 | Wood Frame
18642 | Tennessee Valley Authority | 773 | Cherokee | Burnsville | 100 | 17.34 | OH | AC | 161 | 161 | 999 | Aluminium | Single | 1 | 1 | Wood Pole
18642 | Tennessee Valley Authority | 774 | Cherokee - Burnsville | Tap To luka | 100 | 0.02 | OH | AC | 161 | 161 | 999 | Aluminium | Single | 1 | 1 | Wood Pole
18642 | Tennessee Valley Authority | 775 | West Point | Starkville, No.2 | 100 | 11.63 | OH | AC | 161 | 161 | 999 | Aluminium | Single | 1 | 1 | Wood Frame
18642 | Tennessee Valley Authority | 776 | West Point | Starkville, No.2 | 100 | 2.61 | OH | AC | 161 | 161 | 999 | Aluminium | Single | 1 | 1 | Steel Tower
18642 | Tennessee Valley Authority | 777 | Starkville | Sturgis | 100 | 20.79 | OH | AC | 161 | 161 | 999 | Aluminium | Single | 1 | 1 | Wood Frame
18642 | Tennessee Valley Authority | 778 | Sturgis | Philadelphia | 100 | 40.38 | OH | AC | 161 | 161 | 999 | Aluminium | Single | 1 | 1 | Wood Frame
18642 | Tennessee Valley Authority | 779 | Sturgis | Philadelphia | 100 | 6.21 | OH | AC | 161 | 161 | 999 | Aluminium | Single | 1 | 1 | Steel Tower
18642 | Tennessee Valley Authority | 780 | Tap to Louisville Sw. Sta. | (Section C) | 100 | 5.5 | OH | AC | 161 | 161 | 999 | Aluminium | Single | 1 | 1 | Steel Tower
18642 | Tennessee Valley Authority | 781 | Louisville - Philadelphia | Tap To Noxapater | 100 | 3.27 | OH | AC | 161 | 161 | 999 | Aluminium | Single | 1 | 1 | Steel Pole
18642 | Tennessee Valley Authority | 782 | West Point | Aberdeen | 100 | 10.92 | OH | AC | 161 | 161 | 999 | Aluminium | Single | 1 | 1 | Wood Pole
18642 | Tennessee Valley Authority | 783 | West Point | Aberdeen | 100 | 0.06 | OH | AC | 161 | 161 | 999 | Aluminium | Single | 1 | 1 | Steel Pole
18642 | Tennessee Valley Authority | 784 | Tap to Hamilton | (Section F) | 100 | 0.62 | OH | AC | 161 | 161 | 999 | Aluminium | Single | 1 | 1 | Wood Frame
18642 | Tennessee Valley Authority | 785 | Tap to Hamilton | (Section F) | 100 | 7.81 | OH | AC | 161 | 161 | 999 | Aluminium | Single | 1 | 1 | Wood Pole
18642 | Tennessee Valley Authority | 786 | Tap to Hamilton | (Section F) | 100 | 0.23 | OH | AC | 161 | 161 | 999 | Aluminium | Single | 1 | 1 | Steel Tower
18642 | Tennessee Valley Authority | 787 | Tap to North Philadelphia | (Section C) | 100 | 2.73 | OH | AC | 161 | 161 | 999 | Aluminium | Single | 1 | 1 | Steel Pole
18642 | Tennessee Valley Authority | 788 | Philadelphia | Leake, No.2 | 100 | 7.53 | OH | AC | 161 | 161 | 999 | Aluminium | Single | 1 | 1 | Wood Frame
18642 | Tennessee Valley Authority | 789 | Philadelphia | Leake, No.2 | 100 | 15.41 | OH | AC | 161 | 161 | 999 | Aluminium | Single | 1 | 1 | Wood Pole
18642 | Tennessee Valley Authority | 790 | Philadelphia | Leake, No.2 | 100 | 1.11 | OH | AC | 161 | 161 | 999 | Aluminium | Single | 1 | 1 | Steel Tower
18642 | Tennessee Valley Authority | 791 | Philadelphia - Leake No 2 | Tap To Pearl River | 100 | 2.68 | OH | AC | 161 | 161 | 999 | Aluminium | Single | 1 | 1 | Steel Pole
18642 | Tennessee Valley Authority | 792 | Manchester | Wartrace | 100 | 20.36 | OH | AC | 161 | 161 | 999 | Aluminium | Single | 1 | 1 | Steel Tower
18642 | Tennessee Valley Authority | 793 | Shelby | Cordova | 100 | 0.87 | OH | AC | 161 | 161 | 999 | Aluminium | Single | 1 | 1 | Wood Pole
18642 | Tennessee Valley Authority | 794 | Shelby | Cordova | 100 | 22.98 | OH | AC | 161 | 161 | 999 | Aluminium | Single | 1 | 1 | Steel Tower
18642 | Tennessee Valley Authority | 795 | Nickajack Hydro | Jasper | 100 | 6.16 | OH | AC | 161 | 161 | 999 | Aluminium | Single | 1 | 1 | Steel Tower
18642 | Tennessee Valley Authority | 796 | Tap to Kimball Sw. Sta. | (Section A) | 100 | 2.83 | OH | AC | 161 | 161 | 999 | Aluminium | Single | 1 | 1 | Wood Pole
18642 | Tennessee Valley Authority | 797 | Tap to Kimball Sw. Sta. | (Section A) | 100 | 0.74 | OH | AC | 161 | 161 | 999 | Aluminium | Single | 1 | 1 | Steel Tower
18642 | Tennessee Valley Authority | 798 | Tap to Tennol | (Section B) | 100 | 2.25 | OH | AC | 161 | 161 | 999 | Aluminium | Single | 1 | 1 | Wood Pole
18642 | Tennessee Valley Authority | 799 | Kentucky Hydro | Calvert, No. 2 | 100 | 6.28 | OH | AC | 161 | 161 | 1000 | Aluminium | Single | 1 | 1 | Steel Tower
18642 | Tennessee Valley Authority | 800 | Bowling Green | Franklin | 100 | 19.35 | OH | AC | 161 | 161 | 1000 | Aluminium | Single | 1 | 1 | Wood Pole
18642 | Tennessee Valley Authority | 801 | Bowling Green | Franklin | 100 | 3.36 | OH | AC | 161 | 161 | 1000 | Aluminium | Single | 1 | 1 | Steel Tower
18642 | Tennessee Valley Authority | 802 | Memphis Junction | Franklin No.3 | 100 | 0.81 | OH | AC | 161 | 161 | 999 | Aluminium | Single | 1 | 1 | Steel Pole
18642 | Tennessee Valley Authority | 803 | Tap to S. Bowling Green | (Section A) | 100 | 0.05 | OH | AC | 161 | 161 | 1000 | Aluminium | Single | 1 | 1 | Wood Pole
18642 | Tennessee Valley Authority | 804 | Okolona | Calhoun City | 100 | 0.35 | OH | AC | 161 | 161 | 999 | Aluminium | Single | 1 | 1 | Wood Frame
18642 | Tennessee Valley Authority | 805 | Okolona | Calhoun City | 100 | 34.33 | OH | AC | 161 | 161 | 999 | Aluminium | Single | 1 | 1 | Wood Pole
18642 | Tennessee Valley Authority | 806 | Okolona | Calhoun City | 100 | 0.25 | OH | AC | 161 | 161 | 999 | Aluminium | Single | 1 | 1 | Steel Tower
18642 | Tennessee Valley Authority | 807 | Oglethorpe | Rock Spring | 100 | 10.98 | OH | AC | 161 | 161 | 1000 | Aluminium | Single | 1 | 1 | Steel Tower
18642 | Tennessee Valley Authority | 808 | Madison | North Huntsville | 100 | 8.67 | OH | AC | 161 | 161 | 1000 | Aluminium | Single | 1 | 1 | Steel Tower
18642 | Tennessee Valley Authority | 809 | Athens | Browns Ferry Nuclear | 100 | 14.31 | OH | AC | 161 | 161 | 999 | Aluminium | Single | 1 | 1 | Wood Pole
18642 | Tennessee Valley Authority | 810 | Lawrenceburg | Pulaski | 100 | 0.22 | OH | AC | 161 | 161 | 999 | Aluminium | Single | 1 | 1 | Wood Frame
18642 | Tennessee Valley Authority | 811 | Lawrenceburg | Pulaski | 100 | 20.16 | OH | AC | 161 | 161 | 999 | Aluminium | Single | 1 | 1 | Wood Pole
18642 | Tennessee Valley Authority | 812 | Lawrenceburg - Pulaski | Tap To Walter Anderson | 100 | 0.16 | OH | AC | 161 | 161 | 999 | Aluminium | Single | 1 | 1 | Steel pole
18642 | Tennessee Valley Authority | 813 | Johnsonville Steam | Trace Creek Sw. Sta. | 100 | 1.74 | OH | AC | 161 | 161 | 1000 | Aluminium | Single | 1 | 1 | Wood Pole
18642 | Tennessee Valley Authority | 814 | Johnsonville Steam | Trace Creek Sw. Sta. | 100 | 2.9 | OH | AC | 161 | 161 | 1000 | Aluminium | Single | 1 | 1 | Steel Tower
18642 | Tennessee Valley Authority | 815 | Paradise Steam | Big Rivers | 100 | 0.46 | OH | AC | 161 | 161 | 999 | Aluminium | Single | 1 | 1 | Steel Tower
18642 | Tennessee Valley Authority | 816 | Browns Ferry Nuclear | trinity | 100 | 3.09 | OH | AC | 161 | 161 | 1000 | Aluminium | Single | 1 | 1 | Wood Pole
18642 | Tennessee Valley Authority | 817 | Browns Ferry Nuclear | Trinity | 100 | 7.85 | OH | AC | 161 | 161 | 1000 | Aluminium | Single | 1 | 1 | Steel Tower
18642 | Tennessee Valley Authority | 818 | Mallard-Fox Creek | (Section A) | 100 | 0.16 | OH | AC | 161 | 161 | 999 | Aluminium | Single | 1 | 1 | Wood Frame
18642 | Tennessee Valley Authority | 819 | Douglas Hydro | Pigeon Forge #1 | 100 | 9.38 | OH | AC | 161 | 161 | 999 | Aluminium | Single | 1 | 1 | Wood Frame
18642 | Tennessee Valley Authority | 820 | Douglas Hydro | Pigeon Forge #1 | 100 | 4.94 | OH | AC | 161 | 161 | 999 | Aluminium | Single | 1 | 1 | Wood Pole
18642 | Tennessee Valley Authority | 821 | Tap to Gatlinburg | (Section A) | 100 | 0.17 | OH | AC | 161 | 161 | 999 | Aluminium | Single | 1 | 1 | Wood Pole
18642 | Tennessee Valley Authority | 822 | Tap to Gatlinburg | (Section A) | 100 | 5.82 | OH | AC | 161 | 161 | 999 | Aluminium | Single | 1 | 1 | Wood Frame
18642 | Tennessee Valley Authority | 823 | Tap to Gatlinburg | (Section A) | 100 | 0.19 | OH | AC | 161 | 161 | 999 | Aluminium | Single | 1 | 1 | Steel Tower
18642 | Tennessee Valley Authority | 824 | Sullivan | N.E. Johnson City | 100 | 8.65 | OH | AC | 161 | 161 | 1000 | Aluminium | Single | 1 | 1 | Steel Tower
18642 | Tennessee Valley Authority | 825 | Davidson | Radnor, No.1 | 100 | 18.77 | OH | AC | 161 | 161 | 1000 | Aluminium | Single | 1 | 1 | Steel Tower
18642 | Tennessee Valley Authority | 826 | Trinity | Cullman | 100 | 32.73 | OH | AC | 161 | 161 | 999 | Aluminium | Single | 1 | 1 | Steel Tower
18642 | Tennessee Valley Authority | 827 | Trinity - Cullman | Loop To Neel | 100 | 0.16 | OH | AC | 161 | 161 | 1000 | Aluminium | Single | 1 | 1 | Steel Pole
18642 | Tennessee Valley Authority | 828 | Neel - Cullman | Loop To Ironman | 100 | 0.18 | OH | AC | 161 | 161 | 999 | Aluminium | Single | 1 | 1 | Steel Tower
18642 | Tennessee Valley Authority | 829 | Tap to Hartselle | (Section A) | 100 | 2.5 | OH | AC | 161 | 161 | 999 | Aluminium | Single | 1 | 1 | Steel Pole
18642 | Tennessee Valley Authority | 831 | Trinity | Chemstrand No.1 | 100 | 0.03 | OH | AC | 161 | 161 | 999 | Aluminium | Single | 1 | 1 | Steel Pole
18642 | Tennessee Valley Authority | 832 | Weakley | Union City, No.1 | 100 | 0.75 | OH | AC | 161 | 161 | 1000 | Aluminium | Single | 1 | 1 | Wood Frame
18642 | Tennessee Valley Authority | 833 | Weakley | Union City, No. 1 | 100 | 12.91 | OH | AC | 161 | 161 | 1000 | Aluminium | Single | 1 | 1 | Wood Pole
18642 | Tennessee Valley Authority | 834 | Weakley | Union City, No.1 | 100 | 3.49 | OH | AC | 161 | 161 | 1000 | Aluminium | Single | 1 | 1 | Steel Tower
18642 | Tennessee Valley Authority | 835 | Weakley | Union City, No.1 | 100 | 0.04 | OH | AC | 161 | 161 | 1000 | Aluminium | Single | 1 | 1 | Steel Pole
18642 | Tennessee Valley Authority | 836 | Weakley | Union City No.2 | 100 | 12.41 | OH | AC | 161 | 161 | 1000 | Aluminium | Single | 1 | 1 | Wood Pole
18642 | Tennessee Valley Authority | 837 | Weakley | Union City No.2 | 100 | 0.53 | OH | AC | 161 | 161 | 1000 | Aluminium | Single | 1 | 1 | Wood Frame
18642 | Tennessee Valley Authority | 838 | Weakley | Union City No.2 | 100 | 3.28 | OH | AC | 161 | 161 | 1000 | Aluminium | Single | 1 | 1 | Steel Tower
18642 | Tennessee Valley Authority | 839 | Gallatin Steam | South Nashville | 100 | 1.69 | OH | AC | 161 | 161 | 1000 | Aluminium | Single | 1 | 1 | Wood Frame
18642 | Tennessee Valley Authority | 840 | Gallatin Steam | South Nashville | 100 | 49.63 | OH | AC | 161 | 161 | 1000 | Aluminium | Single | 1 | 1 | Steel Tower
18642 | Tennessee Valley Authority | 841 | Norris Hydro | Andersonville | 100 | 3.16 | OH | AC | 161 | 161 | 1000 | Aluminium | Single | 1 | 1 | Steel Tower
18642 | Tennessee Valley Authority | 842 | Andersonville | North Knoxville | 100 | 15.33 | OH | AC | 161 | 161 | 1000 | Aluminium | Single | 1 | 1 | Steel Tower
18642 | Tennessee Valley Authority | 843 | Andersonville-North Knoxville | Tap To Eagle Bend | 100 | 5.12 | OH | AC | 161 | 161 | 999 | Aluminium | Single | 1 | 1 | Steel Pole
18642 | Tennessee Valley Authority | 844 | Marshall | Murray | 100 | 27.47 | OH | AC | 161 | 161 | 1000 | Aluminium | Single | 1 | 1 | Wood Pole
18642 | Tennessee Valley Authority | 845 | Marshall | Murray | 100 | 5.24 | OH | AC | 161 | 161 | 1000 | Aluminium | Single | 1 | 1 | Steel Tower
18642 | Tennessee Valley Authority | 846 | Tap to W. KY (Benton) | (Section A) | 100 | 0.04 | OH | AC | 161 | 161 | 1000 | Aluminium | Single | 1 | 1 | Wood Pole
18642 | Tennessee Valley Authority | 847 | Madison | N. Huntsville, No.2 | 100 | 7.44 | OH | AC | 161 | 161 | 1000 | Aluminium | Single | 1 | 1 | Wood Pole
18642 | Tennessee Valley Authority | 848 | Madison | N. Huntsville, No.2 | 100 | 0.79 | OH | AC | 161 | 161 | 1000 | Aluminium | Single | 1 | 1 | Steel Tower
18642 | Tennessee Valley Authority | 849 | Cherokee Hydro | Tazewell | 100 | 4.9 | OH | AC | 161 | 161 | 599 | Aluminium | Single | 1 | 1 | Wood Pole
18642 | Tennessee Valley Authority | 850 | Cherokee Hydro | Tazewell | 100 | 16.31 | OH | AC | 161 | 161 | 599 | Aluminium | Single | 1 | 1 | Wood Frame
18642 | Tennessee Valley Authority | 851 | Cherokee Hydro | Tazewell | 100 | 0.22 | OH | AC | 161 | 161 | 599 | Aluminium | Single | 1 | 1 | Steel Tower
18642 | Tennessee Valley Authority | 852 | McMinnville | Morrison | 100 | 0.27 | OH | AC | 161 | 161 | 999 | Aluminium | Single | 1 | 1 | Wood Frame
18642 | Tennessee Valley Authority | 853 | McMinnville | Morrison | 100 | 7.62 | OH | AC | 161 | 161 | 999 | Aluminium | Single | 1 | 1 | Wood Pole
18642 | Tennessee Valley Authority | 854 | Tap to Bridgestone | (Section A) | 100 | 0.1 | OH | AC | 161 | 161 | 999 | Aluminium | Single | 1 | 1 | Wood Pole
18642 | Tennessee Valley Authority | 855 | McMinnville-Morrison | Tap To Red Hill | 100 | 2.16 | OH | AC | 161 | 161 | 999 | Aluminium | Single | 1 | 1 | Steel Pole
18642 | Tennessee Valley Authority | 856 | Fort Payne | Goose Pond Sw. Sta. | 100 | 19.27 | OH | AC | 161 | 161 | 1000 | Aluminium | Single | 1 | 1 | Wood Frame
18642 | Tennessee Valley Authority | 857 | Fort Payne | Goose Pond Sw. Sta. | 100 | 6.07 | OH | AC | 161 | 161 | 1000 | Aluminium | Single | 1 | 1 | Steel Tower
18642 | Tennessee Valley Authority | 858 | Goose Pond Sw. Sta. | Revere | 100 | 0.25 | OH | AC | 161 | 161 | 1000 | Aluminium | Single | 1 | 1 | Steel Tower
18642 | Tennessee Valley Authority | 859 | West Point | Starkville, No.1 | 100 | 0.31 | OH | AC | 161 | 161 | 999 | Aluminium | Single | 1 | 1 | Wood Frame
18642 | Tennessee Valley Authority | 860 | West Point | Starkville, No.1 | 100 | 12.41 | OH | AC | 161 | 161 | 999 | Aluminium | Single | 1 | 1 | Wood Pole
18642 | Tennessee Valley Authority | 861 | West Point | Starkville, No.1 | 100 | 0.26 | OH | AC | 161 | 161 | 999 | Aluminium | Single | 1 | 1 | Steel Tower
18642 | Tennessee Valley Authority | 862 | East Bowling Green | Str. 46 (Hardcastle) | 100 | 2.86 | OH | AC | 161 | 161 | 999 | Aluminium | Single | 1 | 1 | Wood Pole
18642 | Tennessee Valley Authority | 863 | East Bowling Green | Str.46 (Hardcastle) | 100 | 2.31 | OH | AC | 161 | 161 | 999 | Aluminium | Single | 1 | 1 | Steel Tower
18642 | Tennessee Valley Authority | 864 | Str. 46 (Hardcastle) | Scottsville | 100 | 15.38 | OH | AC | 161 | 161 | 999 | Aluminium | Single | 1 | 1 | Wood Pole
18642 | Tennessee Valley Authority | 865 | Marshall | Calvert, No.2 | 100 | 0.2 | OH | AC | 161 | 161 | 1000 | Aluminium | Single | 1 | 1 | Wood Frame
18642 | Tennessee Valley Authority | 866 | Marshall | Calvert, No.2 | 100 | 2.64 | OH | AC | 161 | 161 | 1000 | Aluminium | Single | 1 | 1 | Steel Tower
18642 | Tennessee Valley Authority | 867 | Marshall | Calvert, No.2 | 100 | 1.66 | OH | AC | 161 | 161 | 1000 | Aluminium | Single | 1 | 1 | Steel Pole
18642 | Tennessee Valley Authority | 868 | Tap to Pennwalt | (Section A) | 100 | 0.35 | OH | AC | 161 | 161 | 1000 | Aluminium | Single | 1 | 1 | Wood Pole
18642 | Tennessee Valley Authority | 869 | Tap to Ohio River Steel | (Section A) | 100 | 0.98 | OH | AC | 161 | 161 | 1000 | Aluminium | Single | 1 | 1 | Wood Pole
18642 | Tennessee Valley Authority | 870 | Sullivan | Elizabethton | 100 | 3.15 | OH | AC | 161 | 161 | 1000 | Aluminium | Single | 1 | 1 | Wood Frame
18642 | Tennessee Valley Authority | 871 | Sullivan | Elizabethton | 100 | 5.56 | OH | AC | 161 | 161 | 1000 | Aluminium | Single | 1 | 1 | Steel Tower
18642 | Tennessee Valley Authority | 872 | Northeast Johnson City | Elizabethton | 100 | 4.26 | OH | AC | 161 | 161 | 999 | Aluminium | Single | 1 | 1 | Steel Tower
18642 | Tennessee Valley Authority | 873 | Northeast Johnson City | Elizabethton | 100 | 1.25 | OH | AC | 161 | 161 | 999 | Aluminium | Single | 1 | 1 | Wood Pole
18642 | Tennessee Valley Authority | 874 | Northeast Johnson City | Elizabethton | 100 | 1.83 | OH | AC | 161 | 161 | 999 | Aluminium | Single | 1 | 1 | Steel Tower
18642 | Tennessee Valley Authority | 875 | Hiwassee Hydro | Murphy, No.2 | 100 | 10.17 | OH | AC | 161 | 161 | 999 | Aluminium | Single | 1 | 1 | Wood Frame
18642 | Tennessee Valley Authority | 876 | Hiwassee Hydro | Murphy, No.2 | 100 | 0.53 | OH | AC | 161 | 161 | 999 | Aluminium | Single | 1 | 1 | Wood Pole
18642 | Tennessee Valley Authority | 877 | Sequoyah Nuclear | Concord | 100 | 18.39 | OH | AC | 161 | 161 | 1000 | Aluminium | Single | 1 | 1 | Steel Tower
18642 | Tennessee Valley Authority | 878 | Sequoyah Nuc - Concord | Tap to Apison | 100 | 5.5 | OH | AC | 161 | 161 | 999 | Aluminium | Single | 2 | 2 | Steel Tower
18642 | Tennessee Valley Authority | 879 | West Point | Columbus, No.2 | 100 | 20.39 | OH | AC | 161 | 161 | 999 | Aluminium | Single | 1 | 1 | Wood Pole
18642 | Tennessee Valley Authority | 880 | West Point | Columbus, No.2 | 100 | 0.07 | OH | AC | 161 | 161 | 999 | Aluminium | Single | 1 | 1 | Steel Tower
18642 | Tennessee Valley Authority | 881 | West Point - Columbus No.2 | Tap to Car-Ren | 100 | 1.39 | OH | AC | 161 | 161 | 999 | Aluminium | Single | 1 | 1 | Wood Pole
18642 | Tennessee Valley Authority | 882 | West Point - Columbus No.2 | Tap To Modified Fluff | 100 | 5.06 | OH | AC | 161 | 161 | 999 | Aluminium | Single | 1 | 1 | Steel Pole
18642 | Tennessee Valley Authority | 883 | Shelby | Covington | 100 | 13.84 | OH | AC | 161 | 161 | 1000 | Aluminium | Single | 1 | 1 | Wood Pole
18642 | Tennessee Valley Authority | 884 | Shelby | Covingjton | 100 | 0.57 | OH | AC | 161 | 161 | 1000 | Aluminium | Single | 1 | 1 | Steel Tower
18642 | Tennessee Valley Authority | 885 | Morrison | Manchester | 100 | 17.38 | OH | AC | 161 | 161 | 999 | Aluminium | Single | 1 | 1 | Wood Pole
18642 | Tennessee Valley Authority | 886 | Morrison | Manchester | 100 | 0.87 | OH | AC | 161 | 161 | 999 | Aluminium | Single | 1 | 1 | Steel Tower
18642 | Tennessee Valley Authority | 887 | Maury | Columbia, No. | 100 | 1.01 | OH | AC | 161 | 161 | 1000 | Aluminium | Single | 1 | 1 | Steel Tower
18642 | Tennessee Valley Authority | 888 | Philadelphia | Dekalb | 100 | 26.09 | OH | AC | 161 | 161 | 999 | Aluminium | Single | 1 | 1 | Wood Pole
18642 | Tennessee Valley Authority | 889 | Philadelphia | Dekalb | 100 | 2.15 | OH | AC | 161 | 161 | 999 | Aluminium | Single | 1 | 1 | Steel Tower
18642 | Tennessee Valley Authority | 890 | Martin | Weakley | 100 | 0.29 | OH | AC | 161 | 161 | 1000 | Aluminium | Single | 1 | 1 | Wood Frame
18642 | Tennessee Valley Authority | 891 | Martin | Weakley | 100 | 3.56 | OH | AC | 161 | 161 | 1000 | Aluminium | Single | 1 | 1 | Steel Tower
18642 | Tennessee Valley Authority | 892 | Martin | Weakley | 100 | 0.04 | OH | AC | 161 | 161 | 1000 | Aluminium | Single | 1 | 1 | Steel Pole
18642 | Tennessee Valley Authority | 893 | Weakley | Dyersburg | 100 | 40.55 | OH | AC | 161 | 161 | 1000 | Aluminium | Single | 1 | 1 | Wood Pole
18642 | Tennessee Valley Authority | 894 | Weakley | Dyersburg | 100 | 0.43 | OH | AC | 161 | 161 | 1000 | Aluminium | Single | 1 | 1 | Steel Tower
18642 | Tennessee Valley Authority | 895 | Weakley | Dyersburg | 100 | 0.22 | OH | AC | 161 | 161 | 1000 | Aluminium | Single | 1 | 1 | Steel Pole
18642 | Tennessee Valley Authority | 896 | Dyersburg Ind Park - Weakley | Loop Into Hwy 412 Sw Sta | 100 | 0.64 | OH | AC | 161 | 161 | 999 | Aluminium | Single | 2 | 2 | Steel Pole
18642 | Tennessee Valley Authority | 897 | New Albany | Ripley | 100 | 21.48 | OH | AC | 161 | 161 | 999 | Aluminium | Single | 1 | 1 | Wood Pole
18642 | Tennessee Valley Authority | 898 | New Albany - Ripley | Tap To Corinth | 100 | 31.46 | OH | AC | 161 | 161 | 999 | Aluminium | Single | 1 | 1 | Steel Pole
18642 | Tennessee Valley Authority | 899 | Tap To Corinth | Tap To South Corinth | 100 | 0.61 | OH | AC | 161 | 161 | 999 | Aluminium | Single | 1 | 1 | Steel Pole
18642 | Tennessee Valley Authority | 900 | Tap to East Ripley | (Section A) | 100 | 0.13 | OH | AC | 161 | 161 | 4 | Aluminium | Single | 1 | 1 | Wood Pole
18642 | Tennessee Valley Authority | 901 | Coffeeville | Calhoun City | 100 | 23.47 | OH | AC | 161 | 161 | 999 | Aluminium | Single | 1 | 1 | Wood Pole
18642 | Tennessee Valley Authority | 902 | Raccoon Mountain Hydro | Moccasin, No.2 | 100 | 2.7 | OH | AC | 161 | 161 | 1000 | Aluminium | Single | 1 | 1 | Steel Pole
18642 | Tennessee Valley Authority | 903 | Raccoon Mountain Hydro | Moccasin, No.2 | 100 | 0.61 | OH | AC | 161 | 161 | 1000 | Aluminium | Single | 1 | 1 | Steel Pole
18642 | Tennessee Valley Authority | 904 | Batesville | Coffeeville | 100 | 31.49 | OH | AC | 161 | 161 | 999 | Aluminium | Single | 1 | 1 | Wood Pole
18642 | Tennessee Valley Authority | 905 | Batesville | Coffeeville | 100 | 1.53 | OH | AC | 161 | 161 | 999 | Aluminium | Single | 1 | 1 | Steel Tower
18642 | Tennessee Valley Authority | 906 | Tap to Water Valley | (Section A) | 100 | 2.24 | OH | AC | 161 | 161 | 999 | Aluminium | Single | 1 | 1 | Wood Pole
18642 | Tennessee Valley Authority | 907 | Chickamauga Hydro | Ridgedale | 100 | 0.77 | OH | AC | 161 | 161 | 1000 | Aluminium | Single | 1 | 1 | Steel Tower
18642 | Tennessee Valley Authority | 908 | Chickamauga Hydro | Ridgedale | 100 | 8.34 | OH | AC | 161 | 161 | 1000 | Aluminium | Single | 1 | 1 | Steel Pole
18642 | Tennessee Valley Authority | 909 | Ridgedale | Oglethorpe | 100 | 1.7 | OH | AC | 161 | 161 | 1000 | Aluminium | Single | 1 | 1 | Steel Tower
18642 | Tennessee Valley Authority | 910 | Ridgedale | Oglethorpe | 100 | 6.18 | OH | AC | 161 | 161 | 1000 | Aluminium | Single | 1 | 1 | Steel Pole
18642 | Tennessee Valley Authority | 911 | North Sardis | Tap Str. No.71(TL-295) | 100 | 5.54 | OH | AC | 161 | 161 | 399 | Aluminium | Single | 1 | 1 | Wood Frame
18642 | Tennessee Valley Authority | 912 | Allen Steam | Miss. State Line | 100 | 0.63 | OH | AC | 161 | 161 | 999 | Aluminium | Single | 1 | 1 | Wood Frame
18642 | Tennessee Valley Authority | 913 | Allen Steam | Miss. State Line | 100 | 7.25 | OH | AC | 161 | 161 | 999 | Aluminium | Single | 1 | 1 | Steel Tower
18642 | Tennessee Valley Authority | 914 | Sullivlan | North Bristol | 100 | 13.07 | OH | AC | 161 | 161 | 1000 | Aluminium | Single | 1 | 1 | Wood Frame
18642 | Tennessee Valley Authority | 915 | Sullivan | North Bristol | 100 | 4.04 | OH | AC | 161 | 161 | 1000 | Aluminium | Single | 1 | 1 | Steel Tower
18642 | Tennessee Valley Authority | 916 | Roane | K-33 Circuit A | 100 | 1.97 | OH | AC | 161 | 161 | 1000 | Aluminium | Single | 1 | 1 | Steel Tower
18642 | Tennessee Valley Authority | 917 | Roane | K-33 Circuit B | 100 | 1.97 | OH | AC | 161 | 161 | 1000 | Aluminium | Single | 1 | 1 | Steel Tower
18642 | Tennessee Valley Authority | 918 | Roane | K-33 Circuit C | 100 | 1.87 | OH | AC | 161 | 161 | 1000 | Aluminium | Single | 1 | 1 | Steel Tower
18642 | Tennessee Valley Authority | 919 | Roane | K-33 Circuit D | 100 | 1.89 | OH | AC | 161 | 161 | 1000 | Aluminium | Single | 1 | 1 | Steel Tower
18642 | Tennessee Valley Authority | 920 | Roane | K-33 Circuit E | 100 | 1.7 | OH | AC | 161 | 161 | 1000 | Aluminium | Single | 1 | 1 | Steel Tower
18642 | Tennessee Valley Authority | 921 | Roane | K-33 Circuit F | 100 | 1.59 | OH | AC | 161 | 161 | 1000 | Aluminium | Single | 1 | 1 | Steel Tower
18642 | Tennessee Valley Authority | 922 | Columbus | Dekalb | 100 | 57.07 | OH | AC | 161 | 161 | 999 | Aluminium | Single | 1 | 1 | Wood Pole
18642 | Tennessee Valley Authority | 923 | Columbus | Dekalb | 100 | 0.5 | OH | AC | 161 | 161 | 999 | Aluminium | Single | 1 | 1 | Steel Pole
18642 | Tennessee Valley Authority | 924 | Tap to Macon E.D. | (Section A) | 100 | 0.03 | OH | AC | 161 | 161 | 999 | Aluminium | Single | 1 | 1 | Wood Pole
18642 | Tennessee Valley Authority | 925 | Tap to Weyerhouser | (Section A) | 100 | 1.11 | OH | AC | 161 | 161 | 999 | Aluminium | Single | 1 | 1 | Wood Pole
18642 | Tennessee Valley Authority | 926 | Tap to Weyerthouser | (Section A) | 100 | 0.14 | OH | AC | 161 | 161 | 999 | Aluminium | Single | 1 | 1 | Steel Pole
18642 | Tennessee Valley Authority | 927 | Harriman | Roane | 100 | 7.93 | OH | AC | 161 | 161 | 999 | Aluminium | Single | 1 | 1 | Wood Frame
18642 | Tennessee Valley Authority | 928 | Harriman | Roane | 100 | 1.44 | OH | AC | 161 | 161 | 999 | Aluminium | Single | 1 | 1 | Steel Tower
18642 | Tennessee Valley Authority | 929 | Harriman - Roane | Tap To Blair Road | 100 | 2.4 | OH | AC | 161 | 161 | 999 | Aluminium | Single | 1 | 1 | Steel Pole
18642 | Tennessee Valley Authority | 930 | John Sevier Steam | Phipps Bend, No. 1&2 | 100 | 23.66 | OH | AC | 161 | 161 | 1000 | Aluminium | Single | 1 | 1 | Steel Tower
18642 | Tennessee Valley Authority | 931 | John Sevier Steam | Phipps Bend, No. 3&4 | 100 | 1.01 | OH | AC | 161 | 161 | 1000 | Aluminium | Single | 1 | 1 | Steel Pole
18642 | Tennessee Valley Authority | 932 | John Sevier Steam | Phipps Bend, No. 3&4 | 100 | 22.76 | OH | AC | 161 | 161 | 1000 | Aluminium | Single | 1 | 1 | Steel Tower
18642 | Tennessee Valley Authority | 933 | Phipps Bend | Sullivan | 100 | 40.02 | OH | AC | 161 | 161 | 1000 | Aluminium | Single | 1 | 1 | Steel Tower
18642 | Tennessee Valley Authority | 934 | Phipps Bend | Sullivan | 100 | 0.73 | OH | AC | 161 | 161 | 1000 | Aluminium | Single | 1 | 1 | Steel Pole
18642 | Tennessee Valley Authority | 935 | Tap to Fordtown | (Section A) | 100 | 1.44 | OH | AC | 161 | 161 | 599 | Aluminium | Single | 1 | 1 | Wood Frame
18642 | Tennessee Valley Authority | 936 | Gallatin | Franklin | 100 | 1.38 | OH | AC | 161 | 161 | 999 | Aluminium | Single | 1 | 1 | Wood Frame
18642 | Tennessee Valley Authority | 937 | Gallatin | Franklin | 100 | 22.89 | OH | AC | 161 | 161 | 999 | Aluminium | Single | 1 | 1 | Wood Pole
18642 | Tennessee Valley Authority | 938 | Gallatin | Franklin | 100 | 0.57 | OH | AC | 161 | 161 | 999 | Aluminium | Single | 1 | 1 | Steel Pole
18642 | Tennessee Valley Authority | 939 | Tap to Interlake | (Section A) | 100 | 0.04 | OH | AC | 161 | 161 | 999 | Aluminium | Single | 1 | 1 | Wood Pole
18642 | Tennessee Valley Authority | 940 | Tap to Portland | (Section A) | 100 | 0.13 | OH | AC | 161 | 161 | 999 | Aluminium | Single | 1 | 1 | Wood Pole
18642 | Tennessee Valley Authority | 941 | Gallatin - Franklin | Loop Into Portland | 100 | 4.72 | OH | AC | 161 | 161 | 999 | Aluminium | Single | 1 | 1 | Steel Pole
18642 | Tennessee Valley Authority | 942 | LaFayette | Portland Sw Sta | 100 | 18.3 | OH | AC | 161 | 161 | 999 | Aluminium | Single | 1 | 1 | Steel Pole
18642 | Tennessee Valley Authority | 943 | Elizabethton | Roane Mountain | 100 | 15.34 | OH | AC | 161 | 161 | 999 | Aluminium | Single | 1 | 1 | Wood Frame
18642 | Tennessee Valley Authority | 944 | Elizabethton | Roane Mountain | 100 | 1.57 | OH | AC | 161 | 161 | 999 | Aluminium | Single | 1 | 1 | Steel Tower
18642 | Tennessee Valley Authority | 945 | Roane Mountain | Cranberry | 100 | 6.26 | OH | AC | 161 | 161 | 999 | Aluminium | Single | 1 | 1 | Wood Frame
18642 | Tennessee Valley Authority | 946 | Tap to Hampton | (Section A) | 100 | 0.15 | OH | AC | 161 | 161 | 999 | Aluminium | Single | 1 | 1 | Steel Tower
18642 | Tennessee Valley Authority | 947 | Tap to CRBR | (From D.O.E. Line) | 100 | 0.31 | OH | AC | 161 | 161 | 999 | Aluminium | Single | 1 | 1 | Steel Tower
18642 | Tennessee Valley Authority | 948 | Montgomery | Springfield | 100 | 26.77 | OH | AC | 161 | 161 | 1000 | Aluminium | Single | 1 | 1 | Steel Tower
18642 | Tennessee Valley Authority | 949 | Montgomery - Springfield | Tap to Kirkwood | 100 | 0.09 | OH | AC | 161 | 161 | 999 | Aluminium | Single | 1 | 1 | Steel Pole
18642 | Tennessee Valley Authority | 950 | Leake | Langford | 100 | 11.39 | OH | AC | 161 | 161 | 999 | Aluminium | Single | 1 | 1 | Wood Pole
18642 | Tennessee Valley Authority | 951 | Leake | Langford | 100 | 18.82 | OH | AC | 161 | 161 | 999 | Aluminium | Single | 1 | 1 | Wood Frame
18642 | Tennessee Valley Authority | 952 | Leake | Langford | 100 | 0.54 | OH | AC | 161 | 161 | 999 | Aluminium | Single | 1 | 1 | Steel Pole
18642 | Tennessee Valley Authority | 953 | Leake - Langford | Tap To Twin City | 100 | 2.29 | OH | AC | 161 | 161 | 999 | Aluminium | Single | 1 | 1 | Steel Pole
18642 | Tennessee Valley Authority | 954 | Maury | Columbia, No.2 | 100 | 1.09 | OH | AC | 161 | 161 | 999 | Aluminium | Single | 1 | 1 | Steel Tower
18642 | Tennessee Valley Authority | 955 | N. Huntsville | Athens | 100 | 4.66 | OH | AC | 161 | 161 | 1000 | Aluminium | Single | 1 | 1 | Wood Pole
18642 | Tennessee Valley Authority | 956 | N.Huntsville | Athens | 100 | 13.42 | OH | AC | 161 | 161 | 1000 | Aluminium | Single | 1 | 1 | Wood Frame
18642 | Tennessee Valley Authority | 957 | N. Huntsville - Athens | Limeston Loop | 100 | 1.92 | OH | AC | 161 | 161 | 1000 | Aluminium | Single | 1 | 1 | Steel Pole
18642 | Tennessee Valley Authority | 958 | N. Huntsville - Athens | Limestone Loop | 100 | 11.84 | OH | AC | 161 | 161 | 1000 | Aluminium | Single | 2 | 2 | Steel Tower
18642 | Tennessee Valley Authority | 959 | Maury | Saturn | 100 | 6.1 | OH | AC | 161 | 161 | 999 | Aluminium | Single | 1 | 1 | Steel Pole
18642 | Tennessee Valley Authority | 960 | Maury | Saturn | 100 | 8.39 | OH | AC | 161 | 161 | 999 | Aluminium | Single | 1 | 1 | Steel Tower
18642 | Tennessee Valley Authority | 961 | Coffeeville | Newsprint South | 100 | 33.72 | OH | AC | 161 | 161 | 999 | Aluminium | Single | 2 | 2 | Steel Tower
18642 | Tennessee Valley Authority | 962 | Coffeeville - Newsprint South | Tap To Tenneco | 100 | 0.58 | OH | AC | 161 | 161 | 999 | Aluminium | Single | 1 | 1 | Steel Pole
18642 | Tennessee Valley Authority | 963 | Shelby | Drummond | 100 | 7.94 | OH | AC | 161 | 161 | 999 | Aluminium | Single | 1 | 1 | Steel Tower
18642 | Tennessee Valley Authority | 964 | Maury | Radnor | 100 | 0.06 | OH | AC | 161 | 161 | 999 | Aluminium | Single | 1 | 1 | Wood Frame
18642 | Tennessee Valley Authority | 965 | Maury | Radnor | 100 | 1.73 | OH | AC | 161 | 161 | 999 | Aluminium | Single | 1 | 1 | Steel Pole
18642 | Tennessee Valley Authority | 966 | Maury | Radnor | 100 | 34.46 | OH | AC | 161 | 161 | 999 | Aluminium | Single | 1 | 1 | Steel Tower
18642 | Tennessee Valley Authority | 967 | Maury - Radnor | Tap to Rally Hill | 100 | 5.94 | OH | AC | 161 | 161 | 999 | Aluminium | Single | 1 | 1 | Steel Pole
18642 | Tennessee Valley Authority | 968 | West Cookeville | West Sparta | 100 | 19.52 | OH | AC | 161 | 161 | 999 | Aluminium | Single | 1 | 1 | Wood Pole
18642 | Tennessee Valley Authority | 969 | West Cookeville | West Sparta | 100 | 0.39 | OH | AC | 161 | 161 | 999 | Aluminium | Single | 1 | 1 | Steel Pole
18642 | Tennessee Valley Authority | 970 | West Cookeville | West Sparta | 100 | 0.75 | OH | AC | 161 | 161 | 999 | Aluminium | Single | 1 | 1 | Steel Tower
18642 | Tennessee Valley Authority | 971 | Fort Loudoun | Elza | 100 | 15.34 | OH | AC | 161 | 161 | 999 | Aluminium | Single | 1 | 1 | Wood Frame
18642 | Tennessee Valley Authority | 972 | Fort Loudoun | Elza | 100 | 0.2 | OH | AC | 161 | 161 | 999 | Aluminium | Single | 1 | 1 | Steel Tower
18642 | Tennessee Valley Authority | 973 | Fort Loudoun | K31 | 100 | 1.47 | OH | AC | 161 | 161 | 999 | Aluminium | Single | 1 | 1 | Wood Frame
18642 | Tennessee Valley Authority | 974 | Fort Loudoun | K31 | 100 | 13 | OH | AC | 161 | 161 | 999 | Aluminium | Single | 1 | 1 | Steel Tower
18642 | Tennessee Valley Authority | 975 | Athens | Loudon | 100 | 22.38 | OH | AC | 161 | 161 | 999 | Aluminium | Single | 1 | 1 | Concrete Pole
18642 | Tennessee Valley Authority | 976 | Athens | Loudon | 100 | 0.34 | OH | AC | 161 | 161 | 999 | Aluminium | Single | 1 | 1 | Steel Tower
18642 | Tennessee Valley Authority | 977 | Union City | Str 474 (New Madrid) | 100 | 8.92 | OH | AC | 161 | 161 | 999 | Aluminium | Single | 1 | 1 | Wood Pole
18642 | Tennessee Valley Authority | 978 | Union City | Str 474 (New Madrid) | 100 | 25.17 | OH | AC | 161 | 161 | 999 | Aluminium | Single | 1 | 1 | Steel Pole
18642 | Tennessee Valley Authority | 979 | Union City | Str 474 (New Madrid) | 100 | 1.78 | OH | AC | 161 | 161 | 1000 | Aluminium | Single | 1 | 1 | Steel Tower
18642 | Tennessee Valley Authority | 980 | Union City -New Madrid str 420 | Tiptonville Sw Sta | 100 | 2.01 | OH | AC | 161 | 161 | 999 | Aluminium | Single | 1 | 1 | Steel Pole
18642 | Tennessee Valley Authority | 981 | Hwy 412 Sw Sta | Tiptonville Sw Sta | 100 | 5.82 | OH | AC | 161 | 161 | 999 | Aluminium | Single | 1 | 1 | Steel Pole
18642 | Tennessee Valley Authority | 982 | Hwy 412 Sw Sta-Tiptonville S.S | Nauvoo-Ridgley Section | 100 | 13.13 | OH | AC | 161 | 161 | 999 | Aluminium | Single | 1 | 1 | Steel Pole
18642 | Tennessee Valley Authority | 983 | Collinsville | Leesburg | 100 | 8.63 | OH | AC | 161 | 161 | 999 | Aluminium | Single | 1 | 1 | Steel Pole
18642 | Tennessee Valley Authority | 984 | Philadelphia | Sebastopol | 100 | 19.74 | OH | AC | 161 | 161 | 999 | Aluminium | Single | 1 | 1 | Steel Pole
18642 | Tennessee Valley Authority | 985 | Loudon | TRDA | 100 | 11.28 | OH | AC | 161 | 161 | 999 | Aluminium | Single | 1 | 1 | Steel Pole
18642 | Tennessee Valley Authority | 986 | Pigeon Forge | Gatlinburg | 100 | 5.76 | OH | AC | 161 | 161 | 999 | Aluminium | Single | 1 | 1 | Steel Pole
18642 | Tennessee Valley Authority | 987 | Goose Pond | Albertville | 100 | 64.25 | OH | AC | 161 | 161 | 999 | Aluminium | Single | 1 | 1 | Steel Pole
18642 | Tennessee Valley Authority | 988 | Gallatin - Lafayette | Tap To Westmoreland | 100 | 10.93 | OH | AC | 161 | 161 | 999 | Aluminium | Single | 1 | 1 | Wood Frame
18642 | Tennessee Valley Authority | 989 | Kingston | Loudon No 1 | 100 | 17.94 | OH | AC | 161 | 161 | 1000 | Aluminium | Single | 1 | 1 | Steel Tower
18642 | Tennessee Valley Authority | 990 | Kingston | Loudon No 2 | 100 | 17.94 | OH | AC | 161 | 161 | 1000 | Aluminium | Single | 1 | 1 | Steel Tower
18642 | Tennessee Valley Authority | 991 | North Lee | South Baldwyn (Prentiss Co EPA | 100 | 2.49 | OH | AC | 161 | 161 | 999 | Aluminium | Single | 1 | 1 | Steel Pole
18642 | Tennessee Valley Authority | 992 | McBurg | Hamilton | 100 | 14.72 | OH | AC | 161 | 161 | 999 | Aluminium | Single | 1 | 1 | Steel Pole
18642 | Tennessee Valley Authority | 993 | Pulaski | McBurg | 100 | 12.04 | OH | AC | 161 | 161 | 999 | Aluminium | Single | 1 | 1 | Steel Pole
18642 | Tennessee Valley Authority | 994 | Wartrace | East Shelbyville | 100 | 0.29 | OH | AC | 161 | 161 | 999 | Aluminium | Single | 1 | 1 | Steel Pole
18642 | Tennessee Valley Authority | 995 | Wartrace | East Shelbyville | 100 | 7.03 | OH | AC | 161 | 161 | 999 | Aluminium | Single | 1 | 1 | Wood Pole
18642 | Tennessee Valley Authority | 996 | Wartrace | East Shelbyville No.2 | 100 | 2.8 | OH | AC | 161 | 161 | 999 | Aluminium | Single | 2 | 2 | Steel Pole
18642 | Tennessee Valley Authority | 997 | Wartrace | East Shelbyville No.2 | 100 | 0.28 | OH | AC | 161 | 161 | 999 | Aluminium | Single | 1 | 1 | Steel Pole
18642 | Tennessee Valley Authority | 998 | Hamilton | Fayetteville | 100 | 7.84 | OH | AC | 161 | 161 | 999 | Aluminium | Single | 1 | 1 | Steel Pole
18642 | Tennessee Valley Authority | 999 | Lowndes | Columbus No 2 | 100 | 16.48 | OH | AC | 161 | 161 | 1000 | Aluminium | Single | 1 | 1 | Steel Pole
18642 | Tennessee Valley Authority | 1000 | Huntsville TN | Jamestown TN | 100 | 27.66 | OH | AC | 161 | 161 | 999 | Aluminium | Single | 1 | 1 | Steel Pole
18642 | Tennessee Valley Authority | 1001 | Hwy 412 Sw Sta | Structure70(Tiptonville-future | 100 | 7.62 | OH | AC | 161 | 161 | 999 | Aluminium | Single | 1 | 1 | Steel Pole
18642 | Tennessee Valley Authority | 1002 | Lowndes MS | Kerr McGee | 100 | 12.05 | OH | AC | 161 | 161 | 1000 | Aluminium | Single | 1 | 1 | Steel Pole
18642 | Tennessee Valley Authority | 1003 | West Cookeville | Gainesboro | 100 | 2.97 | OH | AC | 161 | 161 | 999 | Aluminium | Single | 1 | 1 | Steel Tower
18642 | Tennessee Valley Authority | 1004 | West Cookeville | Gainesboro | 100 | 1.52 | OH | AC | 161 | 161 | 999 | Aluminium | Single | 1 | 1 | Steel Pole
18642 | Tennessee Valley Authority | 1005 | West Cookeville | Gainesboro | 100 | 9.37 | OH | AC | 161 | 161 | 999 | Aluminium | Single | 1 | 1 | Wood Frame
18642 | Tennessee Valley Authority | 1006 | Batesville | West Batesville | 100 | 4.66 | OH | AC | 161 | 161 | 999 | Aluminium | Single | 1 | 1 | Steel Pole
18642 | Tennessee Valley Authority | 1007 | Booneville | Plumrose | 100 | 6.09 | OH | AC | 161 | 161 | 999 | Aluminium | Single | 1 | 1 | Steel Pole
18642 | Tennessee Valley Authority | 1008 | Phipps Bend | Phipps Bend Industrial Park | 100 | 1.42 | OH | AC | 161 | 161 | 999 | Aluminium | Single | 1 | 1 | Steel Pole
18642 | Tennessee Valley Authority | 1009 | Carriage House | Madison West | 100 | 4.11 | OH | AC | 161 | 161 | 1000 | Aluminium | Single | 1 | 1 | Steel Pole
18642 | Tennessee Valley Authority | 1010 | Dumplin Valley | Pigeon Forge | 100 | 3.06 | OH | AC | 161 | 161 | 999 | Aluminium | Single | 1 | 1 | Steel Tower
18642 | Tennessee Valley Authority | 1011 | Dumplin Valley | Pigeon Forge | 100 | 5.84 | OH | AC | 161 | 161 | 999 | Aluminium | Single | 1 | 1 | Steel Pole
18642 | Tennessee Valley Authority | 1012 | Cumberland-Cumberland Trans | Tap to Standard Gypsum | 100 | 0.49 | OH | AC | 161 | 161 | 999 | Aluminium | Single | 1 | 1 | Steel Pole
18642 | Tennessee Valley Authority | 1013 | Freeport | Miller | 100 | 27.38 | OH | AC | 161 | 161 | 1000 | Aluminium | Single | 1 | 1 | Steel Pole
18642 | Tennessee Valley Authority | 1014 | Freeport | Miller | 100 | 0.66 | OH | AC | 161 | 161 | 1000 | Aluminium | Single | 1 | 1 | Steel Tower
18642 | Tennessee Valley Authority | 1015 | Freeport - Miller | Tap to Mitchell's Corner | 100 | 1.09 | OH | AC | 161 | 161 | 999 | Aluminium | Single | 1 | 1 | Steel Pole
18642 | Tennessee Valley Authority | 1016 | Tompkinsville Pump Station | Tap to West Tompkinsville | 100 | 8.85 | OH | AC | 161 | 161 | 999 | Aluminium | Single | 1 | 1 | Steel Pole
18642 | Tennessee Valley Authority | 1017 | North Adamsville | Savannah | 100 | 7.66 | OH | AC | 161 | 161 | 999 | Aluminium | Single | 1 | 1 | Steel Pole
18642 | Tennessee Valley Authority | 1018 | Gallatin CT | Gallatin Fossil Plant | 100 | 0.51 | OH | AC | 161 | 161 | 1000 | Aluminium | Single | 1 | 1 | Steel Pole
18642 | Tennessee Valley Authority | 1019 | Johnsonville CT | Johnsonville FP | 100 | 0.74 | OH | AC | 161 | 161 | 1000 | Aluminium | Single | 1 | 1 | Steel Pole
18642 | Tennessee Valley Authority | 1020 | Red Hill | Sturgis 1 & 2 | 100 | 21.62 | OH | AC | 161 | 161 | 1000 | Aluminium | Single | 2 | 2 | Steel Pole
18642 | Tennessee Valley Authority | 1021 | Ocoee No.3 | Basin | 100 | 8.85 | OH | AC | 161 | 161 | 999 | Aluminium | Single | 1 | 1 | Steel Pole
18642 | Tennessee Valley Authority | 1022 | Pin Hook | Smyma | 100 | 10.9 | OH | AC | 161 | 161 | 1000 | Aluminium | Single | 1 | 1 | Steel Pole
18642 | Tennessee Valley Authority | 1023 | Tupelo | Bames Crossings | 100 | 6.91 | OH | AC | 161 | 161 | 999 | Aluminium | Single | 1 | 1 | Steel Pole
18642 | Tennessee Valley Authority | 1024 | Athens | Etowah SW Sta | 100 | 9.2 | OH | AC | 161 | 161 | 999 | Aluminium | Single | 1 | 1 | Wood Pole
18642 | Tennessee Valley Authority | 1025 | Union City | North Union City | 100 | 5.56 | OH | AC | 161 | 161 | 999 | Aluminium | Single | 1 | 1 | Wood Pole
18642 | Tennessee Valley Authority | 1026 | East Shelbyville | Unionville | 100 | 3.19 | OH | AC | 161 | 161 | 999 | Aluminium | Single | 1 | 1 | Steel Pole
18642 | Tennessee Valley Authority | 1027 | Dumplin Valley (Section B) | Pigeon Forge (Section B) | 100 | 5.31 | OH | AC | 161 | 161 | 954 | ACSR | Single | 1 | 1 | Steel Pole (a)
18642 | Tennessee Valley Authority | 1028 | Dumplin Valley (Section A) | Pigeon Forge (Section A) | 100 | 5.13 | OH | AC | 161 | 161 | 954 | ACSR | Single | 1 | 1 | Steel Pole (b)
18642 | Tennessee Valley Authority | 1029 | Pickwick-Savannah (east) | Nixon | 100 | 0.46 | OH | AC | 161 | 161 | 636 | ACSR | Single | 1 | 1 | Steel Pole (c)
18642 | Tennessee Valley Authority | 1030 | Charleston-Athens | Sanford | 100 | 0.94 | OH | AC | 161 | 161 | 954 | ACSR | Single | 1 | 1 | Steel Pole (d)
18642 | Tennessee Valley Authority | 1031 | Athens-Etowah SW STA | Waupaca | 100 | 1.44 | OH | AC | 161 | 161 | 636 | ACSR | Single | 1 | 1 | Steel Pole (d)
18642 | Tennessee Valley Authority | 1032 | Lobelville Str 527 | Linden 249 | 100 | 16.41 | OH | AC | 161 | 161 | 954 | ACSR | Single | 1 | 1 | Steel Pole (e)
18642 | Tennessee Valley Authority | 1033 | Weaver Str 153 | Young Crane Sub Str 236 | 100 | 8.81 | OH | AC | 161 | 161 | 954 | ACSR | Single | 1 | 1 | Steel Pole (e)
18642 | Tennessee Valley Authority | 1034 | Wilson Hydro-Wilson Chem Plant | Florence Utilities | 100 | 3.4 | OH | AC | 161 | 161 | 954 | ACSR | Single | 1 | 2 | Steel Pole (f)
18642 | Tennessee Valley Authority | 1035 | Gallatin FP S Nashville Str 15 | Cairo Bend Sub | 100 | 0.16 | OH | AC | 161 | 161 | 2304.5 | ACSR | Single | 1 | 2 | Steel Pole (g)
18642 | Tennessee Valley Authority | 1037 | Paradise - Clarksville Str 122 | Elkton Sub | 100 | 5.33 | OH | AC | 161 | 161 | 636 | ACSR | Single | 1 | 1 | Steel Pole (d)
18642 | Tennessee Valley Authority | 1038 | Rock Spring | Str 52A (Center Point) | 50 | 5.86 | OH | AC | 230 | 230 | 1351.5 | ACSR | Single | 1 | 1 | Steel Pole (i)
18642 | Tennessee Valley Authority | 1039 | Str 52 (Rock Spring) | Str 114 (Center Point) | 100 | 7.6 | OH | AC | 230 | 230 | 1351.5 | ACSR | Single | 1 | 1 | Steel Pole (j)
18642 | Tennessee Valley Authority | 1041 | Alamo - Brownsville SW STA | Lagoon Creek | 100 | 0.14 | OH | AC | 161 | 161 | 795 | ACSR | Single | 1 | 1 | Steel Pole (d)
18642 | Tennessee Valley Authority | 1042 | Shelby - Weakly | Lagoon Creek Loop | 100 | 0.26 | OH | AC | 500 | 500 | 954 | ACSR | Single | 1 | 1 | Steel Tower (l)
18642 | Tennessee Valley Authority | 1043 | Bearwallow - West Nashville | Ashland City Sub | 100 | 6.19 | OH | AC | 161 | 161 | 954 | ACSR | Single | 1 | 1 | Steel Pole - H Frame (d)
18642 | Tennessee Valley Authority | 1044 | Union City-N Union City Str18 | East Union City Sub | 100 | 0.92 | OH | AC | 161 | 161 | 636 | ACSR | Single | 1 | 1 | Steel Pole (d)
18642 | Tennessee Valley Authority | 1045 | Cordova - Selmer | Hickory Valley Loop | 100 | 12.42 | OH | AC | 161 | 161 | 954 | ACSR | Single | 2 | 2 | Steel Pole (m)
18642 | Tennessee Valley Authority | 1046 | Rock Spring Center Point | Walker - Dug Gap Section | 50 | 11.89 | OH | AC | 230 | 230 | 1351.5 | ACSR | Single | 1 | 1 | Steel Pole (n)
18642 | Tennessee Valley Authority | 1047 | South Jackson - Jackson | Tap To Rollins | 100 | 2.4 | OH | AC | 161 | 161 | 636 | ACSR | Single | 1 | 1 | Steel Pole (d)
18642 | Tennessee Valley Authority | 1048 | Shelby - Covington | Tap To Brighton | 100 | 2.74 | OH | AC | 161 | 161 | 636 | ACSR | Single | 1 | 1 | Steel Pole (d)
18642 | Tennessee Valley Authority | 1049 | Lewisburg | North Lewisburg & Foundry Hill | 100 | 1.81 | OH | AC | 161 | 161 | 636 | ACSR | Single | 1 | 1 | Steel Pole (o)
18642 | Tennessee Valley Authority | 1050 | East Shelbyville | Rabbit Branch | 100 | 3.66 | OH | AC | 161 | 161 | 954 | ACSR | Single | 1 | 1 | Steel Pole (p)
18642 | Tennessee Valley Authority | 1051 | Madison West | South Jackson | 100 | 14.1 | OH | AC | 161 | 161 | 1590 | ACSR | Single | 1 | 1 | Steel Pole (q)
18642 | Tennessee Valley Authority | 1052 | Kentucky Hydro - Calvert No.1 | East Calvert | 100 | 0.13 | OH | AC | 161 | 161 | 954 | ACSR | Single | 1 | 1 | Steel Pole (d)
18715 | Texas Municipal Power Agency | 1 | GCSES | Twin Oak | 100 | 48.04 | OH | AC | 345 | 345 | 1590 | ACSR | Other | 2 | 2 | Steel Tower | 1553
18715 | Texas Municipal Power Agency | 2 | GCSES | Singleton Tap | 100 | 9.15 | OH | AC | 345 | 345 | 1590 | ACSR | Other | 2 | 2 | Steel Tower | 1533
18715 | Texas Municipal Power Agency | 3 | GCSES | Dansby | 100 | 30.3 | OH | AC | 138 | 138 | 1033 | ACSR | Single | 1 | 2 | Concrete Poles | 245
18715 | Texas Municipal Power Agency | 4 | GCSES | Bryan East | 100 | 14.54 | OH | AC | 138 | 138 | 1033 | ACSR | Single | 1 | 2 | Concrete Poles | 245
18715 | Texas Municipal Power Agency | 5 | GCSES | Greens Prarie | 100 | 12.85 | OH | AC | 138 | 138 | 795 | ACSR | Single | 1 | 2 | Steel/Concrete Poles | 212
18715 | Texas Municipal Power Agency | 6 | Ben Davis | McCree | 100 | 6.91 | OH | AC | 345 | 345 | 1590 | ACSR | Other | 2 | 2 | Steel Poles | 1533
18715 | Texas Municipal Power Agency | 7 | Ben Davis | Royse | 100 | 16.83 | OH | AC | 345 | 345 | 795 | ACSR | Other | 1 | 1 | Steel Tower | 1063
18715 | Texas Municipal Power Agency | 8 | Ben Davis | Lavon / Allen Tap | 100 | 7.6 | OH | AC | 138 | 138 | 795 | ACSR | Single | 2 | 2 | Steel Poles | 212
18715 | Texas Municipal Power Agency | 9 | Greenville Interchange | Royse | 100 | 18.04 | OH | AC | 138 | 138 | 795 | ACSR | Single | 1 | 1 | Steel Poles | 212
18715 | Texas Municipal Power Agency | 10 | Denton Spencer | Corinth | 100 | 6.9 | OH | AC | 138 | 138 | 795 | ACSR | Single | 2 | 2 | Steel Poles | 212
18715 | Texas Municipal Power Agency | 11 | West Denton | Denton Steam | 100 | 12.8 | OH | AC | 138 | 138 | 795 | ACSR | Single | 1 | 2 | Steel Poles | 212
18715 | Texas Municipal Power Agency | 12 | Denton Spencer | ARCO | 100 | 4.28 | OH | AC | 138 | 138 | 795 | ACSR | Single | 1 | 1 | Steel Poles | 212
18715 | Texas Municipal Power Agency | 13 | ARCO | North Denton | 100 | 5.91 | OH | AC | 138 | 138 | 795 | ACSR | Single | 1 | 1 | Steel Poles | 212
18715 | Texas Municipal Power Agency | 14 | West Denton | Roanoke | 100 | 15.2 | OH | AC | 345 | 345 | 1590 | ACSR | Other | 1 | 1 | Steel Tower | 1533
18715 | Texas Municipal Power Agency | 15 | Brazos Tap | Bridgeport | 100 | 11.4 | OH | AC | 138 | 138 | 477 | ACSR | Single | 1 | 1 | Concrete Poles | 212
18715 | Texas Municipal Power Agency | 16 | Bowie | Bowie Tap | 100 | 1.2 | OH | AC | 138 | 138 | 795 | ACSR | Single | 2 | 2 | Concrete Poles | 212
18715 | Texas Municipal Power Agency | 17 | Olinger | Greenville Interchange | 100 | 21.43 | OH | AC | 138 | 138 | 795 | ACSR | Single | 1 | 1 | Wood Frame | 212
18715 | Texas Municipal Power Agency | 18 | N.W. Carrollton | Roanoke | 49.9 | 13.18 | OH | AC | 345 | 345 | 1590 | ACSR | Single | 1 | 1 | Steel Tower | 1553
18715 | Texas Municipal Power Agency | 19 | West Denton | North Denton | 100 | 10.44 | OH | AC | 138 | 138 | 795 | ACSR | Single | 1 | 1 | Steel Poles | 212
18715 | Texas Municipal Power Agency | 20 | TU Tap | Bridgeport | 100 | 0.5 | OH | AC | 138 | 138 | 795 | ACSR | Single | 1 | 1 | Wooden Poles | 212
19281 | Turlock Irrigation District | 1 | Tracy Substation | Westley Switchyard | 50 | 29.8 | OH | AC | 230 | 230 | 954 | All Aluminum | Double | 2 | 2 | Tower | 650.1
19281 | Turlock Irrigation District | 2 | Westley Switchyard | Redwood Tap | 50 | 18 | OH | AC | 230 | 230 | 954 | All Aluminum | Double | 2 | 2 | Steel Poles | 637.4
19281 | Turlock Irrigation District | 3 | Redwood Tap | Walnut Substation | 100 | 7.3 | OH | AC | 230 | 230 | 954 | All Aluminum | Double | 2 | 2 | Steel Poles | 637.4
19804 | Vero Beach City of | 1 | Substation #8 | Substation #20 | 100 | 3.54 | OH | AC | 138 | 138 | 795 | ASCR/AW | Single | 1 | 1 | Concrete Pole | 140
19804 | Vero Beach City of | 2 | Substation #20 | FPL Emerson | 50 | 5.19 | OH | AC | 138 | 138 | 795 | ASCR/AW | Single | 1 | 1 | Concrete Pole | 140
20139 | Washington City of | 1 | 138 SUB--W. 11TH ST. | 21st ST. SUB -- E. 21st ST. | 100 | 2.5 | OH | AC | 138 | 138 | 556 | Aluminum | Other | 5 | 5 | Single Wood Pole
20142 | Washington City of | 1 | Chocowinity | Washington | 100 | 13 | OH | AC | 230 | 230 | 795 | ACSR | Single | 1 | 1 | Concrete Tower | 300
20332 | Wells Rural Electric Co | 1 | Tecoma | Wendover | 100 | 57 | OH | AC | 138 | 138 | 196 | ACSR | Single | 1 | 1 | Wood Pole | 60
20421 | Western Minnesota Mun Pwr Agny | 1 | Various, ITA Land | Various | 100 | 11 | OH | AC | 230 | 230 | 636 | ACSR | Single | 1 | 1 | H-Frame Structure | 332
20421 | Western Minnesota Mun Pwr Agny | 2 | Various, MBPP | Various | 16.47 | 34 | OH | AC | 230 | 230 | 1272 | ACSR | Single | 1 | 1 | Combination | 520
20421 | Western Minnesota Mun Pwr Agny | 3 | Various, MBPP | Various | 16.47 | 88 | OH | AC | 345 | 345 | 795 | ACSR | Double | 1 | 1 | Tower | 1135
20447 | Western Farmers Elec Coop Inc | 1 | Anadarko | Snyder | 100 | 66.21 | OH | AC | 138 | 138 | 477 | ACSR | Single | 1 | 1 | Wood Pole | 114
20447 | Western Farmers Elec Coop Inc | 2 | Washita Sw | Oney | 100 | 7.59 | OH | AC | 138 | 138 | 1113 | ACSR | Single | 1 | 1 | Wood Pole | 192
20447 | Western Farmers Elec Coop Inc | 3 | Oney | Sickles | 100 | 11.26 | OH | AC | 138 | 138 | 1113 | ACSR | Single | 1 | 1 | Wood Pole | 192
20447 | Western Farmers Elec Coop Inc | 4 | Sickles | Hydro | 100 | 10.96 | OH | AC | 138 | 138 | 1113 | ACSR | Single | 1 | 1 | Wood Pole | 192
20447 | Western Farmers Elec Coop Inc | 5 | Mooreland | Taloga | 100 | 31.71 | OH | AC | 138 | 138 | 477 | ACSR | Single | 1 | 1 | Wood Pole | 114
20447 | Western Farmers Elec Coop Inc | 6 | Mooreland | Elk City (PSO) | 100 | 2.38 | OH | AC | 138 | 138 | 556.5 | ACSR | Single | 1 | 1 | Wood Pole | 126
20447 | Western Farmers Elec Coop Inc | 7 | Mooreland | Elk City (PSO) | 100 | 73.83 | OH | AC | 138 | 138 | 556.5 | ACSR | Single | 1 | 1 | Wood Pole | 126
20447 | Western Farmers Elec Coop Inc | 8 | Franklin Sw | Sunshine Canyon Jct | 100 | 14.66 | OH | AC | 138 | 138 | 795 | ACSR | Single | 1 | 1 | Wood Pole | 158
20447 | Western Farmers Elec Coop Inc | 9 | Baseline | Paoli | 100 | 28.79 | OH | AC | 138 | 138 | 556.5 | ACSR | Single | 1 | 1 | Wood Pole | 126
20447 | Western Farmers Elec Coop Inc | 10 | Mooreland | Iodine | 100 | 1.95 | OH | AC | 138 | 138 | 795 | ACSR | Single | 1 | 1 | Wood Pole | 158
20447 | Western Farmers Elec Coop Inc | 11 | Mooreland | Iodine | 100 | 10.78 | OH | AC | 138 | 138 | 795 | ACSR | Single | 1 | 1 | Wood Pole | 158
20447 | Western Farmers Elec Coop Inc | 12 | Iodine | Ft Supply Sw | 100 | 13.01 | OH | AC | 138 | 138 | 795 | ACSR | Single | 1 | 1 | Wood Pole | 158
20447 | Western Farmers Elec Coop Inc | 13 | Mooreland | Waynoka Sw (not there) | 100 | 1.95 | OH | AC | 138 | 138 | 795 | ACSR | Single | 1 | 1 | Wood Pole | 158
20447 | Western Farmers Elec Coop Inc | 14 | Mooreland | Waynoka Sw (not there) | 100 | 22.98 | OH | AC | 138 | 138 | 556.5 | ACSR | Single | 1 | 1 | Wood Pole | 126
20447 | Western Farmers Elec Coop Inc | 15 | Waynoka Sw (not there | (OG&E) Knob Hill | 100 | 19.28 | OH | AC | 138 | 138 | 556.5 | ACSR | Single | 1 | 1 | Wood Pole | 126
20447 | Western Farmers Elec Coop Inc | 16 | Waynoka Sw (not there) | (OG&E) Knob Hill | 100 | 2.8 | OH | AC | 138 | 138 | 556.5 | ACSR | Single | 1 | 1 | Wood Pole | 126
20447 | Western Farmers Elec Coop Inc | 17 | Baseline Sw | Arco Sub | 100 | 5.22 | OH | AC | 138 | 138 | 556.5 | ACSR | Single | 1 | 1 | Wood Pole | 126
20447 | Western Farmers Elec Coop Inc | 18 | Pinto Sub | Loco Sub | 100 | 10.23 | OH | AC | 138 | 138 | 556.5 | ACSR | Single | 1 | 1 | Wood Pole | 126
20447 | Western Farmers Elec Coop Inc | 19 | Loco Sub | Comanche | 100 | 13.41 | OH | AC | 138 | 138 | 556.5 | ACSR | Single | 1 | 1 | Wood Pole | 126
20447 | Western Farmers Elec Coop Inc | 20 | Pinto (Upgraded 1978) | Pinto | 100 | 1.36 | OH | AC | 138 | 138 | 556.5 | ACSR | Single | 1 | 1 | Wood Pole | 126
20447 | Western Farmers Elec Coop Inc | 21 | Canadian Sw | Liddell Sub | 100 | 5.95 | OH | AC | 138 | 138 | 795 | ACSR | Single | 1 | 1 | Wood Pole | 158
20447 | Western Farmers Elec Coop Inc | 22 | Liddell Sub | Franklin Sw | 100 | 1.91 | OH | AC | 138 | 138 | 795 | ACSR | Single | 1 | 1 | Wood Pole | 158
20447 | Western Farmers Elec Coop Inc | 23 | Liddell Sub | Franklin Sw | 100 | 3.51 | OH | AC | 138 | 138 | 795 | ACSR | Single | 1 | 1 | Wood Pole | 158
20447 | Western Farmers Elec Coop Inc | 24 | Arapaho Sw Jct | Clinton Sub | 100 | 2.51 | OH | AC | 138 | 138 | 556.5 | ACSR | Single | 1 | 1 | Wood Pole | 126
20447 | Western Farmers Elec Coop Inc | 25 | Clinton Sub | Weatherford Sub | 100 | 13.26 | OH | AC | 138 | 138 | 556.5 | ACSR | Single | 1 | 1 | Wood Pole | 126
20447 | Western Farmers Elec Coop Inc | 26 | Weatherford Sub | Hydro Sub | 100 | 19.06 | OH | AC | 138 | 138 | 556.5 | ACSR | Single | 1 | 1 | Wood Pole | 126
20447 | Western Farmers Elec Coop Inc | 27 | Sunshine Canyon Jct | Sunshine Canyon Sw | 100 | 4.14 | OH | AC | 138 | 138 | 795 | ACSR | Single | 1 | 1 | Wood Pole | 158
20447 | Western Farmers Elec Coop Inc | 28 | Anadarko Sw | Pocasset Sub | 100 | 16.1 | OH | AC | 138 | 138 | 795 | ACSR | Single | 1 | 1 | Wood Pole | 158
20447 | Western Farmers Elec Coop Inc | 29 | Pocasset Sub | Sunshine Canyon Sub | 100 | 22.66 | OH | AC | 138 | 138 | 795 | ACSR | Single | 1 | 1 | Wood Pole | 158
20447 | Western Farmers Elec Coop Inc | 30 | Anadarko Sw | Washita | 100 | 11.04 | OH | AC | 138 | 138 | 795 | ACSR | Single | 1 | 1 | Wood Pole | 158
20447 | Western Farmers Elec Coop Inc | 31 | (SPA) Tupelo Sw | (WFEC) Tupelo Sub | 100 | 1.29 | OH | AC | 138 | 138 | 795 | ACSR | Single | 1 | 1 | Wood Pole | 158
20447 | Western Farmers Elec Coop Inc | 32 | (WFEC) Tupelo Sub | Coalgate Sub | 100 | 10.37 | OH | AC | 138 | 138 | 795 | ACSR | Single | 1 | 1 | Wood Pole | 158
20447 | Western Farmers Elec Coop Inc | 33 | Coalgate Sub | Ashland Sub | 100 | 13.47 | OH | AC | 138 | 138 | 795 | ACSR | Single | 1 | 1 | Wood Pole | 158
20447 | Western Farmers Elec Coop Inc | 34 | Ashland Sub | Line D.E. N.W. | 100 | 0.19 | OH | AC | 138 | 138 | 795 | ACSR | Single | 1 | 1 | Wood Pole | 158
20447 | Western Farmers Elec Coop Inc | 35 | South Coleman Jct (OG) | South Coleman | 100 | 7.33 | OH | AC | 138 | 138 | 556.5 | ACSR | Single | 1 | 1 | Wood Pole | 126
20447 | Western Farmers Elec Coop Inc | 36 | Yuba Jct (OG&E) | Yuba Sub | 100 | 13.61 | OH | AC | 138 | 138 | 795 | ACSR | Single | 1 | 1 | Wood Pole | 158
20447 | Western Farmers Elec Coop Inc | 37 | Colbert Tap | Colbert | 100 | 8.9 | OH | AC | 138 | 138 | 336.4 | ACSR | Single | 1 | 1 | Wood Pole | 91
20447 | Western Farmers Elec Coop Inc | 38 | Haworth Jct (PSO) | Haworth Sub | 100 | 10 | OH | AC | 138 | 138 | 556.5 | ACSR | Single | 1 | 1 | Wood Pole | 126
20447 | Western Farmers Elec Coop Inc | 39 | Hardy Jct (KAMO) | Hardy Sub | 100 | 15.42 | OH | AC | 138 | 138 | 336.4 | ACSR | Single | 1 | 1 | Wood Pole | 91
20447 | Western Farmers Elec Coop Inc | 40 | Cedardale Jct | Cedardale Sub | 100 | 3.98 | OH | AC | 138 | 138 | 336.4 | ACSR | Single | 1 | 1 | Wood Pole | 91
20447 | Western Farmers Elec Coop Inc | 41 | Russett | Reagan | 100 | 13.84 | OH | AC | 138 | 138 | 336.4 | ACSR | Single | 1 | 1 | Wood Pole | 91
20447 | Western Farmers Elec Coop Inc | 42 | Sunshine Canyon Tap | Mustang Tap | 100 | 4.06 | OH | AC | 138 | 138 | 795 | ACSR | Single | 1 | 1 | Wood Pole | 158
20447 | Western Farmers Elec Coop Inc | 43 | Oil Center Line | Oil Center Sub | 100 | 6.54 | OH | AC | 138 | 138 | 336.4 | ACSR | Single | 1 | 1 | Wood Pole | 91
20447 | Western Farmers Elec Coop Inc | 44 | Oil Center Line | Oil Center Sub | 100 | 4.8 | OH | AC | 138 | 138 | 336.4 | ACSR | Single | 1 | 1 | Wood Pole | 91
20447 | Western Farmers Elec Coop Inc | 45 | Broken Bow Tap | Broken Bow Sub | 100 | 2.51 | OH | AC | 138 | 138 | 1113 | ACSR | Single | 1 | 1 | Wood Pole | 192
20447 | Western Farmers Elec Coop Inc | 46 | Broken Bow tap | Broken Bow Sub | 100 | 0.01 | OH | AC | 138 | 138 | 336.4 | ACSR | Single | 1 | 1 | Wood Pole | 91
20447 | Western Farmers Elec Coop Inc | 47 | Valliant Sub Tap | Valliant Sub | 100 | 0.33 | OH | AC | 138 | 138 | 336.4 | ACSR | Single | 1 | 1 | Wood Pole | 91
20447 | Western Farmers Elec Coop Inc | 48 | Hugo | Tupelo | 100 | 90.06 | OH | AC | 138 | 138 | 1590 | ACSR | Single | 1 | 1 | Wood Pole | 239
20447 | Western Farmers Elec Coop Inc | 49 | Hugo | Brown | 100 | 73 | OH | AC | 138 | 138 | 1590 | ACSR | Single | 1 | 1 | Wood Pole | 239
20447 | Western Farmers Elec Coop Inc | 50 | Hugo | Valliant | 100 | 19.07 | OH | AC | 138 | 138 | 1590 | ACSR | Single | 1 | 1 | Wood Pole | 239
20447 | Western Farmers Elec Coop Inc | 51 | Valliant | Idabel (Haworth Tap) | 100 | 14.53 | OH | AC | 138 | 138 | 1590 | ACSR | Single | 1 | 1 | Wood Pole | 239
20447 | Western Farmers Elec Coop Inc | 52 | Idabel Sw | Broken Bow Tap Point | 100 | 5 | OH | AC | 138 | 138 | 1113 | ACSR | Single | 1 | 1 | Wood Pole | 192
20447 | Western Farmers Elec Coop Inc | 53 | Broken Bow Sub | Craig Jct | 100 | 9.9 | OH | AC | 138 | 138 | 1113 | ACSR | Single | 1 | 1 | Wood Pole | 192
20447 | Western Farmers Elec Coop Inc | 54 | Texoma Tap | Texoma Sub | 100 | 6.09 | OH | AC | 138 | 138 | 336.4 | ACSR | Single | 1 | 1 | Wood Pole | 91
20447 | Western Farmers Elec Coop Inc | 55 | Westbank | Westbank Sub | 100 | 4.16 | OH | AC | 138 | 138 | 336.4 | ACSR | Single | 1 | 1 | Wood Pole | 91
20447 | Western Farmers Elec Coop Inc | 56 | Bennington | Bennington Sub | 100 | 1.39 | OH | AC | 138 | 138 | 795 | ACSR | Single | 1 | 1 | Wood Pole | 158
20447 | Western Farmers Elec Coop Inc | 57 | Durant | Durant Sub | 100 | 3.15 | OH | AC | 138 | 138 | 336.4 | ACSR | Single | 1 | 1 | Wood Pole | 91
20447 | Western Farmers Elec Coop Inc | 58 | Unger | Unger Sub | 100 | 0.27 | OH | AC | 138 | 138 | 336.4 | ACSR | Single | 1 | 1 | Wood Pole | 91
20447 | Western Farmers Elec Coop Inc | 59 | Bethel Tap | Bethel Tap | 100 | 3.61 | OH | AC | 138 | 138 | 336.4 | ACSR | Single | 1 | 1 | Wood Pole | 91
20447 | Western Farmers Elec Coop Inc | 60 | Darwin | Darwin Sub | 100 | 0.37 | OH | AC | 138 | 138 | 336.4 | ACSR | Single | 1 | 1 | Wood Pole | 91
20447 | Western Farmers Elec Coop Inc | 61 | Ashland | Lone Oak | 100 | 42.74 | OH | AC | 138 | 138 | 795 | ACSR | Single | 1 | 1 | Wood Pole | 158
20447 | Western Farmers Elec Coop Inc | 62 | Lone Oak | McAlester | 100 | 34.22 | OH | AC | 138 | 138 | 795 | ACSR | Single | 1 | 1 | Wood Pole | 1528
20447 | Western Farmers Elec Coop Inc | 63 | Owens Prairie Tap | Owens Prairie Sub | 100 | 7.56 | OH | AC | 138 | 138 | 795 | ACSR | Single | 1 | 1 | Wood Pole | 158
20447 | Western Farmers Elec Coop Inc | 64 | Carbide Tap (not energ) | Carbide Sub | 100 | 0.3 | OH | AC | 138 | 138 | 336.4 | ACSR | Single | 1 | 1 | Wood Pole | 91
20447 | Western Farmers Elec Coop Inc | 65 | McAlester | Pharoah | 100 | 31.76 | OH | AC | 138 | 138 | 795 | ACSR | Single | 1 | 1 | Wood Pole | 158
20447 | Western Farmers Elec Coop Inc | 66 | Hazel Tap | Hazel Tap | 100 | 6.5 | OH | AC | 138 | 138 | 795 | ACSR | Single | 1 | 1 | Wood Pole | 158
20447 | Western Farmers Elec Coop Inc | 67 | Horntown Tap | Horntown Sub | 100 | 0.04 | OH | AC | 138 | 138 | 336.4 | ACSR | Single | 1 | 1 | Wood Pole | 91
20447 | Western Farmers Elec Coop Inc | 68 | Pharoah Sw | PI 20 | 100 | 56.66 | OH | AC | 138 | 138 | 1113 | ACSR | Single | 1 | 1 | Wood Pole | 192
20447 | Western Farmers Elec Coop Inc | 69 | PI 20 | Pink Switch | 100 | 12.66 | OH | AC | 138 | 138 | 1113 | ACSR | Single | 1 | 1 | Wood Pole | 192
20447 | Western Farmers Elec Coop Inc | 70 | Cromwell Tap | Cromwell Sub | 100 | 0.04 | OH | AC | 138 | 138 | 556.5 | ACSR | Single | 1 | 1 | Wood Pole | 126
20447 | Western Farmers Elec Coop Inc | 71 | United Clay Tap | United Clay Sub | 100 | 0.04 | OH | AC | 138 | 138 | 556.5 | ACSR | Single | 1 | 1 | Wood Pole | 126
20447 | Western Farmers Elec Coop Inc | 72 | Chisney Tap | Chisney Sub | 100 | 0.08 | OH | AC | 138 | 138 | 556.5 | ACSR | Single | 1 | 1 | Wood Pole | 126
20447 | Western Farmers Elec Coop Inc | 73 | lPink Sw | Franklin Sw | 100 | 14.46 | OH | AC | 138 | 138 | 1113 | ACSR | Single | 1 | 1 | Wood Pole | 192
20447 | Western Farmers Elec Coop Inc | 74 | Pink Sw | Franklin Sw | 100 | 5.07 | OH | AC | 138 | 138 | 1113 | ACSR | Single | 1 | 1 | Wood Pole | 192
20447 | Western Farmers Elec Coop Inc | 75 | Pink Sw | Pink Sub | 100 | 2.2 | OH | AC | 138 | 138 | 795 | ACSR | Single | 1 | 1 | Wood Pole | 158
20447 | Western Farmers Elec Coop Inc | 76 | Pink Sw | Shawnee | 100 | 8.3 | OH | AC | 138 | 138 | 1113 | ACSR | Single | 1 | 1 | Wood Pole | 192
20447 | Western Farmers Elec Coop Inc | 77 | Loco Tap | Loco Sub | 100 | 0.04 | OH | AC | 138 | 138 | 336.4 | ACSR | Single | 1 | 1 | Wood Pole | 91
20447 | Western Farmers Elec Coop Inc | 78 | Arapaho | PSO Clinton | 100 | 5.92 | OH | AC | 138 | 138 | 795 | ACSR | Single | 1 | 1 | Wood Pole | 158
20447 | Western Farmers Elec Coop Inc | 79 | Wynnewood Tap | Wynnewood Sub | 100 | 2.98 | OH | AC | 138 | 138 | 795 | ACSR | Single | 1 | 1 | Wood Pole | 158
20447 | Western Farmers Elec Coop Inc | 80 | Wynnewood Tap | Wynnewood Sub | 100 | 2.32 | OH | AC | 138 | 138 | 795 | ACSR | Single | 1 | 1 | Wood Pole | 158
20447 | Western Farmers Elec Coop Inc | 81 | Marietta Sw | Caney Creek | 100 | 26.12 | OH | AC | 138 | 138 | 795 | ACSR | Single | 1 | 1 | Wood Pole | 158
20447 | Western Farmers Elec Coop Inc | 82 | Healdton Tap | Marietta Sw | 100 | 34.23 | OH | AC | 138 | 138 | 795 | ACSR | Single | 1 | 1 | Wood Pole | 158
20447 | Western Farmers Elec Coop Inc | 83 | Loco Sw | Healdton Tap | 100 | 12.82 | OH | AC | 138 | 138 | 336.4 | ACSR | Single | 1 | 1 | Wood Pole | 91
20447 | Western Farmers Elec Coop Inc | 84 | Healdton Tap | Healdton Sub | 100 | 4.58 | OH | AC | 138 | 138 | 336.4 | ACSR | Single | 1 | 1 | Wood Pole | 91
20447 | Western Farmers Elec Coop Inc | 85 | Marietta Tap | Marietta Sub | 100 | 1.2 | OH | AC | 138 | 138 | 336.4 | ACSR | Single | 1 | 1 | Wood Pole | 91
20447 | Western Farmers Elec Coop Inc | 86 | Enos Tap | Enos Sub | 100 | 6.9 | OH | AC | 138 | 138 | 336.4 | ACSR | Single | 1 | 1 | Wood Pole | 91
20447 | Western Farmers Elec Coop Inc | 87 | Lebanon Tap | Lebanon Sub | 100 | 1.97 | OH | AC | 138 | 138 | 336.4 | ACSR | Single | 1 | 1 | Wood Pole | 91
20447 | Western Farmers Elec Coop Inc | 88 | Tupelo Sw | Anadarko (3102) | 100 | 111.08 | OH | AC | 138 | 138 | 556.5 | ACSR | Single | 1 | 1 | Wood Pole | 126
20447 | Western Farmers Elec Coop Inc | 89 | Anadarko | Comanche (3105) | 100 | 54.39 | OH | AC | 138 | 138 | 556.5 | ACSR | Single | 1 | 1 | Wood Pole | 126
20447 | Western Farmers Elec Coop Inc | 90 | Russett | Brown (3302A) | 100 | 18.36 | OH | AC | 138 | 138 | 556.5 | ACSR | Single | 1 | 1 | Wood Pole | 126
20447 | Western Farmers Elec Coop Inc | 91 | S. Coleman Jct (OG&E) | South Coleman Sub | 100 | 1.59 | OH | AC | 138 | 138 | 556.5 | ACSR | Single | 1 | 1 | Wood Pole | 126
20447 | Western Farmers Elec Coop Inc | 92 | Oaklawn Tap | Oaklawn Sub | 100 | 0.07 | OH | AC | 138 | 138 | 336.4 | ACSR | Single | 1 | 1 | Wood Pole | 91
20447 | Western Farmers Elec Coop Inc | 93 | Latta Tap | Latta Sub | 100 | 3.49 | OH | AC | 138 | 138 | 336.4 | ACSR | Single | 1 | 1 | Wood Pole | 91
20447 | Western Farmers Elec Coop Inc | 94 | Georgia St. Extension | Georga St. Sub | 100 | 1.39 | OH | AC | 138 | 138 | 556.5 | ACSR | Single | 1 | 1 | Wood Pole | 126
20447 | Western Farmers Elec Coop Inc | 95 | Georgia St. Extension | Georga St. Sub | 100 | 0.63 | OH | AC | 138 | 138 | 556.5 | ACSR | Single | 1 | 1 | Wood Pole | 126
20447 | Western Farmers Elec Coop Inc | 96 | Georgia St. Extension | Georga St. Sub | 100 | 0.18 | OH | AC | 138 | 138 | 477 | ACSR | Single | 1 | 1 | Wood Pole | 114
20447 | Western Farmers Elec Coop Inc | 97 | Georgia St. Extension | Georga St. Sub | 100 | 0.63 | OH | AC | 138 | 138 | 477 | ACSR | Single | 1 | 1 | Wood Pole | 114
20447 | Western Farmers Elec Coop Inc | 98 | Binger Niject Tap | Binger Sub | 100 | 5.8 | OH | AC | 138 | 138 | 336.4 | ACSR | Single | 1 | 1 | Wood Pole | 91
20447 | Western Farmers Elec Coop Inc | 99 | Ingram Tap | Ingram Sub | 100 | 9.5 | OH | AC | 138 | 138 | 336.4 | ACSR | Single | 1 | 1 | Wood Pole | 91
20447 | Western Farmers Elec Coop Inc | 100 | Okeene | Dover | 100 | 4.38 | OH | AC | 138 | 138 | 336.4 | ACSR | Single | 1 | 1 | Wood Pole | 91
20447 | Western Farmers Elec Coop Inc | 101 | Okeene | Dover | 100 | 22.77 | OH | AC | 138 | 138 | 336.4 | ACSR | Single | 1 | 1 | Wood Pole | 91
20447 | Western Farmers Elec Coop Inc | 102 | Dover Sw | OG&E Henessey | 100 | 5.9 | OH | AC | 138 | 138 | 795 | ACSR | Single | 1 | 1 | Wood Pole | 158
20447 | Western Farmers Elec Coop Inc | 103 | Sequoyah Tap | Sequoyah Sub | 100 | 1.48 | OH | AC | 138 | 138 | 336.4 | ACSR | Single | 1 | 1 | Wood Pole | 62
20447 | Western Farmers Elec Coop Inc | 104 | Tuttle Tap | Tuttle Sub | 100 | 1.49 | OH | AC | 138 | 138 | 336.4 | ACSR | Single | 1 | 1 | Wood Pole | 91
20447 | Western Farmers Elec Coop Inc | 105 | Tuttle Tap | Tuttle Sub | 100 | 0.84 | OH | AC | 138 | 138 | 336.4 | ACSR | Single | 1 | 1 | Wood Pole | 91
20447 | Western Farmers Elec Coop Inc | 106 | Hugo | PSO Valliant | 100 | 17.83 | OH | AC | 138 | 138 | 1590 | ACSR | Single | 1 | 1 | Wood Pole | 239
20447 | Western Farmers Elec Coop Inc | 107 | Latta | Solo | 100 | 5.27 | OH | AC | 138 | 138 | 795 | ACSR | Single | 1 | 1 | Wood Pole | 158
20447 | Western Farmers Elec Coop Inc | 108 | Latta | Solo | 100 | 1.67 | OH | AC | 138 | 138 | 795 | ACSR | Single | 1 | 1 | Wood Pole | 158
20447 | Western Farmers Elec Coop Inc | 109 | Sardis Tap | Sardis Sub | 100 | 0.12 | OH | AC | 138 | 138 | 336.4 | ACSR | Single | 1 | 1 | Wood Pole | 91
20447 | Western Farmers Elec Coop Inc | 110 | Nashoba Tap | Nashoba Sub | 100 | 0.08 | OH | AC | 138 | 138 | 336.4 | ACSR | Single | 1 | 1 | Wood Pole | 91
20447 | Western Farmers Elec Coop Inc | 111 | Shawnee | West Red Hill | 100 | 14.48 | OH | AC | 138 | 138 | 795 | ACSR | Single | 1 | 1 | Wood Pole | 158
20447 | Western Farmers Elec Coop Inc | 112 | Wewoka | Liberty | 11 | 9.63 | OH | AC | 138 | 138 | 795 | ACSR | Single | 1 | 1 | Wood Pole | 158
20447 | Western Farmers Elec Coop Inc | 113 | Liberty | Prague | 100 | 12.15 | OH | AC | 138 | 138 | 795 | ACSR | Single | 1 | 1 | Wood Pole | 158
20447 | Western Farmers Elec Coop Inc | 114 | Prague | Meeker | 100 | 18.28 | OH | AC | 138 | 138 | 795 | ACSR | Single | 1 | 1 | Wood Pole | 158
20447 | Western Farmers Elec Coop Inc | 115 | Meeker | West Red Hill | 100 | 4.7 | OH | AC | 138 | 138 | 795 | ACSR | Single | 1 | 1 | Wood Pole | 158
20447 | Western Farmers Elec Coop Inc | 116 | Wetumka Tap | Wetumka Sub | 100 | 5.29 | OH | AC | 138 | 138 | 336.4 | ACSR | Single | 1 | 1 | Wood Pole | 91
20447 | Western Farmers Elec Coop Inc | 117 | Kiersey Tap | Kiersey Sub | 100 | 6.44 | OH | AC | 138 | 138 | 336.4 | ACSR | Single | 1 | 1 | Wood Pole | 91
20447 | Western Farmers Elec Coop Inc | 118 | Hartshorne | Red Oak | 100 | 30.31 | OH | AC | 138 | 138 | 795 | ACSR | Single | 1 | 1 | Wood Pole | 158
20447 | Western Farmers Elec Coop Inc | 119 | Mt. River | Broken Bow | 100 | 11.72 | OH | AC | 138 | 138 | 1113 | ACSR | Single | 1 | 1 | Wood Pole | 192
20447 | Western Farmers Elec Coop Inc | 120 | Warren Valley Tap | Warren Valley Sub | 100 | 4.31 | OH | AC | 138 | 138 | 336.4 | ACSR | Single | 1 | 1 | Wood Pole | 91
20447 | Western Farmers Elec Coop Inc | 121 | El Reno | Jensen Road | 100 | 1.49 | OH | AC | 138 | 138 | 336.4 | ACSR | Single | 1 | 1 | Wood Pole | 10
20447 | Western Farmers Elec Coop Inc | 122 | El Reno | Jensen Road | 100 | 0.56 | OH | AC | 138 | 138 | 336.4 | ACSR | Single | 1 | 1 | Wood Pole | 91
20447 | Western Farmers Elec Coop Inc | 123 | Greesy Creek Tap | Greesy Creek Sub | 100 | 2.51 | OH | AC | 138 | 138 | 336.4 | ACSR | Single | 1 | 1 | Wood Pole | 91
20447 | Western Farmers Elec Coop Inc | 124 | Dominance Tap | Dominance Sub | 100 | 2.33 | OH | AC | 138 | 138 | 1113 | ACSR | Single | 1 | 1 | Wood Pole | 192
20447 | Western Farmers Elec Coop Inc | 125 | Cache Tap | Cashe Sub | 100 | 2.13 | OH | AC | 138 | 138 | 336.4 | ACSR | Single | 1 | 1 | Wood Pole | 91
20447 | Western Farmers Elec Coop Inc | 126 | Hammet tap | Hammet Sub | 100 | 1.09 | OH | AC | 138 | 138 | 336.4 | ACSR | Single | 1 | 1 | Wood Pole | 91
20447 | Western Farmers Elec Coop Inc | 127 | West Moore Tap | West Moore Sub | 100 | 1 | OH | AC | 138 | 138 | 336.4 | ACSR | Single | 1 | 1 | Wood Pole | 91
20447 | Western Farmers Elec Coop Inc | 128 | Custer Tap | Custer Sub | 100 | 0.7 | OH | AC | 138 | 138 | 336.4 | ACSR | Single | 1 | 1 | Wood Pole | 91
20447 | Western Farmers Elec Coop Inc | 129 | Marshall Tap | Marshall Sub | 100 | 0.06 | OH | AC | 138 | 138 | 336.4 | ACSR | Single | 1 | 1 | Wood Pole | 91
20447 | Western Farmers Elec Coop Inc | 130 | Sugar Creek Tap | Sugar Creek Sub | 100 | 0.25 | OH | AC | 138 | 138 | 336.4 | ACSR | Single | 1 | 1 | Wood Pole | 91
20447 | Western Farmers Elec Coop Inc | 131 | Prague Sub | Paramount Sub | 100 | 7.75 | OH | AC | 138 | 138 | 795 | ACSR | Single | 1 | 1 | Wood H-Frame | 158
20447 | Western Farmers Elec Coop Inc | 132 | Sickles Sub | Hinton Sub | 100 | 10.4 | OH | AC | 138 | 138 | 336 | ACSR | Single | 1 | 1 | Wood Pole | 92
20737 | Willmar Municipal Utils Comm | 1 | Granite Falls | Willmar Sub | 50 | 30.9 | OH | AC | 230 | 230 | 795 | ACSR | Single | 1 | 1 | H-Frame Structure | 390
20910 | Wolverine Pwr Supply Coop Inc | 1 | Atlanta | Airport | 100 | 31 | OH | AC | 138 | 138 | 477 | ACSR | Single | 1 | 1 | Single Pole | 139.6
20910 | Wolverine Pwr Supply Coop Inc | 2 | Hersey | Leroy Junction | 100 | 15 | OH | AC | 69 | 138 | 477 | ACSR | Single | 1 | 1 | Single Pole | 139.6
20910 | Wolverine Pwr Supply Coop Inc | 3 | Lake County | Pere Marquette | 100 | 18 | OH | AC | 138 | 138 | 477 | ACSR | Single | 1 | 1 | Single Pole | 139.6
20910 | Wolverine Pwr Supply Coop Inc | 4 | Livingston | Atlanta | 100 | 31 | OH | AC | 138 | 138 | 477 | ACSR | Single | 1 | 1 | Single Pole | 139.6
20910 | Wolverine Pwr Supply Coop Inc | 5 | South Boardman | Leroy | 100 | 47 | OH | AC | 69 | 138 | 447 | ACSR | Single | 1 | 1 | H-Frame Structure | 139.6
20910 | Wolverine Pwr Supply Coop Inc | 6 | Vetabury Tap | --- | 100 | 3 | OH | AC | 138 | 138 | 336.4 | ACSR | Double | 2 | 2 | Single Pole | 113.8
21158 | Zeeland City of | 1 | Blendon | Riley St. Sub Station | 100 | 7 | OH | AC | 138 | 138 | 477 | ACSR | Single | 1 | 1 | Single Pole Wood | 93
21554 | Seminole Electric Coop Inc | 1 | Seminole Plant | Silver Springs North | 100 | 49.84 | OH | AC | 230 | 242 | 1780 | ACSR | Double | 2 | 2 | Steel Tower | 796
21554 | Seminole Electric Coop Inc | 2 | Hardee Power Station | Lee Substation | 100 | 77.94 | OH | AC | 230 | 242 | 2156 | ACSR | Single | 1 | 1 | Steel Pole | 770
21554 | Seminole Electric Coop Inc | 3 | Hardee Power Station | Vandolah Substation | 100 | 8.69 | OH | AC | 230 | 242 | 2156 | ACSR | Single | 2 | 2 | Steel Pole | 770
21554 | Seminole Electric Coop Inc | 4 | Seminole Plant | Rice Substation | 100 | 8.15 | OH | AC | 230 | 242 | 1780 | ACSR | Double | 2 | 2 | Steel Tower | 796
21554 | Seminole Electric Coop Inc | 5 | Seminole Plant | Duval County Line | 100 | 63.19 | OH | AC | 230 | 242 | 1590 | ACSR | Single | 1 | 1 | Poles: 50% Steel 50% Concrete | 796
21554 | Seminole Electric Coop Inc | 6 | Payne Creek Substation | Hardee Power Substation | 100 | 0.3 | OH | AC | 230 | 242 | 795 | ACSR | Double | 2 | 2 | Steel Pole | 637
21704 | MSR Public Power Agency | 1 | Perkins | Mead | 11.54 | 242.7 | OH | AC | 525 | 525 | 1590 | ACSR | Triple | 1 | 1 | Tower | 1300
21704 | MSR Public Power Agency | 2 | MEAD | MARKET PLACE | 8.1 | 13.3 | OH | AC | 525 | 525 | 1590 | ACSR | Triple | 1 | 1 | TOWER | 1852
21704 | MSR Public Power Agency | 3 | MARKET PLACE | ADELANTO | 17.5 | 202 | OH | AC | 500 | 500 | 2312 | ACSR | Triple | 1 | 1 | LATTICE STEEL | 1636
24431 | Utah Municipal Power Agency | 1 | Bonanza, UT | Mona, UT | 6.25 | 171.1 | OH | AC | 345 | 345 | 1590 | ACSR | Double | 1 | 1 | Steel Tower | 1605
27000 | Western Area Power Admin | 1 | Mead | Perkins | 100 | 243 | OH | AC | 500 | 500 | 2156 | ACSR | Double | 1 | 1 | Steel Lattice
27000 | Western Area Power Admin | 2 | Malin | Round Mtn. 1 | 100 | 94.27 | OH | AC | 500 | 500 | 1780 | ACSR | Double | 1 | 1 | Steel Lattice
27000 | Western Area Power Admin | 3 | Olinda | Tracy | 100 | 192 | OH | AC | 500 | 500 | 1565 | ACSR | Double | 1 | 1 | Steel Lattice
27000 | Western Area Power Admin | 4 | Ault | Craig | 100 | 140.49 | OH | AC | 345 | 345 | 1272 | ACSR | Double | 1 | 1 | Steel Lattice
27000 | Western Area Power Admin | 5 | Bears Ears | Bonanza | 100 | 102 | OH | AC | 345 | 345 | 1565 | ACSR | Double | 1 | 1 | Steel Lattice
27000 | Western Area Power Admin | 6 | Craig | Rifle | 100 | 95.16 | OH | AC | 345 | 345 | 1272 | ACSR | Double | 1 | 1 | Steel Lattice
27000 | Western Area Power Admin | 7 | Flagstaff | Pinnacle Peak 1 | 100 | 113.91 | OH | AC | 345 | 345 | 954 | ACSR | double | 1 | 1 | Steel Lattice
27000 | Western Area Power Admin | 8 | Flagstaff | Pinnacle Peak 2 | 100 | 113.83 | OH | AC | 345 | 345 | 954 | ACSR | double | 1 | 1 | Steel Lattice
27000 | Western Area Power Admin | 9 | Fort Thompson | Grand Island | 100 | 241.7 | OH | AC | 345 | 345 | 954 | ACSR | double | 1 | 1 | Steel Lattice
27000 | Western Area Power Admin | 10 | Glen Canyon | Flagstaff 1 | 100 | 124.44 | OH | AC | 345 | 345 | 954 | ACSR | double | 1 | 1 | Steel Lattice
27000 | Western Area Power Admin | 11 | Glen Canyon | Flagstaff 2 | 100 | 124.17 | OH | AC | 345 | 345 | 954 | ACSR | double | 1 | 1 | Steel Lattice
27000 | Western Area Power Admin | 12 | Hayden | Blue River | 100 | 62 | OH | AC | 345 | 345 | 1272 | ACSR | double | 1 | 1 | Steel Lattice
27000 | Western Area Power Admin | 13 | Mead | Liberty | 100 | 238.03 | OH | AC | 345 | 345 | 1033 | ACSR | double | 1 | 1 | Steel Lattice
27000 | Western Area Power Admin | 14 | Rifle | San Juan | 100 | 122.49 | OH | AC | 345 | 345 | 1272 | ACSR | double | 1 | 1 | Steel Lattice
27000 | Western Area Power Admin | 15 | Watertown | Sioux City | 100 | 176.8 | OH | AC | 345 | 345 | 954 | ACSR | ouble | 1 | 1 | Steel Lattice
27000 | Western Area Power Admin | 16 | Charlie Creek | Belfield | 100 | 35 | OH | AC | 345 | 345 | 795 | ACSR | single | 1 | 1 | Steel Lattice
27000 | Western Area Power Admin | 17 | Airport | Cottonwood | 100 | 9.9 | OH | AC | 230 | 230 | 795 | ACSR | single | 1 | 1 | Steel Lattice
27000 | Western Area Power Admin | 18 | Archer | Ault | 100 | 43.26 | OH | AC | 230 | 230 | 1272 | ACSR | single | 1 | 1 | Wood H Frame
27000 | Western Area Power Admin | 19 | Archer | Hayden | 100 | 157.47 | OH | AC | 230 | 230 | 1272 | ACSR | single | 1 | 1 | Steel Lattice
27000 | Western Area Power Admin | 20 | Archer | Weld | 100 | 142 | OH | AC | 230 | 230 | 954 | ACSR | single | 1 | 1 | Steel Lattice
27000 | Western Area Power Admin | 21 | Archer | Stegall | 100 | 61.24 | OH | AC | 230 | 230 | 1272 | ACSR | single | 1 | 1 | Steel Lattice
27000 | Western Area Power Admin | 22 | Ault | Weld East and West | 100 | 11.97 | OH | AC | 230 | 230 | 1272 | ACSR | double | 2 | 2 | Steel Lattice
27000 | Western Area Power Admin | 23 | Blue River | Gore Pass | 100 | 31 | OH | AC | 230 | 230 | 1272 | ACSR | double | 1 | 1 | Steel Lattice
27000 | Western Area Power Admin | 24 | Bismarck | Glenham | 100 | 94.97 | OH | AC | 230 | 230 | 954 | ACSR | single | 1 | 1 | Steel Lattice
27000 | Western Area Power Admin | 25 | Bismarck | Jamestown 1 | 100 | 98.32 | OH | AC | 230 | 230 | 954 | ACSR | single | 1 | 1 | Steel Lattice
27000 | Western Area Power Admin | 26 | Bismarck | Jamestown 2 | 100 | 99.33 | OH | AC | 230 | 230 | 954 | ACSR | single | 1 | 1 | Steel Lattice
27000 | Western Area Power Admin | 27 | Bismarck | Medora | 100 | 137.19 | OH | AC | 230 | 230 | 954 | ACSR | single | 1 | 1 | Steel Lattice
27000 | Western Area Power Admin | 28 | Judge F. Carr | Keswick 1 | 100 | 11.2 | OH | AC | 230 | 230 | 795 | ACSR | single | 1 | 1 | Steel Lattice
27000 | Western Area Power Admin | 29 | Judge F. Carr | Keswick 2 | 100 | 11.32 | OH | AC | 230 | 230 | 795 | ACSR | single | 1 | 1 | Steel Lattice
27000 | Western Area Power Admin | 30 | Curecanti | Morrow Point | 100 | 1.88 | OH | AC | 230 | 230 | 954 | ACSR | single | 1 | 1 | Wood H Frame
27000 | Western Area Power Admin | 31 | Curecanti | Poncha | 100 | 83.12 | OH | AC | 230 | 230 | 1272 | ACSR | single | 1 | 1 | Steel Lattice
27000 | Western Area Power Admin | 32 | Curecanti | Rifle | 100 | 80.97 | OH | AC | 230 | 230 | 1272 | ACSR | single | 1 | 1 | Steel Lattice
27000 | Western Area Power Admin | 33 | Curecanti | Shiprock | 100 | 151.3 | OH | AC | 230 | 230 | 1272 | ACSR | single | 1 | 1 | Steel Lattice
27000 | Western Area Power Admin | 34 | Liberty | Collidge | 100 | 77 | OH | AC | 230 | 230 | 954 | ACSR | single | 1 | 1 | Steel Pole
27000 | Western Area Power Admin | 35 | Conrad | Shelby #2 | 100 | 35 | OH | AC | 230 | 230 | 1272 | ACSR | single | 1 | 1 | Steel Pole
27000 | Western Area Power Admin | 36 | Craig | Hayden | 100 | 26.82 | OH | AC | 230 | 230 | 1272 | ACSR | single | 1 | 1 | Steel Lattice
27000 | Western Area Power Admin | 37 | Cottonwood | Elverta #2 | 100 | 153.56 | OH | AC | 230 | 230 | 1272 | ACSR | single | 1 | 1 | Steel Lattice
27000 | Western Area Power Admin | 38 | Cottonwood | Elverta #3 | 100 | 130.04 | OH | AC | 230 | 230 | 1272 | ACSR | single | 1 | 1 | Steel Lattice
27000 | Western Area Power Admin | 39 | Cottonwood | Olinda #1 | 100 | 7 | OH | AC | 230 | 230 | 1272 | ACSR | single | 1 | 1 | Steel Lattice
27000 | Western Area Power Admin | 40 | Cottonwood | Olinda #2 | 100 | 7 | OH | AC | 230 | 230 | 1272 | ACSR | single | 1 | 1 | Steel Lattice
27000 | Western Area Power Admin | 41 | Cottonwood | Roseville | 100 | 137.04 | OH | AC | 230 | 230 | 1272 | ACSR | single | 1 | 1 | Steel Lattice
27000 | Western Area Power Admin | 42 | Davis | Mead | 100 | 60.65 | OH | AC | 230 | 230 | 795 | ACSR | single | 1 | 1 | Steel Lattice
27000 | Western Area Power Admin | 43 | Davis | Parker #1 | 100 | 69.9 | OH | AC | 230 | 230 | 795 | ACSR | single | 1 | 1 | Steel Lattice
27000 | Western Area Power Admin | 44 | Davis | Prescott | 100 | 142.45 | OH | AC | 230 | 230 | 795 | ACSR | single | 1 | 1 | Steel Lattice
27000 | Western Area Power Admin | 45 | Dawson County | Miles City 2 | 100 | 70.4 | OH | AC | 230 | 230 | 954 | ACSR | single | 1 | 1 | Steel Lattice
27000 | Western Area Power Admin | 46 | Dawson County | Medora | 100 | 71.6 | OH | AC | 230 | 230 | 954 | ACSR | single | 1 | 1 | Steel Lattice
27000 | Western Area Power Admin | 47 | Dave Johnson | Stegall | 100 | 126.35 | OH | AC | 230 | 230 | 954 | ACSR | single | 1 | 1 | Steel Pole
27000 | Western Area Power Admin | 48 | Elverta | Tracy 1 and 2 | 100 | 72.53 | OH | AC | 230 | 230 | 795 | ACSR | single | 2 | 2 | Steel Lattice
27000 | Western Area Power Admin | 49 | Fargo | Morris | 100 | 104.7 | OH | AC | 230 | 230 | 795 | ACSR | single | 1 | 1 | Steel Lattice
27000 | Western Area Power Admin | 50 | Folsom | Roseville | 100 | 7.1 | OH | AC | 230 | 230 | 954 | ACSR | single | 1 | 1 | Steel Lattice
27000 | Western Area Power Admin | 51 | Fort Peck | Dawson #2 | 100 | 105.2 | OH | AC | 230 | 230 | 954 | ACSR | single | 1 | 1 | Steel Lattice
27000 | Western Area Power Admin | 52 | Fort Randall | Fort Thompson 1 and 2 | 100 | 87.2 | OH | AC | 230 | 230 | 795 | ACSR | single | 2 | 2 | Steel Lattice
27000 | Western Area Power Admin | 53 | Fort Randall | Sioux City 1 | 100 | 121.93 | OH | AC | 230 | 230 | 795 | ACSR | single | 1 | 1 | Steel Lattice
27000 | Western Area Power Admin | 54 | Fort Randall | Sioux City 2 | 100 | 122 | OH | AC | 230 | 230 | 1113 | ACSR | single | 1 | 1 | Steel Lattice
27000 | Western Area Power Admin | 55 | Fort Thompson | Big Bend 1 and 2 | 100 | 7.26 | OH | AC | 230 | 230 | 1272 | ACSR | single | 2 | 2 | Steel Lattice
27000 | Western Area Power Admin | 56 | Fort Thompson | Huron 1 and 2 | 100 | 59.28 | OH | AC | 230 | 230 | 954 | ACSR | single | 2 | 2 | Steel Lattice
27000 | Western Area Power Admin | 57 | Fort Thompson | Sioux Falls 1 and 2 | 100 | 146.14 | OH | AC | 230 | 230 | 1272 | ACSR | single | 2 | 2 | Steel Lattice
27000 | Western Area Power Admin | 58 | Garrison | Bismarck 1 and 2 | 100 | 62.71 | OH | AC | 230 | 230 | 795 | ACSR | single | 2 | 2 | Steel Lattice
27000 | Western Area Power Admin | 59 | Garrison | Jamestown | 100 | 137.63 | OH | AC | 230 | 230 | 954 | ACSR | single | 1 |  | Steel Lattice
27000 | Western Area Power Admin | 60 | Glen Canyon | Shiprock | 100 | 190.14 | OH | AC | 230 | 230 | 1272 | ACSR | single | 1 |  | Steel Lattice
27000 | Western Area Power Admin | 61 | Granite Falls | Minnesota Valley | 100 | 2.6 | OH | AC | 230 | 230 | 954 | ACSR | single | 1 | 1 | Steel Lattice
27000 | Western Area Power Admin | 62 | Granite Falls | Morris | 100 | 60.28 | OH | AC | 230 | 230 | 795 | ACSR | single | 1 | 1 | Steel Lattice
27000 | Western Area Power Admin | 63 | Great Falls | Conrad | 100 | 74.11 | OH | AC | 230 | 230 | 1272 | ACSR | single | 1 | 1 | Steel Pole
27000 | Western Area Power Admin | 64 | Henderson | Mead 1 and 2 | 100 | 13 | OH | AC | 230 | 230 | 795 | ACSR | single | 2 | 2 | Steel Lattice
27000 | Western Area Power Admin | 65 | Hettinger | New Underwood | 100 | 139.69 | OH | AC | 230 | 230 | 954 | ACSR | single | 1 | 1 | Wood H Frame
27000 | Western Area Power Admin | 66 | Huron | Watertown 1 and 2 | 100 | 71.12 | OH | AC | 230 | 230 | 954 | ACSR | single | 2 | 2 | Steel Lattice
27000 | Western Area Power Admin | 67 | Hoover | Mead #1 | 100 | 8.8 | OH | AC | 230 | 230 | 954 | ACSR | single | 1 | 1 | Steel Lattice
27000 | Western Area Power Admin | 68 | Hoover | Mead #4 and #5 | 100 | 8.6 | OH | AC | 230 | 230 | 954 | ACSR | single | 2 | 2 | Steel Lattice
27000 | Western Area Power Admin | 69 | Hoover | Mead #6 and #7 | 100 | 10.5 | OH | AC | 230 | 230 | 1272 | ACSR | single | 2 | 2 | Steel Lattice
27000 | Western Area Power Admin | 70 | Hoover | Mead #8 | 100 | 10.5 | OH | AC | 230 | 230 | 1272 | ACSR | single | 1 | 1 | Steel Lattice
27000 | Western Area Power Admin | 71 | Jamestown | Fargo #1 | 100 | 83.03 | OH | AC | 230 | 230 | 954 | ACSR | single | 1 | 1 | Steel Lattice
27000 | Western Area Power Admin | 72 | Jamestown | Fargo #2 | 100 | 84.3 | OH | AC | 230 | 230 | 954 | ACSR | single | 1 | 1 | Steel Lattice
27000 | Western Area Power Admin | 73 | Keswick | Cottonwood #2 | 100 | 22.44 | OH | AC | 230 | 230 | 1272 | ACSR | single | 1 | 1 | Steel Lattice
27000 | Western Area Power Admin | 74 | Keswick | Cottonwood #3 | 100 | 19.18 | OH | AC | 230 | 230 | 1272 | ACSR | single | 1 | 1 | Steel Lattice
27000 | Western Area Power Admin | 75 | Keswick | Elverta | 100 | 161.7 | OH | AC | 230 | 230 | 1272 | ACSR | single | 1 | 1 | Steel Lattice
27000 | Western Area Power Admin | 76 | Keswick | Olinda #2 | 100 | 17.7 | OH | AC | 230 | 230 | 1272 | ACSR | single | 1 | 1 | Steel Lattice
27000 | Western Area Power Admin | 77 | Liberty | Phoenix | 100 | 22.5 | OH | AC | 230 | 230 | 954 | ACSR | single | 1 | 1 | Steel Lattice
27000 | Western Area Power Admin | 78 | Liberty | Pinnacle Peak 1 and 2 | 100 | 56.07 | OH | AC | 230 | 230 | 954 | ACSR | single | 2 | 2 | Steel Lattice
27000 | Western Area Power Admin | 79 | Malta | Mt. Elbert | 100 | 8 | OH | AC | 230 | 230 | 1272 | ACSR | single | 1 | 1 | Steel Lattice
27000 | Western Area Power Admin | 80 | Miles City | Baker | 100 | 88.17 | OH | AC | 230 | 230 | 954 | ACSR | single | 1 | 1 | Wood H Frame
27000 | Western Area Power Admin | 81 | Miles City | Custer | 100 | 89.81 | OH | AC | 230 | 230 | 954 | ACSR | single | 1 | 1 | Steel Lattice
27000 | Western Area Power Admin | 82 | New Underwood | Wayside | 100 | 80.28 | OH | AC | 230 | 230 | 954 | ACSR | single | 1 | 1 | Steel Lattice
27000 | Western Area Power Admin | 83 | Oahe | Fort Thompson 1 and 2 | 100 | 57.42 | OH | AC | 230 | 230 | 954 | ACSR | single | 2 | 2 | Steel Lattice
27000 | Western Area Power Admin | 84 | Oahe | Fort Thompson 3 and 4 | 100 | 55.31 | OH | AC | 230 | 230 | 795 | ACSR | single | 2 | 2 | Steel Lattice
27000 | Western Area Power Admin | 85 | Oahe | Glenham | 100 | 76.71 | OH | AC | 230 | 230 | 954 | ACSR | single | 1 | 1 | Steel Lattice
27000 | Western Area Power Admin | 86 | Oahe | New Underwood | 100 | 127.75 | OH | AC | 230 | 230 | 954 | ACSR | single | 1 | 1 | Steel Lattice
27000 | Western Area Power Admin | 87 | Olinda | Elverta #2 | 100 | 148.82 | OH | AC | 230 | 230 | 1272 | ACSR | single | 1 | 1 | Steel Lattice
27000 | Western Area Power Admin | 88 | Parker | Havasu pp | 100 | 2.2 | OH | AC | 230 | 230 | 1272 | ACSR | single | 1 | 1 | Steel Lattice
27000 | Western Area Power Admin | 89 | Poncha | Midway | 100 | 87.84 | OH | AC | 230 | 230 | 1272 | ACSR | single | 1 | 1 | Steel Lattice
27000 | Western Area Power Admin | 90 | Pinnacle Peak | Rogers | 100 | 44 | OH | AC | 230 | 230 | 985 | ACSR | single | 1 | 1 | Steel Lattice
27000 | Western Area Power Admin | 91 | Prescot | Pinnacle Peak | 100 | 74.9 | OH | AC | 230 | 230 | 795 | ACSR | single | 1 | 1 | Steel Lattice
27000 | Western Area Power Admin | 92 | Round Mountain | Cottonwood #1 | 100 | 33.59 | OH | AC | 230 | 230 | 795 | ACSR | single | 1 | 1 | Steel Lattice
27000 | Western Area Power Admin | 93 | Rogers | Coolidge | 100 | 39.9 | OH | AC | 230 | 230 | 795 | ACSR | single | 1 | 1 | Steel Lattice
27000 | Western Area Power Admin | 94 | Roseville | Elverta #2 | 100 | 14 | OH | AC | 230 | 230 | 1272 | ACSR | single | 1 | 1 | Steel Lattice
27000 | Western Area Power Admin | 95 | Sioux City | Denison | 100 | 64 | OH | AC | 230 | 230 | 954 | ACSR | single | 1 | 1 | Wood H Frame
27000 | Western Area Power Admin | 96 | Sioux Falls | Sioux City | 100 | 75.9 | OH | AC | 230 | 230 | 795 | ACSR | single | 1 | 1 | Steel Lattice
27000 | Western Area Power Admin | 97 | Spence | Dave Johnston | 100 | 35 | OH | AC | 230 | 230 | 1272 | ACSR | single | 1 | 1 | Steel Pole
27000 | Western Area Power Admin | 98 | Spence | Thermopolis | 100 | 108.9 | OH | AC | 230 | 230 | 1272 | ACSR | single | 1 | 1 | Steel Pole
27000 | Western Area Power Admin | 99 | Spring Creek | Keswick | 100 | 2.13 | OH | AC | 230 | 230 | 1272 | ACSR | single | 1 | 1 | Steel Lattice
27000 | Western Area Power Admin | 100 | North Yuma | Sidney | 100 | 85 | OH | AC | 230 | 230 | 1272 | ACSR | single | 1 | 1 | Wood H Frame
27000 | Western Area Power Admin | 101 | Stegall | Wayside | 100 | 93.06 | OH | AC | 230 | 230 | 954 | ACSR | single | 1 | 1 | Steel Lattice
27000 | Western Area Power Admin | 102 | Shasta | Cottonwood 1 and 2 | 100 | 29.5 | OH | AC | 230 | 230 | 795 | ACSR | single | 2 | 2 | Steel Lattice
27000 | Western Area Power Admin | 103 | Shasta | Keswick | 100 | 8.67 | OH | AC | 230 | 230 | 795 | ACSR | single | 1 | 1 | Steel Lattice
27000 | Western Area Power Admin | 104 | Shiprock | Four Corners | 100 | 8.34 | OH | AC | 230 | 230 | 1272 | ACSR | single | 1 | 1 | Steel Lattice
27000 | Western Area Power Admin | 105 | Trinity | Judge F. Carr | 100 | 13.02 | OH | AC | 230 | 230 | 795 | ACSR | single | 1 | 1 | Steel Lattice
27000 | Western Area Power Admin | 106 | Tracy | Banks | 100 | 2.2 | OH | AC | 230 | 230 | 1272 | ACSR | single | 1 | 1 | Steel Lattice
27000 | Western Area Power Admin | 107 | Tracy | Lawrence Livermore Labs | 100 | 12.7 | OH | AC | 230 | 230 | 795 | ACSR | single | 1 | 1 | Steel Pole
27000 | Western Area Power Admin | 108 | Utica Junction | Sioux Falls | 100 | 66.84 | OH | AC | 230 | 230 | 954 | ACSR |  | 1 | 1 | Steel Lattice
27000 | Western Area Power Admin | 109 | Watertown | Granite Falls 1 and 2 | 100 | 74.56 | OH | AC | 230 | 230 | 954 | ACSR | single | 2 | 2 | Steel Lattice
27000 | Western Area Power Admin | 110 | Yellowtail | Custer | 100 | 61.2 | OH | AC | 230 | 230 | 954 | ACSR | single | 1 | 1 | Steel Lattice
27000 | Western Area Power Admin | 111 | Yellowtail | Yellowtail (PP and L) | 100 | 0.92 | OH | AC | 230 | 230 | 954 | ACSR | single | 1 | 1 | Steel Lattice
27000 | Western Area Power Admin | 112 | Jamestown | Grand Forks | 100 | 110.36 | OH | AC | 230 | 230 | 954 | ACSR | single | 1 | 1 | Wood H Frame
27000 | Western Area Power Admin | 113 | Blythe | Knob | 100 | 64.4 | OH | AC | 161 | 161 | 477 | ACSR | single | 1 | 1 | Wood H Frame
27000 | Western Area Power Admin | 114 | Creston | Maryville | 100 | 62.34 | OH | AC | 161 | 161 | 556 | ACSR | single | 1 | 1 | Wood H Frame
27000 | Western Area Power Admin | 115 | Dome | Gila | 100 | 7.4 | OH | AC | 161 | 161 | 477 | ACSR | single | 1 | 1 | Wood H Frame
27000 | Western Area Power Admin | 116 | Dome | Wellton Mohawk Ligurta | 100 | 11.5 | OH | AC | 161 | 161 | 397 | ACSR | single | 1 | 1 | Wood H Frame
27000 | Western Area Power Admin | 117 | Dension | Creston | 100 | 81.34 | OH | AC | 161 | 161 | 556 | ACSR | single | 1 | 1 | Wood H Frame
27000 | Western Area Power Admin | 118 | Fort Peck | Havre | 100 | 180.28 | OH | AC | 161 | 161 | 954 | ACSR | single | 1 | 1 | Wood H Frame
27000 | Western Area Power Admin | 119 | Gila | Knob | 100 | 20.2 | OH | AC | 161 | 161 | 477 | ACSR | single | 1 | 1 | Wood H Frame
27000 | Western Area Power Admin | 120 | Gila | Wellton Mohawk | 100 | 12.7 | OH | AC | 161 | 161 | 397 | ACSR | single | 1 | 1 | Wood H Frame
27000 | Western Area Power Admin | 121 | Havre | Rainbow | 100 | 103 | OH | AC | 161 | 161 | 300 | ACSR | single | 1 | 1 | Wood H Frame
27000 | Western Area Power Admin | 122 | Knob | Drop Top | 100 | 28.6 | OH | AC | 161 | 161 | 300 | ACSR | single | 1 | 1 | Wood H Frame
27000 | Western Area Power Admin | 123 | Knob | Desalter | 100 | 3.9 | OH | AC | 161 | 161 | 477 | ACSR | single | 1 | 1 | Wood H Frame
27000 | Western Area Power Admin | 124 | Parker | Blythe #1 | 100 | 64.6 | OH | AC | 161 | 161 | 477 | ACSR | single | 1 | 1 | Wood H Frame
27000 | Western Area Power Admin | 125 | Parker | Blythe #2 | 100 | 63.9 | OH | AC | 161 | 161 | 954 | ACSR | single | 1 | 1 | Wood H Frame
27000 | Western Area Power Admin | 126 | Parker | Gila | 100 | 116.5 | OH | AC | 161 | 161 | 477 | ACSR | single | 1 | 1 | Wood H Frame
27000 | Western Area Power Admin | 127 | Sioux City | Spencer | 100 | 66.5 | OH | AC | 161 | 161 | 954 | ACSR | single | 1 | 1 | Wood H Frame
27000 | Western Area Power Admin | 128 | Flaming Gorge | Vernal #1 | 100 | 43.02 | OH | AC | 138 | 138 | 477 | ACSR | single | 1 | 1 | Wood H Frame
27000 | Western Area Power Admin | 129 | Flaming Gorge | Vernal #3 | 100 | 39.1 | OH | AC | 138 | 138 | 477 | ACSR | single | 1 | 1 | Wood H Frame
27000 | Western Area Power Admin | 130 | Green Mountain | Hayden | 100 | 60.57 | OH | AC | 138 | 138 | 397 | ACSR | single | 1 | 1 | Wood H Frame
27000 | Western Area Power Admin | 131 | Gore Pass | Kremmling | 100 | 8.4 | OH | AC | 138 | 138 | 397 | ACSR | single | 1 | 1 | Wood H Frame
27000 | Western Area Power Admin | 132 | Hayden | Vernal | 100 | 153.88 | OH | AC | 138 | 138 | 556 | ACSR | single | 1 | 1 | Wood H Frame
27000 | Western Area Power Admin | 133 | Kremmling | Windy Gap | 100 | 22 | OH | AC | 138 | 138 | 795 | ACSR | single | 1 | 1 | Steel Pole
27000 | Western Area Power Admin | 134 |  |  |  |  | OH | AC
30151 | Tri-State G & T Assn Inc | 1 | Ojo | Taos | 100 | 37.5 | OH | AC | 345 | 345 | 795 | ACSR | Single | 1 | 1 | Wood H-Frame | 478
30151 | Tri-State G & T Assn Inc | 2 | Escalante | Ambrosia | 100 | 14.54 | OH | AC | 230 | 230 | 1590 | ACSR | Single | 1 | 1 | Wood H-Frame | 329
30151 | Tri-State G & T Assn Inc | 3 | Big Sandy | Burlington | 100 | 80.47 | OH | AC | 230 | 230 | 954 | ACSR | Single | 1 | 1 | Wood H-Frame | 284
30151 | Tri-State G & T Assn Inc | 4 | Lincoln | Midway | 100 | 78.08 | OH | AC | 230 | 230 | 1272 | ACSR | Single | 1 | 1 | Wood H-Frame | 336
30151 | Tri-State G & T Assn Inc | 5 | Comanche | Walsenburg | 100 | 48.4 | OH | AC | 230 | 230 | 1272 | ACSR | Single | 1 | 1 | Wood H-Frame | 613
30151 | Tri-State G & T Assn Inc | 6 | North Yuma | Story | 100 | 45.21 | OH | AC | 230 | 230 | 954 | ACSR | Single | 1 | 1 | Wood H-Frame | 284
30151 | Tri-State G & T Assn Inc | 7 | North Yuma | Wray | 100 | 30.7 | OH | AC | 230 | 230 | 954 | ACSR | Single | 1 | 1 | Wood H-Frame | 284
30151 | Tri-State G & T Assn Inc | 8 | Story (TS) | Beaver Creek (PSCO) | 100 | 0.13 | OH | AC | 230 | 230 | 1272 | ACSR | Single | 1 | 1 | Steel Pole | 446
30151 | Tri-State G & T Assn Inc | 9 | Axial Basin | Hayden | 100 | 38.06 | OH | AC | 138 | 138 | 556.5 | ACSR | Single | 1 | 1 | Wood H-Frame | 125
30151 | Tri-State G & T Assn Inc | 10 | Axial Basin | Meeker | 100 | 27.08 | OH | AC | 138 | 138 | 556.5 | ACSR | Single | 1 | 1 | Wood H-Frame | 125
30151 | Tri-State G & T Assn Inc | 11 | Fraser | Windy Gap | 100 | 13.45 | OH | AC | 138 | 138 | 477 | ACSR | Single | 1 | 1 | Wood H-Frame | 168
30151 | Tri-State G & T Assn Inc | 12 | C A Tap | Meeker | 84 | 37.5 | OH | AC | 138 | 138 | 477 | ACSR | Single | 1 | 1 | Wood H-Frame | 114
30151 | Tri-State G & T Assn Inc | 13 | Big Sandy | Lincoln | 100 | 0.97 | OH | AC | 230 | 230 | 1272 | ACSR | Single | 1 | 1 | Wood H-Frame | 336
30151 | Tri-State G & T Assn Inc | 14 | Meeker | Rifle | 100 | 38.69 | OH | AC | 138 | 138 | 556.5 | ACSR | Single | 1 | 1 | Wood H-Frame | 125
30151 | Tri-State G & T Assn Inc | 15 | NCWCD | Windy Gap | 100 | 0.33 | OH | AC | 138 | 138 | 477 | ACSR | Single | 1 | 1 | Wood Pole | 114
30151 | Tri-State G & T Assn Inc | 16 | Sidney (MBPP) | Sidney (TS-East) | 24 | 4.19 | OH | AC | 230 | 230 | 1272 | ACSR | Single | 1 | 1 | Steel Tower | 540
30151 | Tri-State G & T Assn Inc | 17 | Laramie River | Sidney (MBPP) | 24 | 123.11 | OH | AC | 345 | 345 | 2306 | ACSR | Single | 1 | 1 | Steel Tower | 956
30151 | Tri-State G & T Assn Inc | 18 | Laramie River | Stegall (MBPP) | 24 | 59.93 | OH | AC | 230 | 345 | 2306 | ACSR | Single | 1 | 1 | Steel Tower | 478
30151 | Tri-State G & T Assn Inc | 19 | Laramie River | Stegall (MBPP) | 24 | 57.31 | OH | AC | 345 | 345 | 2306 | ACSR | Single | 1 | 1 | Steel Tower | 956
30151 | Tri-State G & T Assn Inc | 20 | Ault | Laramie River | 24 | 110.38 | OH | AC | 345 | 345 | 1272 | ACSR | Single | 1 | 1 | Steel Tower | 896
30151 | Tri-State G & T Assn Inc | 21 | Sidney (TS-West) | Stegall (WAPA-West) | 24 | 74.31 | OH | AC | 230 | 230 | 954 | ACSR | Single | 1 | 1 | Wood H-Frame | 319
30151 | Tri-State G & T Assn Inc | 22 | Stegall (MBPP) | Stegall (WAPA-East) | 24 | 2.63 | OH | AC | 230 | 230 | 1272 | ACSR | Single | 1 | 1 | Steel Tower | 540
30151 | Tri-State G & T Assn Inc | 23 | Sidney (MBPP) | Stegall (MBPP) | 24 | 68.93 | OH | AC | 345 | 345 | 2306 | ACSR | Single | 1 | 1 | Steel Tower | 1159
30151 | Tri-State G & T Assn Inc | 24 | Dave Johnson | Laramie River | 24 | 75.74 | OH | AC | 230 | 230 | 1272 | ACSR | Single | 1 | 1 | Wood H-Frame | 540
30151 | Tri-State G & T Assn Inc | 25 | Laramie River | Story (MBPP) | 24 | 173.31 | OH | AC | 345 | 345 | 1272 | ACSR | Single | 1 | 1 | Steel Tower | 956
30151 | Tri-State G & T Assn Inc | 26 | Barr Lake | Knutson | 100 | 0.25 | OH | AC | 230 | 230 | 1275 | ACSR | Single | 1 | 1 | Steel Pole | 613
30151 | Tri-State G & T Assn Inc | 27 | Gore Pass | Hayden | 34 | 55.81 | OH | AC | 230 | 345 | 1272 | ACSR | Single | 1 | 1 | Steel Tower | 629
30151 | Tri-State G & T Assn Inc | 28 | Hayden Tap | Hayden | 11 | 1.62 | OH | AC | 230 | 230 | 1272 | ACSR | Single | 1 | 1 | Steel Tower | 629
30151 | Tri-State G & T Assn Inc | 29 | Boone | Lamar | 44 | 98.57 | OH | AC | 230 | 230 | 1272 | ACSR | Single | 1 | 1 | Wood H-Frame | 494
30151 | Tri-State G & T Assn Inc | 30 | Boone | Midway | 40 | 43.44 | OH | AC | 230 | 230 | 1033.5 | ACSR | Single | 1 | 1 | Wood H-Frame | 472
30151 | Tri-State G & T Assn Inc | 31 | Poncha (WAPA) | San Luis | 50 | 61.95 | OH | AC | 230 | 230 | 636 | ACSR | Single | 1 | 1 | Wood H-Frame | 697
30151 | Tri-State G & T Assn Inc | 32 | Grand Junction | Montrose | 38 | 55.09 | OH | AC | 345 | 345 | 1272 | ACSR | Single | 1 | 1 | Steel Tower | 1619
30151 | Tri-State G & T Assn Inc | 33 | Hesperus | San Juan | 11 | 44.96 | OH | AC | 345 | 345 | 1272 | ACSR | Single | 1 | 1 | Steel Tower | 1619
30151 | Tri-State G & T Assn Inc | 34 | Hesperus | Montrose | 25 | 109.01 | OH | AC | 345 | 345 | 1272 | ACSR | Single | 1 | 1 | Steel Tower | 1619
30151 | Tri-State G & T Assn Inc | 35 | Grand Junction | Rifle | 52 | 56.56 | OH | AC | 345 | 345 | 1272 | ACSR | Single | 1 | 1 | Steel Tower | 1619
30151 | Tri-State G & T Assn Inc | 36 | Craig | Rifle (Ute) | 46 | 83.52 | OH | AC | 345 | 345 | 1272 | ACSR | Single | 1 | 1 | Steel Tower | 1004
30151 | Tri-State G & T Assn Inc | 37 | Craig | Hayden | 43 | 25.05 | OH | AC | 230 | 345 | 1272 | ACSR | Double | 1 | 1 | Steel Tower | 540
30151 | Tri-State G & T Assn Inc | 38 | Craig | Hayden | 43 | 23.79 | OH | AC | 345 | 345 | 1272 | ACSR | Double | 1 | 1 | Steel Tower | 1004
30151 | Tri-State G & T Assn Inc | 39 | Rifle (Ute) | Rifle (WAPA) | 62 | 3.35 | OH | AC | 230 | 230 | 1272 | ACSR | Single | 1 | 1 | Wood H-Frame | 613
30151 | Tri-State G & T Assn Inc | 40 | Gore Pass | Windy Gap | 100 | 25.29 | OH | AC | 138 | 230 | 1272 | ACSR | Single | 1 | 1 | Wood H-Frame | 289
30151 | Tri-State G & T Assn Inc | 41 | Bears Ears | Bonanaza | 7 | 102.25 | OH | AC | 345 | 345 | 1565 | ACSR | Single | 1 | 1 | Steel Tower | 1727
39347 | East Texas Electric Coop Inc | 1 | Clyde Brady | Garden Valley | 100 | 10.71 | OH | AC | 138 | 138 | 336 | ACSR | Single | 1 | 1 | Concrete Pole | 126
39347 | East Texas Electric Coop Inc | 2 | Garden Valley | Pecan Hills | 100 | 11.17 | OH | AC | 138 | 138 | 336 | ACSR | Single | 1 | 1 | Concrete Pole | 126
39347 | East Texas Electric Coop Inc | 3 | Kennedy Sullivan | Ben Wheeler | 100 | 12.47 | OH | AC | 138 | 138 | 336 | ACSR | Single | 1 | 1 | Concrete Pole | 126
39347 | East Texas Electric Coop Inc | 4 | Ben Wheeler | Starr | 100 | 10.37 | OH | AC | 138 | 138 | 336 | ACSR | Single | 1 | 1 | Concrete Pole | 126
39347 | East Texas Electric Coop Inc | 5 | Starr | E Burges | 100 | 7.34 | OH | AC | 138 | 138 | 336 | ACSR | Single | 1 | 1 | Concrete Pole | 126
39347 | East Texas Electric Coop Inc | 6 | Crockett Auto | Latexo | 100 | 2 | OH | AC | 138 | 138 | 795 | ACSR | Single | 1 | 1 | Concrete Pole | 215
39347 | East Texas Electric Coop Inc | 7 | Latexo | Grapeland | 100 | 11.28 | OH | AC | 138 | 138 | 795 | ACSR | Single | 1 | 1 | Concrete Pole | 215
39347 | East Texas Electric Coop Inc | 8 | Grapeland | Slocum | 100 | 9.03 | OH | AC | 138 | 138 | 795 | ACSR | Single | 1 | 1 | Concrete Pole | 215
39347 | East Texas Electric Coop Inc | 9 | Slocum | Also | 100 | 26.39 | OH | AC | 138 | 138 | 795 | ACSR | Single | 1 | 1 | Concrete Pole | 215
39347 | East Texas Electric Coop Inc | 10 | Alto | Pine Grove | 100 | 21.38 | OH | AC | 138 | 138 | 795 | ACSR | Single | 1 | 1 | Concrete Pole | 215
39347 | East Texas Electric Coop Inc | 11 | Pine Grove | Jacksonville | 100 | 16.81 | OH | AC | 138 | 138 | 795 | ACSR | Single | 1 | 1 | Concrete Pole | 215
39347 | East Texas Electric Coop Inc | 12 | Crockett Auto | Berea | 100 | 4.62 | OH | AC | 138 | 138 | 795 | ACSR | Single | 1 | 1 | Concrete Pole | 215
39347 | East Texas Electric Coop Inc | 13 | Latexo | Mustang Prairie | 100 | 14.84 | OH | AC | 138 | 138 | 795 | ACSR | Single | 1 | 1 | Concrete Pole | 215
40211 | Wabash Valley Power Assn Inc | 1 | Petersburg | Loop | 100 | 3.19 | OH | AC | 345 | 345 | 954 | ACSR | Single | 2 | 2 | Steel Towers | 1200
40211 | Wabash Valley Power Assn Inc | 2 | Cayuga Station | Whitestown Substation | 100 | 60.1 | OH | AC | 345 | 345 | 954 | ACSR | Single | 1 | 1 | Steel Towers, Wood H Frames | 956
40211 | Wabash Valley Power Assn Inc | 3 | Greentown Sub | Kokomo Webster Street | 100 | 13.68 | OH | AC | 230 | 230 | 954 | SSAC | Single | 2 | 2 | Steel Towers,Aluminium&Wood H | 512
40211 | Wabash Valley Power Assn Inc | 4 | Cayuga Station | New London Switching Station | 100 | 62.2 | OH | AC | 230 | 230 | 636 | ACSR | Single | 1 | 1 | Wood H Frames & Steel H Frames | 637
40211 | Wabash Valley Power Assn Inc | 5 | Alamo Jct | Lake Holiday Sub | 100 | 4.2 | OH | AC | 138 | 138 | 336 | AAAC | Single | 1 | 1 | Wood Pole | 132
40211 | Wabash Valley Power Assn Inc | 6 | Carmel Jct | Carmel 146th St Substation | 100 | 7.99 | OH | AC | 230 | 230 | 954 | ACSR | Single | 1 | 1 | Concrete Pole | 410
40211 | Wabash Valley Power Assn Inc | 7 | Nucor | Loop | 100 | 0.25 | OH | AC | 345 | 345 | 954 | ACSR | Single | 1 | 1 | Wood H Frame | 1195
40211 | Wabash Valley Power Assn Inc | 8 | Hagety Lane Line Terminal | Hagety Lane Line Terminal | 100 | 0.1 | OH | AC | 138 | 138 | 900 | ACSR | Single | 1 | 1 | Galv Steel | 241
40211 | Wabash Valley Power Assn Inc | 9 | Engle Ridge Jct | Engle Ridge Sub | 100 | 0.1 | OH | AC | 138 | 138 | 556 | ACSR | Single | 1 | 1 | Steel Pole | 246
40211 | Wabash Valley Power Assn Inc | 10 | South 1st Street Sub | Water Street Substation | 100 | 1.7 | OH | AC | 138 | 138 | 954 | ACSR | Single | 1 | 1 | Wood Pole | 246
40211 | Wabash Valley Power Assn Inc | 11 | Dresser Substation | Terre Haute South 1st Street | 100 | 6 | OH | AC | 138 | 138 | 954 | ACSR | Single | 1 | 1 | Wood Pole | 246
40211 | Wabash Valley Power Assn Inc | 12 | Dupont Jct | Dupont Substation | 100 | 0.1 | OH | AC | 138 | 138 | 397.5 | ACSR | Single | 1 | 1 | Steel Pole | 246
40211 | Wabash Valley Power Assn Inc | 13 | Diamond Lake Jct | Diamond Lake Substation | 100 | 0.1 | OH | AC | 138 | 138 | 556.5 | ACSR | Single | 1 | 1 | Steel Pole | 246
40211 | Wabash Valley Power Assn Inc | 14 | Twin Branch-Robinson Park | LaOtto Substation | 100 | 1.4 | OH | AC | 138 | 138 | 336.4 | ACSR | Single | 1 | 1 | Wood Pole | 246
40211 | Wabash Valley Power Assn Inc | 15 | Abion-Kandallville | Skinner Lake Substation | 100 | 0.9 | OH | AC | 138 | 138 | 336.4 | ACSR | Single | 1 | 1 | Wood Pole | 246
40211 | Wabash Valley Power Assn Inc | 16 | Carmel 146th St. | Carmel Substation | 100 | 2.5 | OH | AC | 69 | 138 | 954 | ACSR | Single | 1 | 1 | Concrete Pole | 30
40230 | Deseret Generation & Tran Coop | 1 | Bonanza | Mona | 93.75 | 171 | OH | AC | 345 | 345 | 1590 | Aluminium | Single | 1 | 1 | Steel Latis/Tower | 2760
40230 | Deseret Generation & Tran Coop | 2 | Bonanza | Upalco | 100 | 57 | OH | AC | 138 | 138 | 1590 | Aluminium | Single | 1 | 1 | Steel Latis Tower | 1380
40230 | Deseret Generation & Tran Coop | 3 | Bonanza | Vernal | 100 | 26 | OH | AC | 138 | 138 | 1590 | Aluminium | Single | 1 | 1 | Wood Poles | 1213
40230 | Deseret Generation & Tran Coop | 4 | Bonanza | SW Rangely | 100 | 26 | OH | AC | 138 | 138 | 1590 | Aluminium | Single | 1 | 1 | Wood Poles | 1213
40294 | Power Resources Coop | 1 | Boardman | Slatt | 10 | 19 | OH | AC | 530 | 500 | 1780 | ACSR | Double | 1 | 1 | Steel Tower | 1586
40307 | Soyland Power Cooperative Inc | 1 | Jacksonville | Winchester | 100 | 19 | OH | AC | 138 | 138 | 795 | ACSR | Single | 1 | 1 | Wood Pole, Single & H-Frame | 215
40307 | Soyland Power Cooperative Inc | 2 | Elkhart | Turris Coal 68-101 | 100 | 0.8 | OH | AC | 138 | 138 | 336.4 | ACSR | Single | 1 | 1 | Wood Pole H-Frame | 80
40307 | Soyland Power Cooperative Inc | 3 | Elkhart | Turris Coal South | 100 | 5.2 | OH | AC | 138 | 138 | 336.4 | ACSR | Single | 1 | 1 | Wood Pole, Single | 80
40307 | Soyland Power Cooperative Inc | 4 | Alsey Tap (Ameren) | Alsey Station | 100 | 0.3 | OH | AC | 138 | 138 | 954 | ACSR | Single | 1 | 1 | Wood Pole, Single | 240
40307 | Soyland Power Cooperative Inc | 5 | Alsey Station | Winchester | 100 | 2 | OH | AC | 138 | 138 | 795 | ACSR | Single | 1 | 1 | Wood Pole, Single | 215
40575 | Utah Associated Mun Power Sys | 1 | Craig | Bonanza UT | 15 | 120 | OH | AC | 345 | 345 | 1565 | ACSR | Single | 1 | 1 | Steel Tower | 48
40575 | Utah Associated Mun Power Sys | 2 | Bonanza UT | Mona UT | 8.3 | 172 | OH | AC | 345 | 345 | 1272 | ACSR | Single | 2 | 2 | Steel Tower | 54
40575 | Utah Associated Mun Power Sys | 3 | Central Utah Sub. | St. George Switchyard | 100 | 21 | OH | AC | 138 | 138 | 1272 | ACSR | Single | 2 | 2 | Steel Poles | 200
40575 | Utah Associated Mun Power Sys | 4 | St. George Switchard | River Sub. | 100 | 10 | OH | AC | 138 | 138 | 1272 | ACSR | Single | 2 | 2 | Steel & Wood Poles | 180
40576 | Intermountain Power Agency | 1 | Intermountain AC Switchyard | Gonder Substation | 100 | 141.41 | OH | AC | 230 | 230 | 954 | ACSR | Single | 1 | 1 | Wood H-Frame
40576 | Intermountain Power Agency | 2 | Intermountain AC Switchyard | Mona Substation | 100 | 50.18 | OH | AC | 345 | 345 | 1272 | ACSR | Double | 2 | 2 | Steel
40576 | Intermountain Power Agency | 3 | Intermountain AC Switchyard | Mona Substation | 100 | 50.38 | OH | AC | 345 | 345 | 1272 | ACSR | Double | 2 | 2 | Steel
40576 | Intermountain Power Agency | 4 | Intermountain AC Switchyard | Adelanto Converter Station | 100 | 487.82 | OH | AC | 1000 | 1000 | 1272 | ACSR | Triple | 3 | 3 | Steel
40580 | Southern Minnesota Mun P Agny | 1 | BENTON COUNTY | MILACA | 100 | 17.3 | OH | AC | 230 | 230 | 1272 | ACSR | SINGLE | 1 | 1 | CONCRETE | 520
40580 | Southern Minnesota Mun P Agny | 2 | ADAMS | AUSTIN | 100 | 20.78 | OH | AC | 161 | 161 | 795 | ACSR | SINGLE | 1 | 1 | WOOD | 279
40580 | Southern Minnesota Mun P Agny | 3 | AUSTIN | HAYWARD | 100 | 17.83 | OH | AC | 161 | 161 | 795 | ACSR | SINGLE | 1 | 1 | WOOD | 279
40580 | Southern Minnesota Mun P Agny | 4 | BEAVER CREEK | RICE | 100 | 13.56 | OH | AC | 161 | 161 | 636 | ACSR | SINGLE | 1 | 1 | WOOD | 240
40580 | Southern Minnesota Mun P Agny | 5 | BYRON | ROCHESTER | 100 | 9.83 | OH | AC | 161 | 161 | 954 | ACSR | SINGLE | 1 | 1 | CONCRETE | 314
40580 | Southern Minnesota Mun P Agny | 6 | BYRON | OWATONNA | 100 | 32 | OH | AC | 161 | 161 | 795 | ACSR | SINGLE | 1 | 1 | WOOD | 273
40580 | Southern Minnesota Mun P Agny | 7 | OWATONNA | SOUTH FARIBAULT | 100 | 16.4 | OH | AC | 161 | 161 | 795 | AAC | SINGLE | 1 | 1 | WOOD | 269
40580 | Southern Minnesota Mun P Agny | 8 | OWATONNA | WASECA | 100 | 13.44 | OH | AC | 69 | 161 | 795 | ACSR | SINGLE | 1 | 1 | WOOD | 273
40581 | Northern Municipal Power Agny | 6 | Center | Heskett | 100 | 22.52 | OH | AC | 230 | 230 | 954 | ACSR | Single | 1 | 1 | Wood H-Frame | 570
40581 | Northern Municipal Power Agny | 7 | Fargo | Wahpeton | 100 | 51.16 | OH | AC | 230 | 230 | 795 | ACSR | Single | 1 | 1 | Wood - H Frame | 454
40581 | Northern Municipal Power Agny | 9 | Maple River | Winger | 100 | 61.26 | OH | AC | 230 | 230 | 954 | ACSR | Single | 1 | 1 | Wood H-Frame | 521
40581 | Northern Municipal Power Agny | 10 | Prairie | Winger | 100 | 58.64 | OH | AC | 230 | 230 | 954 | ACSR | Single | 1 | 1 | Wood H-Frame | 547
40581 | Northern Municipal Power Agny | 12 | Center 345 | Maple River | 100 | 214.32 | OH | AC | 345 | 345 | 1272 | ACSR | Single | 1 | 1 | Lattice Alum. H-Frame | 2043
40581 | Northern Municipal Power Agny | 13 | Prairie | Manitoba Hydro | 100 | 23.43 | OH | AC | 230 | 230 | 954 | ACSR | Single | 1 | 1 | Wood H-Frame | 562
40581 | Northern Municipal Power Agny | 17 | Pickert Inter. | Pickert Sub | 100 | 0.09 | OH | AC | 230 | 230 | 954 | ACSR | Single | 1 | 1 | Wood H-Frame | 494
40581 | Northern Municipal Power Agny | 18 | Center | Center | 100 | 1.91 | OH | AC | 230 | 230 | 954 | ACSR | Single | 1 | 1 | Lattice Alum.& Wood H-Frames | 570
40581 | Northern Municipal Power Agny | 19 | Warroad | Running | 100 | 107.67 | OH | AC | 230 | 230 | 954 | ACSR | Single | 1 | 1 | Lattice Alum H-Frame | 510
40581 | Northern Municipal Power Agny | 22 | Winger | Wilton | 100 | 35.65 | OH | AC | 230 | 230 | 954 | ACSR | Single | 1 | 1 | Lattice Alum H-Frame | 510
40581 | Northern Municipal Power Agny | 24 | Square Butte | Center 345 | 100 | 0.35 | OH | AC | 230 | 230 | 1780 | ACSR | Single | 1 | 1 | Lattice Alum. H-Frame | 570
40581 | Northern Municipal Power Agny | 25 | Prairie 230 | Prairie 345 | 100 | 0.22 | OH | AC | 230 | 230 | 954 | ACSR | Single | 1 | 1 | Wood H-Frame | 510
40581 | Northern Municipal Power Agny | 27 | Prairie 230 | Prairie 345 | 100 | 0.21 | OH | AC | 230 | 230 | 954 | ACSR | Single | 1 | 1 | Wood H-Frame | 510
40581 | Northern Municipal Power Agny | 29 | Unit 1 | Center 230 | 100 | 0.1 | OH | AC | 230 | 230 | 954 | ACSR | Single | 1 | 1 | Lattice Alum. H-Frame | 510
40604 | Heartland Consumers Power Dist | 1 | Laramie River Station Wyoming | Stegall Substation Nebraska | 3 | 59 | OH | AC | 345 | 345 | 2306 | ACSR | Single | 1 | 1 | Steel | 478
40604 | Heartland Consumers Power Dist | 2 | Laramie River Station Wyoming | Sidney Substation Nebraska | 3 | 142 | OH | AC | 345 | 345 | 2306 | ACSR | Single | 1 | 1 | Steel | 478
40604 | Heartland Consumers Power Dist | 3 | Stegall Substation in NE | Sidney Substation Nebraska | 3 | 69 | OH | AC | 345 | 345 | 2306 | ACSR | Single | 1 | 1 | Steel | 478
40604 | Heartland Consumers Power Dist | 4 | Laramie River Station Wyoming | Story Substation Colorado | 3 | 169 | OH | AC | 345 | 345 | 1272 | ACSR | Double | 1 | 1 | Steel | 956
40604 | Heartland Consumers Power Dist | 5 | Laramie River Station Wyoming | Ault Substation Colorado | 3 | 110.5 | OH | AC | 345 | 345 | 1272 | ACSR | Double | 1 | 1 | Steel | 896
40604 | Heartland Consumers Power Dist | 6 | Laramie River Station Wyoming | Stegall Substation Colorado | 3 | 59 | OH | AC | 230 | 230 | 2306 | ACSR | Single | 1 | 1 | Steel | 320
40604 | Heartland Consumers Power Dist | 7 | Laramie River Station Wyoming | Dave Johnston Substation Wyo | 3 | 76 | OH | AC | 230 | 230 | 1272 | ACSR | Single | 1 | 1 | Steel | 266
40613 | Northern California Power Agny | 1 | Collierville | Belota | 100 | 38 | OH | AC | 230 | 230 | 1113 | ACSR | Single | 2 | 2 | Steel Tublar Pole Corten | 353.75
40613 | Northern California Power Agny | 2 | Castle Rock Junction | Lakeville | 100 | 2 | OH | AC | 230 | 230 | 1113 | Aluminum | Single | 2 | 2 | Tower Type | 250
42889 | Alaska Energy Authority | 1 | Teeland | Hollywood Road | 100 | 5 | OH | AC | 138 | 138 | 566.5 | ACCR | Single | 1 | 1 | Single Pole Wood | 138
42889 | Alaska Energy Authority | 2 | Douglas | Healy | 100 | 170 | OH | AC | 138 | 138 | 1890 | ACCR | Single | 1 | 1 | Tower | 138
Legend:
Line Type: OH=Overhead, UG=Underground, SM=Submarine
Voltage Type: AC=Alternating Current, DC=Direct Current
Conductor Material Type: Aluminum, Aluminum Conductor Steel Reinforced (ACSR), Copper, or Other.
Conductor Configuration: The bundling arrangement/configuration of the line conductors as single, double, triple, quadruple, or other.
Pole/Tower Type: The predominant pole/tower material for the line as wood, concrete, steel, combination, composite material, or other. Also include the type of structure as single pole, H-frame structure, tower, underground, or other.