## Operable
2024 Form EIA-860 Data - Schedule 3, 'Energy Storage Data' (Operable Units Only)
Utility ID | Utility Name | Plant Code | Plant Name | State | County | Generator ID | Status | Technology | Prime Mover | Sector Name | Sector | Nameplate Capacity (MW) | Summer Capacity (MW) | Winter Capacity (MW) | Operating Month | Operating Year | Nameplate Energy Capacity (MWh) | Maximum Charge Rate (MW) | Maximum Discharge Rate (MW) | Storage Technology 1 | Storage Technology 2 | Storage Technology 3 | Storage Technology 4 | Nameplate Reactive Power Rating | Storage Enclosure Type | Arbitrage | Frequency Regulation | Load Following | Ramping / Spinning Reserve | Co-Located Renewable Firming | Transmission and Distribution Deferral | System Peak Shaving | Load Management | Voltage or Reactive Power Support | Backup Power | Excess Wind and Solar Generation | AC Coupled | DC Coupled | DC Tightly Coupled | Independent | Direct Support of Another Unit | Direct Support Plant ID 1 | Direct Support Gen ID 1 | Direct Support Plant ID 2 | Direct Support Gen ID 2 | Direct Support Plant ID 3 | Direct Support Gen ID 3 | Support T&D Asset
16572 | Salt River Project | 141 | Agua Fria | AZ | Maricopa | AFSB1 | OP | Batteries | BA | Electric Utility | 1 | 25 | 25 | 25 | 9 | 2021 | 100 | 25 | 25 | LIB |  |  |  | 25 | CS | PR | [5 empty] | Y | [8 empty] | N | [6 empty] | N
54802 | Dynegy -Moss Landing LLC | 260 | Dynegy Moss Landing Power Plant Hybrid | CA | Monterey | BAT1 | OP | Batteries | BA | IPP Non-CHP | 2 | 300 | 300 | 300 | 5 | 2021 | 1200 | 300 | 300 | LIB |  |  |  | 98.4 | BL | Y | PR | [13 empty] | N | [6 empty] | Y
54802 | Dynegy -Moss Landing LLC | 260 | Dynegy Moss Landing Power Plant Hybrid | CA | Monterey | BAT2 | OP | Batteries | BA | IPP Non-CHP | 2 | 100 | 100 | 100 | 5 | 2021 | 400 | 100 | 100 | LIB |  |  |  | 32.8 | BL | Y | PR | [13 empty] | N | [6 empty] | Y
54802 | Dynegy -Moss Landing LLC | 260 | Dynegy Moss Landing Power Plant Hybrid | CA | Monterey | BAT3 | OP | Batteries | BA | IPP Non-CHP | 2 | 350 | 350 | 350 | 6 | 2023 | 1400 | 350 | 350 | LIB |  |  |  | 115 | BL | Y | PR | [13 empty] | N | [6 empty] | Y
9216 | Imperial Irrigation District | 389 | El Centro Hybrid | CA | Imperial | BESS | OP | Batteries | BA | Electric Utility | 1 | 30 | 30 | 30 | 10 | 2016 | 20 | 30 | 30 | LIB |  |  |  | 14.4 | BL |  | Y | PR | Y |  |  |  |  | Y | [6 empty] | N | [6 empty] | Y
18454 | Tampa Electric Co | 645 | Big Bend | FL | Hillsborough | BESS1 | OP | Batteries | BA | Electric Utility | 1 | 12.6 | 12.6 | 12.6 | 2 | 2017 | 25.2 | 12.6 | 12.6 | LIB |  |  |  | 10 | CS | Y | [5 empty] | Y |  |  |  | PR | Y |  |  |  | Y | 645 | 1 |  |  |  |  | N
11843 | Maui Electric Co Ltd | 792 | Palaau Power Hybrid | HI | Maui | BAT1 | OS | Batteries | BA | Electric Utility | 1 | 2 | 2 | 2 | 5 | 2017 | 2 | 0.5 | 0.5 | OTH |  |  |  | 2 | CS |  | PR |  | Y | [11 empty] | N | [6 empty] | N
9273 | AES Indiana | 990 | Harding Street | IN | Marion | BAT1 | OP | Batteries | BA | Electric Utility | 1 | 20 | 20 | 20 | 6 | 2016 | 20 | 20 | 20 | LIB |  |  |  | 20 | BL |  | PR | [13 empty] | N | [6 empty] | N
6235 | Fayetteville Public Works Commission | 1016 | Butler-Warner Generation Plant | NC | Cumberland | 11 | OP | Batteries | BA | Electric Utility | 1 | 0.5 | 0.5 | 0.5 | 9 | 2019 | 0.5 | 0.3 | 0.5 | LIB |  |  |  | 0.6 | CS | [5 empty] | Y |  | PR | [7 empty] | N | [6 empty] | N
39006 | Brookfield White Pine Hydro LLC | 1482 | Bonny Eagle | ME | York | BES1 | OP | Batteries | BA | IPP Non-CHP | 2 | 8 | 8 | 8 | 4 | 2023 | 16 | 8 | 8 | LIB |  |  |  | 8.4 | CS | PR | Y | Y | [5 empty] | Y | [6 empty] | N | [6 empty] | N
31719 | FPL Energy Wyman LLC | 1507 | William F Wyman Hybrid | ME | Cumberland | BESS | OP | Batteries | BA | IPP Non-CHP | 2 | 16.7 | 16.2 | 16.2 | 12 | 2016 | 10.9 | 16.7 | 16.2 | LIB |  |  |  | 10.2 | CS |  | PR | [13 empty] | N | [6 empty] | N
13206 | Nantucket Electric Co | 1615 | Nantucket Hybrid | MA | Nantucket | 20 | OP | Batteries | BA | Electric Utility | 1 | 6 | 6 | 6 | 7 | 2019 | 48 | 6 | 6 | LIB |  |  |  | 7 | BL | [5 empty] | Y |  |  |  | PR | [5 empty] | N | [6 empty] | Y
18488 | City of Taunton | 1682 | Cleary Flood Hybrid | MA | Bristol | BS1 | OP | Batteries | BA | Electric Utility | 1 | 3 | 2.9 | 3 | 3 | 2020 | 6 | 3 | 3 | LIB |  |  |  | 3 | CS | [6 empty] | PR | [8 empty] | N | [6 empty] | N
13407 | Nevada Power Co | 2324 | Reid Gardner | NV | Clark | RGES1 | OP | Batteries | BA | Electric Utility | 1 | 220 | 220 | 220 | 12 | 2023 | 220 | 220 | 220 | LIB |  |  |  | 72.3 | CS | PR | [14 empty] | N | [6 empty] | N
3542 | Duke Energy Ohio Inc | 2830 | Walter C Beckjord | OH | Clermont | BECK1 | OP | Batteries | BA | Electric Utility | 1 | 2 | 2 | 2 | 1 | 2015 | 1 | 2 | 2 | LIB |  |  |  | 2 | CS |  | PR | [13 empty] | N | [6 empty] | N
3542 | Duke Energy Ohio Inc | 2830 | Walter C Beckjord | OH | Clermont | BECK2 | OP | Batteries | BA | Electric Utility | 1 | 2 | 2 | 2 | 11 | 2015 | 0.8 | 2 | 2 | LIB |  |  |  | 2 | CS |  | PR | [13 empty] | N | [6 empty] | N
10451 | Kotzebue Electric Assn Inc | 6304 | Kotzebue Hybrid | AK | NORTHWEST ARCTIC | ES1 | OP | Batteries | BA | Electric Utility | 1 | 1.2 | 1.2 | 1.2 | 12 | 2015 | 1 | 1.2 | 1.2 | LIB |  |  |  | 1.2 | CT |  | PR | Y | Y | Y |  | Y | Y |  | Y | Y | Y |  |  |  | Y | 6304 | ES1 |  |  |  |  | N
13683 | North Carolina El Member Corp | 6377 | Ocracoke Hybrid | NC | Hyde | BAT | OP | Batteries | BA | Electric Utility | 1 | 1 | 1 | 1 | 1 | 2017 | 1 | 0.5 | 0.5 | LIB |  |  |  | 0.5 | CS | Y | [6 empty] | PR | [7 empty] | N | [6 empty] | N
17609 | Southern California Edison Co | 6704 | Pebbly Beach Generating Station Hybrid | CA | Los Angeles | NASB1 | OS | Batteries | BA | Electric Utility | 1 | 1 | 1 | 1 | 8 | 2012 | 6.8 | 1 | 1 | NAB |  |  |  | 0.8 | CS |  |  |  | Y |  |  | PR | Y | Y | [6 empty] | N | [6 empty] | N
189 | PowerSouth Energy Cooperative | 7063 | McIntosh (AL) | AL | Washington | 1 | OP | Natural Gas with Compressed Air Storage | CE | Electric Utility | 1 | 110 | 25 | 25 | 6 | 1991 | 110 | 52 | 110 |  |  |  |  | 0.9 | BL |  |  | Y |  |  |  | Y | Y | Y
55983 | Luminant Generation Company LLC | 8063 | DeCordova Steam Electric Station | TX | Hood | BESS | OP | Batteries | BA | IPP Non-CHP | 2 | 269.1 | 260 | 260 | 7 | 2022 | 263 | 263 | 263 | LIB |  |  |  | 137 | CS |  | Y | PR | Y | [11 empty] | N | [6 empty] | N
20323 | Wellhead Services, Inc | 10156 | Fresno Cogen Partners | CA | Fresno | BESS1 | OP | Batteries | BA | IPP CHP | 3 | 16 | 16 | 16 | 3 | 2023 | 16 | 16 | 16 | LIB |  |  |  | 10 | CS |  |  | Y | PR | [7 empty] | Y |  |  |  | Y | 10156 | GEN3 | 10156 | GEN4 |  |  | N
50083 | Brookfield Power New England | 10493 | Rumford Falls Hydro Facility | ME | Oxford | BES1 | OP | Batteries | BA | IPP Non-CHP | 2 | 8 | 8 | 8 | 5 | 2023 | 16 | 8 | 8 | LIB |  |  |  | 8.4 | CS | PR | Y | Y | Y |  |  |  |  | Y | [6 empty] | N | [6 empty] | N
22142 | University of California Santa Cruz | 50064 | University of California Santa Cruz | CA | Santa Cruz | 18027 | OP | Batteries | BA | Commercial CHP | 5 | 1 | 1 | 1 | 12 | 2022 | 1 | 1 | 1 | LIB |  |  |  | 0 | CS |  |  |  |  | Y |  | PR |  |  |  | Y | Y |  |  |  | Y | 50064 | 246 |  |  |  |  | N
54736 | VESI Pomona Energy Storage, Inc. | 50300 | VESI Pomona | CA | Los Angeles | BESS1 | OP | Batteries | BA | IPP Non-CHP | 2 | 20 | 20 | 20 | 12 | 2016 | 20 | 20 | 20 | LIB |  |  |  | 20 | BL | PR | Y | [13 empty] | N | [6 empty] | N
54736 | VESI Pomona Energy Storage, Inc. | 50300 | VESI Pomona | CA | Los Angeles | BESS2 | OP | Batteries | BA | IPP Non-CHP | 2 | 20 | 20 | 20 | 8 | 2023 | 20 | 20 | 20 | LIB |  |  |  | 20 | BL | PR | Y | [13 empty] | N | [6 empty] | Y
7595 | Great Lakes Hydro America LLC | 54134 | Great Lakes Hydro America - ME | ME | Penobscot | BES1 | OP | Batteries | BA | IPP Non-CHP | 2 | 10 | 9.4 | 9.4 | 12 | 2020 | 10 | 4 | 5 | LIB |  |  |  | 18.2 | CS | PR | Y | Y | Y |  |  |  |  | Y | [6 empty] | N | [6 empty] | N
7595 | Great Lakes Hydro America LLC | 54134 | Great Lakes Hydro America - ME | ME | Penobscot | BES2 | OP | Batteries | BA | IPP Non-CHP | 2 | 10 | 9.4 | 9.4 | 12 | 2020 | 10 | 4 | 5 | LIB |  |  |  | 18.2 | CS | PR | Y | Y | Y |  |  |  |  | Y | [6 empty] | N | [6 empty] | N
1752 | Biola University | 54296 | Biola University Hybrid | CA | Los Angeles | BATT | OP | Batteries | BA | Commercial CHP | 5 | 0.3 | 0.3 | 0.3 | 2 | 2018 | 0.5 | 0.3 | 0.3 | LIB |  |  |  | 0.3 | CS | [6 empty] | PR | [8 empty] | N | [6 empty] | N
7595 | Great Lakes Hydro America LLC | 54639 | Berlin Gorham | NH | Coos | BESS1 | OP | Batteries | BA | IPP Non-CHP | 2 | 14 | 14 | 14 | 12 | 2023 | 14 | 14 | 14 | LIB |  |  |  | 14.7 | CS | PR | Y | Y | Y |  |  |  |  | Y | [6 empty] | N | [6 empty] | N
6862 | Green Mountain Storage, LLC | 55370 | Green Mountain Storage, LLC | PA | Somerset | BGM | OP | Batteries | BA | IPP Non-CHP | 2 | 10.4 | 10.4 | 10.4 | 5 | 2016 | 10.4 | 10.4 | 10.4 | LIB |  |  |  | 10.4 | CT |  | PR | [13 empty] | N | [6 empty] | N
17609 | Southern California Edison Co | 56472 | Grapeland Hybrid | CA | San Bernardino | BA1 | OP | Batteries | BA | Electric Utility | 1 | 10 | 10 | 10 | 12 | 2016 | 10 | 10 | 10 | LIB |  |  |  | 6 | BL |  | Y |  | PR | [7 empty] | Y |  |  |  | N | [6 empty] | N
17609 | Southern California Edison Co | 56475 | Center Hybrid | CA | Los Angeles | BA1 | OP | Batteries | BA | Electric Utility | 1 | 10 | 10 | 10 | 12 | 2016 | 10 | 10 | 10 | LIB |  |  |  | 6 | BL |  | Y |  | PR | [7 empty] | Y |  |  |  | N | [6 empty] | N
56023 | Arizona Solar One LLC | 56812 | Solana Generating Station | AZ | Maricopa | GEN 1 | OP | Solar Thermal with Energy Storage | CP | IPP Non-CHP | 2 | 140 | 147.8 | 147.8 | 10 | 2013 | [16 empty] | Y |  |  | Y
56023 | Arizona Solar One LLC | 56812 | Solana Generating Station | AZ | Maricopa | GEN2 | OP | Solar Thermal with Energy Storage | CP | IPP Non-CHP | 2 | 140 | 147.8 | 147.8 | 10 | 2013 | [16 empty] | Y |  |  | Y
65411 | Duke Energy Renewables Services | 56961 | Notrees Windpower Hybrid | TX | Ector | BATT | OP | Batteries | BA | IPP Non-CHP | 2 | 36 | 36 | 36 | 12 | 2012 | 13.6 | 36 | 36 | LIB |  |  |  | 36 | BL |  | PR | [9 empty] | Y |  |  |  | Y | 56961 | GE | 56951 | VESTA |  |  | Y
56215 | Big Sky Wind, LLC | 56981 | Pyron Wind Farm LLC Hybrid | TX | Fisher | PYRBT | OP | Batteries | BA | IPP Non-CHP | 2 | 9.9 | 9.9 | 9.9 | 1 | 2018 | 9.9 | 9.9 | 9.9 | LIB |  |  |  | 3.3 | CS |  | PR | [8 empty] | Y | Y |  |  |  | Y | 56981 | 1 |  |  |  |  | Y
56215 | Big Sky Wind, LLC | 56984 | Inadale Wind Farm LLC Hybrid | TX | Nolan | INABT | OP | Batteries | BA | IPP Non-CHP | 2 | 9.9 | 9.9 | 9.9 | 1 | 2018 | 9.9 | 9.9 | 9.9 | LIB |  |  |  | 3.3 | CS |  | PR | [8 empty] | Y | Y |  |  |  | Y | 56984 | 1 |  |  |  |  | Y
55963 | AE Power Services LLC | 57045 | Rolling Thunder Wind Farm Hybrid | SD | Hand | 2 | OP | Batteries | BA | IPP Non-CHP | 2 | 0.8 | 0.8 | 0.8 | 11 | 2018 | 0.8 | 0.3 | 0.3 | LIB |  |  |  | 0.3 | CS | [7 empty] | PR |  | Y | Y | Y |  |  |  | Y | 57045 | 1 |  |  |  |  | Y
59155 | Evergreen Wind, LLC | 57082 | Kaheawa Wind Power II LLC | HI | Maui | 2 | OP | Batteries | BA | IPP Non-CHP | 2 | 10 | 10 | 10 | 6 | 2012 | 20 | 10 | 10 | LIB |  |  |  | 10 | BL |  | Y | Y | Y | Y |  |  |  | Y | Y | PR |  |  |  | Y | Y | 57082 | 1 |  |  |  |  | N
19558 | Homer Electric Assn Inc | 57206 | Soldotna | AK | Kenai Peninsula | 3 | OP | Batteries | BA | Electric Utility | 1 | 46.5 | 46.5 | 46.5 | 1 | 2022 | 93 | 46.5 | 46.5 | LIB |  |  |  | 14 | CS |  | PR |  | Y |  |  |  | Y | [7 empty] | N | [6 empty] | N
62893 | Mililani I Solar LLC | 57242 | Mililani South Solar Farm | HI | Honolulu | 2 | OP | Batteries | BA | IPP Non-CHP | 2 | 39 | 39 | 39 | 7 | 2022 | 156 | 39 | 39 | LIB |  |  |  | 156 | CS | [10 empty] | PR | Y |  |  |  | Y | 57242 | 1 |  |  |  |  | Y
56641 | Tonopah Solar Energy LLC | 57275 | Crescent Dunes Solar Energy | NV | Nye | TSE-1 | OP | Solar Thermal with Energy Storage | CP | IPP Non-CHP | 2 | 125 | 110 | 110 | 11 | 2015
56678 | FPL Energy Illinois Wind LLC | 57325 | FPL Energy Illinois Wind LLC Hybrid | IL | DeKalb | BFT | OP | Batteries | BA | IPP Non-CHP | 2 | 20 | 20 | 20 | 11 | 2014 | 8.3 | 20 | 20 | LIB |  |  |  | 20 | CS |  | PR | [13 empty] | N | [6 empty] | N
61012 | AES Distributed Energy | 57447 | Laurel Mountain Hybrid | WV | Barbour | 2 | OP | Batteries | BA | IPP Non-CHP | 2 | 16 | 16 | 16 | 10 | 2011 | 16 | 16 | 16 | LIB |  |  |  | 0.9 | CS |  | PR | [8 empty] | Y |  |  |  |  | N | [6 empty] | N
803 | Arizona Public Service Co | 57560 | Chino Valley Solar | AZ | Yavapai | CV19M | OP | Batteries | BA | Electric Utility | 1 | 19 | 19 | 19 | 1 | 2024 | 76 | 19 | 19 | LIB |  |  |  | 11.8 | CS | Y |  |  | Y |  |  | PR |  | Y |  | Y | Y |  |  |  | Y | 57560 | PV1 |  |  |  |  | N
803 | Arizona Public Service Co | 57561 | Cotton Center Solar Hybrid | AZ | Maricopa | CC17M | OP | Batteries | BA | Electric Utility | 1 | 17 | 17 | 17 | 4 | 2023 | 51 | 17 | 17 | LIB |  |  |  | 5.6 | CS |  |  | Y |  |  |  | PR |  |  |  | Y | Y |  |  |  | Y | 57561 | PV1 |  |  |  |  | N
803 | Arizona Public Service Co | 57562 | Paloma Solar Hybrid | AZ | Maricopa | PA17M | OP | Batteries | BA | Electric Utility | 1 | 17 | 17 | 17 | 4 | 2023 | 51 | 17 | 17 | LIB |  |  |  | 5.6 | CS |  |  | Y |  |  |  | PR |  |  |  | Y | Y |  |  |  | Y | 57562 | PV1 |  |  |  |  | N
803 | Arizona Public Service Co | 57563 | Hyder Solar Hybrid | AZ | Yuma | H116M | OP | Batteries | BA | Electric Utility | 1 | 16 | 16 | 16 | 4 | 2023 | 48 | 16 | 16 | LIB |  |  |  | 5.6 | CS |  |  | Y |  |  |  | PR |  |  |  | Y | Y |  |  |  | Y | 57563 | PV1 |  |  |  |  | N
7353 | Golden Valley Elec Assn Inc | 57583 | Battery Energy Storage System | AK | Fairbanks North Star | BESS | OP | Batteries | BA | Electric Utility | 1 | 40 | 40 | 40 | 12 | 2003 | 11 | 4 | 40 | NIB |  |  |  | 46 | BL |  | Y |  | Y |  |  |  |  | PR | [6 empty] | N | [6 empty] | N
56918 | University of California San Diego | 57584 | University of California San Diego Hybri | CA | San Diego | BS1 | OP | Batteries | BA | Commercial CHP | 5 | 2.5 | 2.5 | 2.5 | 12 | 2015 | 5 | 2.5 | 2.5 | LIB |  |  |  | 2.5 | CS |  |  | Y |  |  |  | PR | Y | [7 empty] | N | [6 empty] | N
61978 | Convergent Energy and Power LP | 57710 | Stephentown Spindle | NY | Rensselaer | SRS1 | OP | Flywheels | FW | IPP Non-CHP | 2 | 20 | 20 | 20 | 1 | 2011 | 15 | 20 | 20 |  |  |  |  | 6.4 | CS |  | Y
61978 | Convergent Energy and Power LP | 57716 | Hazle Spindle | PA | Luzerne | HRS1 | OP | Flywheels | FW | IPP Non-CHP | 2 | 20 | 20 | 20 | 9 | 2013 | 15 | 20 | 20 |  |  |  |  | 6.4 | CS |  | Y
57372 | Auwahi Wind Energy LLC | 57996 | Auwahi Wind Energy Hybrid | HI | Maui | AWEB | OP | Batteries | BA | IPP Non-CHP | 2 | 11 | 11 | 11 | 12 | 2012 | 4.4 | 11 | 11 | LIB |  |  |  | 5.4 | CS |  | Y |  | PR | [11 empty] | N | [6 empty] | Y
803 | Arizona Public Service Co | 57997 | Foothills Solar Plant Hybrid | AZ | Yuma | FH38M | OP | Batteries | BA | Electric Utility | 1 | 35 | 35 | 35 | 4 | 2023 | 105 | 35 | 35 | LIB |  |  |  | 11.5 | CS |  |  | Y |  |  |  | PR |  |  |  | Y | Y |  |  |  | Y | 57997 | PV1 | 57991 | PV2 |  |  | N
58195 | Hoag Memorial Presbyterian Hospital | 58223 | Hoag Hospital Cogen Plant | CA | Orange | TESLA | OP | Batteries | BA | Commercial CHP | 5 | 1 | 1 | 1 | 1 | 2020 | 4.2 | 1 | 1 | LIB |  |  |  | 1 | CS | [6 empty] | PR | [8 empty] | N | [6 empty] | N
9417 | Interstate Power and Light Co | 58236 | Marshalltown Generating Station | IA | Marshall | BESS1 | OP | Batteries | BA | Electric Utility | 1 | 0.3 | 0.3 | 0.3 | 10 | 2020 | 0.6 | 0.3 | 0.3 | LIB |  |  |  | 0.1 | CS |  |  |  |  | Y |  |  | PR |  |  | Y | Y |  |  |  | Y | 58236 | PV1 |  |  |  |  | N
803 | Arizona Public Service Co | 58383 | Hyder II Hybrid | AZ | Yuma | H214M | OP | Batteries | BA | Electric Utility | 1 | 14 | 14 | 14 | 4 | 2023 | 42 | 14 | 14 | LIB |  |  |  | 4.6 | CS |  |  | Y |  |  |  | PR |  |  |  | Y | Y |  |  |  | Y | 58383 | PV1 |  |  |  |  | N
10433 | Kodiak Electric Assn Inc | 58405 | ESS Battery Microgrid | AK | Kodiak Island | 1 | OP | Batteries | BA | Electric Utility | 1 | 3 | 3 | 3 | 11 | 2012 | 3 | 3 | 3 | LIB |  |  |  | 3 | CS |  | PR | Y | Y | Y | Y | Y | Y | Y | Y | Y |  |  |  | Y | N | 57187 | 1 | 57187 | 2 |  |  | N
58451 | McCoy Solar, LLC | 58462 | McCoy Solar Energy Project Hybrid | CA | Riverside | MCST1 | OP | Batteries | BA | IPP Non-CHP | 2 | 230 | 230 | 230 | 7 | 2021 | 920 | 230 | 230 | LIB |  |  |  | 250.4 | CS | Y | PR |  | Y |  |  |  | Y | Y |  | Y | Y |  |  |  | N | 58462 | 1 | 58462 | BLK2 | 58462 | BLK3 | N
58544 | Sierra Nevada Brewing Co | 58585 | Sierra Nevada Brewing Co Hybrid | CA | Butte | BESS | OP | Batteries | BA | Industrial CHP | 7 | 0.5 | 0.5 | 0.5 | 2 | 2017 | 1 | 0.5 | 0.5 | LIB |  |  |  | 0.5 | CS | [6 empty] | PR | [8 empty] | N | [6 empty] | N
15473 | Public Service Co of NM | 58899 | Prosperity Energy Storage Facility Hybri | NM | Bernalillo | GEN-2 | OP | Batteries | BA | Electric Utility | 1 | 0.8 | 0.8 | 0.8 | 9 | 2011 | 1.3 | 0.5 | 0.5 | PBB |  |  |  | 0.8 | CS | Y | [5 empty] | PR | Y |  |  | Y |  |  |  |  | N | [6 empty] | N
803 | Arizona Public Service Co | 59020 | Gila Bend Hybrid | AZ | Maricopa | GB36M | OP | Batteries | BA | Electric Utility | 1 | 32 | 32 | 32 | 4 | 2023 | 96 | 32 | 32 | LIB |  |  |  | 5.3 | CS |  |  | Y |  |  |  | PR |  |  |  | Y | Y |  |  |  | Y | 59020 | PV1 |  |  |  |  | N
58939 | Cameron Wind 1 LLC | 59118 | Cameron Wind 1 LLC | TX | Cameron | SABAL | OP | Batteries | BA | IPP Non-CHP | 2 | 16.4 | 16.4 | 16.4 | 3 | 2024 | 32.8 | 16.4 | 16.4 | LIB |  |  |  | 6 | CS | PR | Y |  | Y | [11 empty] | N | [6 empty] | Y
61944 | MN8 Energy LLC | 59150 | RE Mustang LLC | CA | Kings | BESS1 | OP | Batteries | BA | IPP Non-CHP | 2 | 75 | 75 | 75 | 10 | 2021 | 75 | 75 | 75 | LIB |  |  |  | 75 | CS | PR | Y | [6 empty] | Y |  | Y | Y |  |  |  | Y | 59150 | PV1 |  |  |  |  | N
59098 | Northwest Ohio Wind, LLC | 59296 | Northwest Ohio Wind | OH | Paulding | NWO-B | OP | Batteries | BA | IPP Non-CHP | 2 | 0.8 | 0.8 | 0.8 | 3 | 2021 | 3.4 | 0.2 | 0.2 | LIB |  |  |  | 1 | CS | Y |  |  |  | Y |  | Y | Y |  |  | PR |  |  | Y |  | N | 59296 | NWO-S |  |  |  |  | N
803 | Arizona Public Service Co | 59444 | Desert Star Hybrid | AZ | Maricopa | DS10M | OP | Batteries | BA | Electric Utility | 1 | 10 | 10 | 10 | 2 | 2023 | 30 | 10 | 10 | LIB |  |  |  | 3.3 | CS |  |  | Y |  |  |  | PR |  |  |  | Y | Y |  |  |  | Y | 59444 | PV1 |  |  |  |  | N
10000 | Evergy Metro | 59772 | KCP&L SmartGrid Innovation Park | MO | Jackson | 1 | OS | Batteries | BA | Electric Utility | 1 | 1 | 1 | 1 | 6 | 2012 | 1 | 1 | 1 | LIB |  |  |  | 1.3 | CS | [6 empty] | PR | [8 empty] | N | [6 empty] | N
59598 | Tooele Army Depot | 59817 | Tooele Army Depot(CSG) | UT | Tooele | BATT1 | OS | Batteries | BA | IPP Non-CHP | 2 | 1 | 1 | 1 | 10 | 2020 | 1 | 1 | 1 | LIB |  |  |  | 0.6 | CS | [6 empty] | PR |  |  |  | Y |  |  |  |  | N | [6 empty] | Y
59656 | Desert Quartzite LLC | 59871 | Desert Quartzite | CA | Riverside | GEN02 | OP | Batteries | BA | IPP Non-CHP | 2 | 150 | 150 | 150 | 12 | 2024 | 150 | 150 | 150 | LIB |  |  |  | 49.3 | CS |  |  |  |  | PR | [5 empty] | Y | Y |  |  |  | Y | 59871 | GEN01 |  |  |  |  | N
17650 | Southern Power Co | 59939 | RE Tranquillity | CA | Fresno | BESS1 | OP | Batteries | BA | IPP Non-CHP | 2 | 37 | 37 | 37 | 11 | 2021 | 128 | 32 | 32 | LIB |  |  |  | 10.5 | CS |  | Y |  | Y |  |  |  | Y | PR |  | Y |  | Y |  |  | Y | 59939 | TQ |  |  |  |  | N
17650 | Southern Power Co | 59939 | RE Tranquillity | CA | Fresno | BESS2 | OP | Batteries | BA | IPP Non-CHP | 2 | 35 | 35 | 35 | 3 | 2022 | 160 | 35 | 35 | LIB |  |  |  | 13.2 | CS |  | Y |  | Y |  |  |  | Y | PR |  | Y |  | Y |  |  | N | 59939 | TQ |  |  |  |  | N
49893 | Invenergy Services LLC | 59957 | Grand Ridge Battery Projects | IL | LaSalle | GIVB | OP | Batteries | BA | IPP Non-CHP | 2 | 4.5 | 4.5 | 4.5 | 12 | 2013 | 1 | 1.5 | 1.5 | LIB |  |  |  | 0.5 | CT |  | Y | [6 empty] | PR |  |  |  | Y |  |  | N | 57912 | 1 |  |  |  |  | Y
49893 | Invenergy Services LLC | 59957 | Grand Ridge Battery Projects | IL | LaSalle | GRES | OP | Batteries | BA | IPP Non-CHP | 2 | 31.5 | 31.5 | 31.5 | 3 | 2015 | 12.5 | 31.5 | 31.5 | LIB |  |  |  | 0.5 | CT |  | Y | [6 empty] | PR |  |  |  | Y |  |  | N | [6 empty] | Y
6452 | Florida Power & Light Co | 59993 | Babcock Solar Energy Center Hybrid | FL | Charlotte | BA | OP | Batteries | BA | Electric Utility | 1 | 10 | 10 | 10 | 3 | 2018 | 40 | 10 | 10 | LIB |  |  |  | 7 | CS |  |  |  |  | Y |  | PR | Y |  |  | Y | Y |  |  |  | Y | 59993 | 1 |  |  |  |  | Y
6452 | Florida Power & Light Co | 60014 | Manatee Solar Energy Center | FL | Manatee | BMS | OP | Batteries | BA | Electric Utility | 1 | 409 | 409 | 409 | 11 | 2021 | 900 | 74.5 | 409 | LIB |  |  |  | 134 | CS |  | Y |  | Y |  |  | PR |  |  |  | Y | Y |  |  |  | Y | 60014 | 1 |  |  |  |  | Y
17470 | PUD No 1 of Snohomish County | 60016 | MESA 1 | WA | Snohomish | A | OS | Batteries | BA | Electric Utility | 1 | 1 | 1 | 1 | 7 | 2015 | 0.5 | 1 | 1 | LIB |  |  |  | 0.9 | CS | Y | [5 empty] | PR | Y | [7 empty] | N | [6 empty] | N
17470 | PUD No 1 of Snohomish County | 60016 | MESA 1 | WA | Snohomish | B | OS | Batteries | BA | Electric Utility | 1 | 1 | 1 | 1 | 2 | 2016 | 0.5 | 1 | 1 | LIB |  |  |  | 0.9 | CS | Y | [5 empty] | PR | Y | [7 empty] | N | [6 empty] | N
6452 | Florida Power & Light Co | 60061 | Citrus Solar Energy Center Hybrid | FL | DeSoto | BA | OP | Batteries | BA | Electric Utility | 1 | 4 | 4 | 4 | 3 | 2018 | 16 | 4 | 4 | LIB |  |  |  | 16 | CS |  |  |  |  | PR | [5 empty] | Y |  |  | Y |  | Y | 60061 | 1 |  |  |  |  | Y
59843 | Blythe Solar II, LLC | 60092 | Blythe Solar II, LLC | CA | Riverside | BLST2 | OP | Batteries | BA | IPP Non-CHP | 2 | 115 | 115 | 115 | 3 | 2021 | 538.6 | 115 | 115 | LIB |  |  |  | 126.9 | CS | Y | PR |  | Y |  |  |  | Y | Y |  | Y | Y |  |  |  | Y | 60092 | BLCK4 | 60092 | BLCK5 | 60092 | BLCK6 | N
59842 | Blythe Solar 110, LLC | 60093 | Blythe Solar 110, LLC | CA | Riverside | BES1 | OP | Batteries | BA | IPP Non-CHP | 2 | 63 | 63 | 63 | 6 | 2021 | 301.2 | 63 | 63 | LIB |  |  |  | 68.6 | CS | Y | PR |  | Y |  |  |  | Y | Y |  | Y | Y |  |  |  | N | [6 empty] | N
59844 | Blythe Solar III, LLC | 60094 | Blythe Solar III, LLC Hybrid | CA | Riverside | BLST3 | OP | Batteries | BA | IPP Non-CHP | 2 | 115 | 115 | 115 | 5 | 2021 | 538.6 | 115 | 115 | LIB |  |  |  | 126.9 | CS | Y | PR |  | Y |  |  |  | Y | Y |  | Y | Y |  |  |  | N | [6 empty] | N
59845 | Blythe Solar IV, LLC | 60095 | Blythe Solar IV, LLC | CA | Riverside | BLST4 | OP | Batteries | BA | IPP Non-CHP | 2 | 47 | 47 | 47 | 10 | 2022 | 47 | 4.2 | 11.7 | LIB |  |  |  | 41.3 | CS |  | PR | [5 empty] | Y |  |  | Y | Y |  |  |  | N | [6 empty] | N
61123 | Upton County Solar 2 LLC | 60123 | Castle Gap Solar Hybrid | TX | Upton | BAT1 | OP | Batteries | BA | IPP Non-CHP | 2 | 9.9 | 9.9 | 9.9 | 6 | 2019 | 42 | 9.9 | 9.9 | LIB |  |  |  | 4.8 | CS |  | Y | PR | [7 empty] | Y | Y |  |  |  | Y | 60123 | CGAP |  |  |  |  | N
57313 | Tesla Inc. | 60231 | Genentech-Oceanside Hybrid | CA | San Diego | BA1 | OP | Batteries | BA | IPP Non-CHP | 2 | 2 | 2 | 2 | 4 | 2016 | 2 | 1 | 1 | LIB |  |  |  | 1 | CS | [7 empty] | Y |  | Y | PR | Y |  |  |  | Y | 60231 | PV1 |  |  |  |  | N
17650 | Southern Power Co | 60233 | RE Garland | CA | Kern | BESS1 | OP | Batteries | BA | IPP Non-CHP | 2 | 45 | 45 | 45 | 8 | 2021 | 176 | 44 | 44 | LIB |  |  |  | 14.5 | CS |  | Y |  | Y |  |  |  | Y | PR |  | Y |  | Y |  |  | Y | 60233 | PV2 |  |  |  |  | N
17650 | Southern Power Co | 60233 | RE Garland | CA | Kern | BESS2 | OP | Batteries | BA | IPP Non-CHP | 2 | 43 | 43 | 43 | 12 | 2021 | 176 | 43 | 43 | LIB |  |  |  | 14.5 | CS |  | Y |  | Y |  |  |  | Y | PR |  | Y |  | Y |  |  | N | 60233 | PV2 |  |  |  |  | N
60038 | Silicon Valley Clean Water | 60249 | Silicon Valley Clean Water | CA | San Mateo | BES | OP | Batteries | BA | IPP CHP | 3 | 1 | 1 | 1 | 11 | 2020 | 2 | 1 | 1 | LIB |  |  |  | 1 | CS | [6 empty] | PR | [8 empty] | N | [6 empty] | N
60094 | Clinton Battery Utility, LLC | 60297 | Clinton Battery | OH | Clinton | 1 | OP | Batteries | BA | IPP Non-CHP | 2 | 10 | 5 | 5 | 10 | 2016 | 4.1 | 5 | 5 | LIB |  |  |  | 3.2 | CS |  | PR | [13 empty] | N | [6 empty] | N
66123 | Summit Ridge Energy | 60299 | HMV Minster Energy Storage System | OH | Auglaize | MIN02 | OS | Batteries | BA | IPP Non-CHP | 2 | 7 | 7 | 7 | 3 | 2016 | 7 | 7 | 7 | LIB |  |  |  | 5.3 | CS |  | PR | [5 empty] | Y | Y | [6 empty] | N | [6 empty] | N
5248 | Dominion Energy Inc. | 60316 | Scott Solar Farm | VA | Powhatan | SCBS | OP | Batteries | BA | Electric Utility | 1 | 40 | 40 | 40 | 12 | 2022 | 48 | 10 | 2 | LIB |  |  |  | 3.3 | CS |  |  |  | Y | [6 empty] | PR | Y |  |  |  | Y | 60316 | 1 |  |  |  |  | N
49893 | Invenergy Services LLC | 60390 | Beech Ridge Energy Storage | WV | Greenbrier | BRES | OP | Batteries | BA | IPP Non-CHP | 2 | 31.5 | 31.5 | 31.5 | 10 | 2015 | 12.5 | 31.5 | 31.5 | LIB |  |  |  | 0.5 | CT |  | Y | [6 empty] | PR |  |  |  | Y |  |  | Y | 57151 | 1 |  |  |  |  | Y
15500 | Puget Sound Energy Inc | 60444 | Glacier Battery Storage | WA | Whatcom | GLA | OP | Batteries | BA | Electric Utility | 1 | 2 | 2 | 2 | 9 | 2016 | 4.4 | 2 | 2 | LIB |  |  |  | 2 | CT | Y | Y | Y | Y |  |  | Y |  |  | PR | [5 empty] | N | [6 empty] | N
803 | Arizona Public Service Co | 60467 | Red Rock | AZ | Maricopa | RR40M | OP | Batteries | BA | Electric Utility | 1 | 41 | 41 | 41 | 11 | 2023 | 164 | 41 | 41 | LIB |  |  |  | 25.5 | CS | Y |  |  | Y |  |  | PR |  | Y |  | Y | Y |  |  |  | Y | 60467 | PV1 |  |  |  |  | N
60278 | 64KT 8me LLC | 60491 | Springbok 3 Solar Farm Hybrid | CA | Kern | SB3BS | OP | Batteries | BA | IPP Non-CHP | 2 | 1.5 | 1.5 | 1.5 | 7 | 2019 | 1.5 | 1.5 | 1.5 | LIB |  |  |  | 1.5 | CT |  | Y | [6 empty] | Y |  | PR |  | Y |  |  | Y | 60491 | SB3SF |  |  |  |  | N
7601 | Green Mountain Power Corp | 60518 | Stafford Hill Solar Hybrid | VT | Rutland | BA1 | OP | Batteries | BA | Electric Utility | 1 | 2 | 2 | 2 | 9 | 2015 | 3.4 | 2 | 2 | LIB | PBB |  |  | 0.5 | CS |  | Y |  |  |  |  | PR |  |  |  | Y |  | Y |  |  | N | [6 empty] | Y
57313 | Tesla Inc. | 60546 | KIUC Kapaia PV and BA Storage Project Hy | HI | Kauai | BA1 | OP | Batteries | BA | IPP Non-CHP | 2 | 13 | 11 | 11 | 5 | 2017 | 52 | 11 | 11 | LIB |  |  |  | 7.8 | CS |  | Y |  | Y | [6 empty] | PR | Y |  |  |  | Y | 60546 | PV1 |  |  |  |  | Y
7601 | Green Mountain Power Corp | 60562 | GMP Solar - Panton Hybrid | VT | Addison | GMPBP | OP | Batteries | BA | Electric Utility | 1 | 1 | 1 | 1 | 6 | 2018 | 4 | 1 | 1 | LIB |  |  |  | 1 | OT |  | Y |  |  |  |  | PR |  |  |  | Y |  | Y |  |  | N | [6 empty] | Y
10433 | Kodiak Electric Assn Inc | 60563 | Flywheel Energy Storage System Microgrid | AK | Kodiak Island | FESS | OP | Flywheels | FW | Electric Utility | 1 | 2 | 2 | 2 | 9 | 2015 | 2 | 2 | 2 |  |  |  |  | 2 | CS |  | Y | Y | Y | Y | Y | Y | Y | Y | Y | Y
60336 | SDGE Batteries | 60565 | Borrego Springs Energy Storage | CA | San Diego | SES1 | OP | Batteries | BA | Electric Utility | 1 | 0.5 | 0.5 | 0.5 | 12 | 2012 | 1.5 | 0.5 | 0.5 | LIB |  |  |  | 1.5 | CS | PR | [5 empty] | Y | [8 empty] | N | [6 empty] | N
60336 | SDGE Batteries | 60565 | Borrego Springs Energy Storage | CA | San Diego | SES2 | OP | Batteries | BA | Electric Utility | 1 | 1 | 1 | 1 | 2 | 2014 | 3 | 1 | 1 | LIB |  |  |  | 1.5 | CS | PR | [5 empty] | Y |  |  | Y | [5 empty] | N | [6 empty] | N
60336 | SDGE Batteries | 60566 | Pala Energy Storage Yard | CA | San Diego | SES2 | OS | Batteries | BA | Electric Utility | 1 | 1 | 1 | 1 | 8 | 2015 | 2 | 1 | 1 | LIB |  |  |  | 1.5 | CS | PR | [5 empty] | Y | [8 empty] | N | [6 empty] | N
60336 | SDGE Batteries | 60567 | Ortega Highway Energy Storage | CA | Orange | SES1 | OP | Batteries | BA | Electric Utility | 1 | 1 | 1 | 1 | 5 | 2015 | 3 | 1 | 1 | LIB |  |  |  | 2 | CS | PR | [5 empty] | Y | Y |  | Y | [5 empty] | N | [6 empty] | N
60336 | SDGE Batteries | 60567 | Ortega Highway Energy Storage | CA | Orange | SES2 | OS | Batteries | BA | Electric Utility | 1 | 1 | 1 | 1 | 10 | 2015 | 3 | 1 | 1 | LIB |  |  |  | 2 | CS | PR | [5 empty] | Y | Y |  | Y | [5 empty] | N | [6 empty] | N
60336 | SDGE Batteries | 60568 | Canyon Crest Academy | CA | San Diego | SES | OP | Batteries | BA | Electric Utility | 1 | 1 | 1 | 1 | 10 | 2014 | 3 | 1 | 1 | LIB |  |  |  | 1 | CS | PR | [5 empty] | Y | Y |  | Y | [5 empty] | N | [6 empty] | N
16609 | San Diego Gas & Electric Co | 60569 | El Cajon Energy Storage | CA | San Diego | SES | OP | Batteries | BA | Electric Utility | 1 | 7.5 | 7.5 | 7.5 | 2 | 2017 | 30 | 7.5 | 7.5 | LIB |  |  |  | 7.5 | CS | PR |  | Y | Y | [11 empty] | N | [6 empty] | N
16609 | San Diego Gas & Electric Co | 60570 | Escondido Energy Storage | CA | San Diego | SES | OP | Batteries | BA | Electric Utility | 1 | 30 | 30 | 30 | 3 | 2017 | 120 | 30 | 30 | LIB |  |  |  | 30 | CS | PR |  | Y | Y | [11 empty] | N | [6 empty] | N
57313 | Tesla Inc. | 60607 | CMEEC - Polaris Park Solar Hybrid | CT | New London | BA1 | OP | Batteries | BA | IPP Non-CHP | 2 | 0.8 | 0.8 | 0.8 | 8 | 2017 | 3.3 | 0.8 | 0.8 | LIB |  |  |  | 1 | CS | [7 empty] | Y |  | Y | PR | Y |  |  |  | Y | 60607 | PV1 |  |  |  |  | N
57313 | Tesla Inc. | 60609 | CMEEC - Norwich Stott St Solar Hybrid | CT | New London | BA1 | OP | Batteries | BA | IPP Non-CHP | 2 | 0.8 | 0.8 | 0.8 | 12 | 2016 | 3 | 0.8 | 0.8 | LIB |  |  |  | 1 | CS | [9 empty] | Y | PR | Y |  |  |  | Y | 60609 | PV1 |  |  |  |  | N
61978 | Convergent Energy and Power LP | 60641 | Henrietta D Energy Storage LLC | CA | Kings | HDES1 | OP | Batteries | BA | IPP Non-CHP | 2 | 10 | 10 | 10 | 11 | 2021 | 40 | 10 | 10 | LIB |  |  |  | 10 | CS | Y | Y |  |  |  |  | PR | [8 empty] | N | [6 empty] | N
60389 | Rabbit Hill Energy Storage Project | 60649 | Rabbit Hill Energy Storage Project | TX | Williamson | 1 | OP | Batteries | BA | IPP Non-CHP | 2 | 9.9 | 9.9 | 9.9 | 4 | 2020 | 9.9 | 9.9 | 9.9 | LIB |  |  |  | 9.9 | CS | PR | Y | [13 empty] | N | [6 empty] | N
60387 | Townsite Solar, LLC | 60654 | Townsite Solar Project Hybrid | NV | Clark | GEN02 | OP | Batteries | BA | IPP Non-CHP | 2 | 90 | 90 | 90 | 12 | 2021 | 360 | 90 | 90 | LIB |  |  |  | 210 | CS | Y | Y |  | Y | Y |  | PR |  | Y |  | Y | Y |  |  |  | Y | 60654 | GEN01 |  |  |  |  | N
65549 | McHenry Battery Storage | 60656 | McHenry Battery Storage | IL | McHenry | MCH1 | OP | Batteries | BA | IPP Non-CHP | 2 | 20 | 20 | 20 | 2 | 2016 | 7.8 | 19.8 | 19.8 | LIB |  |  |  | 6.1 | CS |  | PR | [13 empty] | N | [6 empty] | N
60394 | Willey Battery Utility, LLC | 60660 | Willey Battery Utility | OH | Hamilton | WBU | OP | Batteries | BA | IPP Non-CHP | 2 | 6 | 6 | 6 | 1 | 2016 | 2 | 6 | 6 | LIB |  |  |  | 6 | CS |  | PR | [13 empty] | N | [6 empty] | N
17609 | Southern California Edison Co | 60661 | Mira Loma Energy Storage Facility | CA | San Bernardino | 013A | OP | Batteries | BA | Electric Utility | 1 | 10 | 10 | 10 | 12 | 2016 | 40 | 10 | 10 | LIB |  |  |  | 3.3 | CS | Y | Y | Y | Y |  | Y | PR | Y | Y | [6 empty] | N | [6 empty] | N
17609 | Southern California Edison Co | 60661 | Mira Loma Energy Storage Facility | CA | San Bernardino | 013B | OP | Batteries | BA | Electric Utility | 1 | 10 | 10 | 10 | 12 | 2016 | 40 | 10 | 10 | LIB |  |  |  | 3.3 | CS | Y | Y | Y | Y |  | Y | PR | Y | Y | [6 empty] | N | [6 empty] | N
60409 | Blue Summit Storage, LLC | 60690 | Blue Summit Storage, LLC | TX | Wilbarger | WBSS | OP | Batteries | BA | IPP Non-CHP | 2 | 30 | 30 | 30 | 8 | 2017 | 12.6 | 30 | 30 | LIB |  |  |  | 12.5 | CS |  | PR | [13 empty] | N | [6 empty] | N
20323 | Wellhead Services, Inc | 60698 | Stanton Energy Reliability Center Hybrid | CA | Orange | BESS1 | OP | Batteries | BA | IPP Non-CHP | 2 | 10 | 10 | 10 | 8 | 2020 | 4.5 | 10 | 10 | LIB |  |  |  | 3 | CS |  | PR | Y | Y | [7 empty] | Y |  |  |  | N | 60698 | GT1 |  |  |  |  | N
20323 | Wellhead Services, Inc | 60698 | Stanton Energy Reliability Center Hybrid | CA | Orange | BESS2 | OP | Batteries | BA | IPP Non-CHP | 2 | 10 | 10 | 10 | 8 | 2020 | 4.5 | 10 | 10 | LIB |  |  |  | 3 | CS |  | PR | Y | Y | [7 empty] | Y |  |  |  | N | 60698 | GT2 |  |  |  |  | N
61198 | esVolta LP | 60760 | PPA Grand | CA | Orange | PE101 | OP | Batteries | BA | IPP Non-CHP | 2 | 2 | 2 | 2 | 12 | 2016 | 8 | 2 | 2 | LIB |  |  |  | 2 | BL | PR | Y | [13 empty] | N | [6 empty] | N
796 | Arizona Electric Pwr Coop Inc | 60791 | SunAnza | CA | Riverside | BA1&2 | OP | Batteries | BA | Electric Utility | 1 | 2 | 2 | 2 | 1 | 2022 | 4 | 2 | 2 | LIB |  |  |  | 2 | CS | Y |  |  |  | Y | Y |  |  |  | PR | Y | Y |  |  |  | Y | 60791 | ANZA1 |  |  |  |  | Y
796 | Arizona Electric Pwr Coop Inc | 60791 | SunAnza | CA | Riverside | BA3 | OP | Batteries | BA | Electric Utility | 1 | 2.4 | 2.4 | 2.4 | 1 | 2023 | 5.2 | 2.4 | 2.4 | LIB |  |  |  | 2.4 | CS | Y |  |  |  | Y | Y |  |  |  | PR | Y | Y |  |  |  | Y | 60791 | ANZA2 |  |  |  |  | Y
57313 | Tesla Inc. | 60815 | Hampshire College Hybrid | MA | Hampshire | BA1 | OP | Batteries | BA | IPP Non-CHP | 2 | 0.5 | 0.5 | 0.5 | 5 | 2017 | 0.5 | 0.3 | 0.3 | LIB |  |  |  | 0.3 | CS | [6 empty] | Y |  |  | Y | PR | Y |  |  |  | Y | 60815 | PV1 |  |  |  |  | N
57313 | Tesla Inc. | 60815 | Hampshire College Hybrid | MA | Hampshire | BA2 | OP | Batteries | BA | IPP Non-CHP | 2 | 0.5 | 0.5 | 0.5 | 12 | 2017 | 0.5 | 0.3 | 0.3 | LIB |  |  |  | 0.3 | CS | [6 empty] | Y |  |  | Y | PR | Y |  |  |  | Y | 60815 | PV1 |  |  |  |  | N
60471 | Mt. Tom Solar, LLC | 60906 | Mt. Tom Solar Project Hybrid | MA | Hampden | BA1 | OP | Batteries | BA | IPP Non-CHP | 2 | 3.1 | 3.1 | 3.1 | 3 | 2019 | 6.1 | 2 | 3.1 | LIB |  |  |  | 2.3 | CS | [7 empty] | PR |  |  | Y |  | Y |  |  | Y | 60906 | PV1 |  |  |  |  | Y
58375 | Sterling Municipal Light Department | 60959 | Chocksett Rd Energy Storage Project | MA | Worcester | BA1 | OA | Batteries | BA | Electric Utility | 1 | 2 | 2 | 2 | 4 | 2017 | 3.9 | 2 | 2 | LIB |  |  |  | 1 | CS | Y |  |  |  |  | Y | PR | Y |  | Y | [5 empty] | N | [6 empty] | N
796 | Arizona Electric Pwr Coop Inc | 60964 | Apache Solar I | AZ | Cochise | AEPB1 | OP | Batteries | BA | Electric Utility | 1 | 10 | 10 | 10 | 6 | 2024 | 40 | 10 | 10 | LIB |  |  |  | 2 | CS | Y |  |  | Y |  |  | PR |  | Y |  | Y | Y |  |  |  | Y | 60964 | AEPS1 |  |  |  |  | Y
796 | Arizona Electric Pwr Coop Inc | 60964 | Apache Solar I | AZ | Cochise | TRIB1 | OP | Batteries | BA | Electric Utility | 1 | 10 | 10 | 10 | 6 | 2024 | 40 | 10 | 10 | LIB |  |  |  | 2 | CS | Y |  |  | Y |  |  | PR |  | Y |  | Y | Y |  |  |  | Y | 60964 | AEPS1 |  |  |  |  | Y
7294 | City of Glendale - (CA) | 60974 | Glendale Battery Energy Storage System | CA | Los Angeles | 2BESS | OP | Batteries | BA | Electric Utility | 1 | 2 | 2 | 2 | 10 | 2017 | 1 | 1 | 2 | LIB |  |  |  | 2 | CS |  |  | PR | [5 empty] | Y | [6 empty] | N | [6 empty] | N
56215 | Big Sky Wind, LLC | 60996 | Iron Horse Battery Storage Hybrid | AZ | Pima | BA1 | OP | Batteries | BA | IPP Non-CHP | 2 | 10 | 10 | 10 | 4 | 2017 | 2.5 | 10 | 10 | LIB |  |  |  | 10 | CS |  | PR | [8 empty] | Y | Y |  |  |  | Y | 60996 | PV1 |  |  |  |  | Y
61012 | AES Distributed Energy | 61068 | AES Lawai Solar Hybrid | HI | Kauai | LAWA2 | OP | Batteries | BA | IPP Non-CHP | 2 | 20 | 20 | 20 | 12 | 2018 | 100 | 20 | 20 | LIB |  |  |  | 20 | CS |  | Y |  | Y | PR |  | Y |  | Y |  | Y |  |  | Y |  | Y | 61068 | LAWA1 |  |  |  |  | N
56769 | Consolidated Edison Development Inc. | 61098 | Battle Mountain Solar Project | NV | Humboldt | BMBS | OP | Batteries | BA | IPP Non-CHP | 2 | 25 | 25 | 25 | 6 | 2021 | 25 | 25 | 25 | LIB |  |  |  | 0.8 | CS | [7 empty] | PR | Y | Y | Y |  | Y |  |  | Y | 61098 | BMSP |  |  |  |  | N
60336 | SDGE Batteries | 61107 | Vanadium Redox Flow Battery Plant | CA | San Diego | VRF | OP | Batteries | BA | Electric Utility | 1 | 2 | 2 | 2 | 6 | 2017 | 8 | 2 | 2 | FLB |  |  |  | 2.3 | CS | PR | Y | Y |  |  |  | Y | Y | Y | Y | [5 empty] | N | [6 empty] | N
60797 | 68SF 8me LLC | 61168 | Eland Solar & Storage Center, Phase 1 Hy | CA | Kern | 61168 | OP | Batteries | BA | IPP Non-CHP | 2 | 150 | 150 | 150 | 11 | 2024 | 600 | 150 | 150 | LIB |  |  |  | 100 | CS |  | Y | Y | [5 empty] | Y |  | PR | Y |  |  |  | Y | 60797 | 61168 |  |  |  |  | Y
60816 | Boston Medical Center | 61186 | Boston Medical Center CHP Plant | MA | Suffolk | BATT | OP | Batteries | BA | Commercial CHP | 5 | 1 | 1 | 1 | 4 | 2023 | 1.1 | 0.6 | 0.6 | LIB |  |  |  | 13.4 | CS | [6 empty] | PR |  | Y | Y | [5 empty] | N | [6 empty] | N
60834 | Pima Energy Storage System | 61197 | Pima Energy Storage System | AZ | Pima | PIMA | OP | Batteries | BA | IPP Non-CHP | 2 | 10 | 10 | 10 | 1 | 2017 | 10 | 8 | 10 | LIB |  |  |  | 2.9 | CS |  | PR | [13 empty] | N | [6 empty] | N
62160 | AES ES Alamitos, LLC | 61204 | AES ES Alamitos, LLC | CA | Los Angeles | ALMTS | OP | Batteries | BA | IPP Non-CHP | 2 | 100 | 100 | 100 | 1 | 2021 | 400 | 100 | 100 | LIB |  |  |  | 100 | BL | Y | PR | [13 empty] | N | [6 empty] | N
17633 | Southern Indiana Gas & Elec Co | 61334 | Volkman Road Solar Array Hybrid | IN | Vanderburgh | VRSA2 | OP | Batteries | BA | Electric Utility | 1 | 1 | 1 | 1 | 1 | 2019 | 4.6 | 1 | 1 | LIB |  |  |  | 1.2 | CT | [6 empty] | Y |  |  |  | PR | Y |  |  |  | Y | 61334 | VRSA1 |  |  |  |  | N
16609 | San Diego Gas & Electric Co | 61365 | Fallbrook Energy Storage | CA | San Diego | FBES | OP | Batteries | BA | Electric Utility | 1 | 40 | 40 | 40 | 3 | 2023 | 40 | 40 | 40 | LIB |  |  |  | 35 | CS | PR | Y | Y | [12 empty] | N | [6 empty] | N
16609 | San Diego Gas & Electric Co | 61366 | Top Gun Energy Storage | CA | San Diego | TGES | OP | Batteries | BA | Electric Utility | 1 | 30 | 30 | 30 | 6 | 2021 | 120 | 30 | 30 | LIB |  |  |  | 30 | CS | PR |  | Y | Y | [11 empty] | N | [6 empty] | N
11208 | Los Angeles Department of Water & Power | 61431 | Beacon BESS 1 | CA | Kern | BCNB1 | OP | Batteries | BA | Electric Utility | 1 | 20 | 20 | 20 | 10 | 2018 | 10 | 20 | 20 | LIB |  |  |  | 15 | CS |  | Y |  |  | Y |  |  |  | Y |  | PR |  |  |  | Y | Y | 59315 | BEAC1 |  |  |  |  | N
61091 | Hopewell Valley High School | 61473 | Hopewell Valley High School Hybrid | NJ | Mercer | BA1 | OP | Batteries | BA | Electric Utility | 1 | 1 | 1 | 1 | 12 | 2015 | 1 | 0.5 | 0.5 | LIB |  |  |  | 0.5 | BL |  | Y |  |  | Y |  | Y |  | Y | PR |  | Y |  |  |  | Y | 61473 | HWVHS |  |  |  |  | N
61153 | Montevue Lane Solar, LLC | 61552 | Fort Detrick Solar PV | MD | Frederick | FDSBS | OP | Batteries | BA | IPP Non-CHP | 2 | 6 | 6 | 6 | 2 | 2024 | 6 | 6 | 6 | LIB |  |  |  | 1.7 | CS |  | PR | [8 empty] | Y |  | Y |  |  | Y | 61153 | 61552 |  |  |  |  | N
61277 | Vista Energy Storage, LLC | 61661 | Vista Energy Storage System | CA | San Diego | VISTA | OP | Batteries | BA | IPP Non-CHP | 2 | 40 | 40 | 40 | 6 | 2018 | 38 | 40 | 40 | LIB |  |  |  | 40 | BL | PR | Y |  | Y | [11 empty] | N | [6 empty] | N
61295 | Pinal Central Energy Center, LLC | 61678 | Pinal Central Energy Center Hybrid | AZ | Pinal | BA1 | OP | Batteries | BA | IPP Non-CHP | 2 | 10 | 10 | 10 | 4 | 2018 | 40 | 10 | 10 | LIB |  |  |  | 10 | CS |  | PR |  |  |  |  | Y |  |  |  | Y | Y |  |  |  | N | [6 empty] | N
61344 | Electrodes | 61721 | Baldwin (CA) | CA | Orange | WLA01 | OP | Batteries | BA | Commercial Non-CHP | 4 | 1 | 1 | 1 | 8 | 2019 | 6.9 | 1 | 1 | LIB |  |  |  | 1 | CS | Y | [5 empty] | Y | PR | [7 empty] | N | [6 empty] | N
61344 | Electrodes | 61722 | HEBT Irvine 1 | CA | Orange | IRV01 | OP | Batteries | BA | IPP Non-CHP | 2 | 1 | 1 | 1 | 5 | 2018 | 6.5 | 1 | 1 | LIB |  |  |  | 1 | CS | [6 empty] | Y | PR | [7 empty] | N | [6 empty] | N
61344 | Electrodes | 61722 | HEBT Irvine 1 | CA | Orange | IRV1W | OP | Batteries | BA | IPP Non-CHP | 2 | 4.5 | 4.5 | 4.5 | 5 | 2018 | 27 | 4.5 | 4.5 | LIB |  |  |  | 4.5 | CS | [6 empty] | Y | PR | [7 empty] | N | [6 empty] | N
61344 | Electrodes | 61723 | HEBT Irvine 2 | CA | Orange | IRV06 | OP | Batteries | BA | IPP Non-CHP | 2 | 2.5 | 2.5 | 2.5 | 8 | 2018 | 15 | 2.5 | 2.5 | LIB |  |  |  | 2.5 | CS | [6 empty] | Y | PR | [7 empty] | N | [6 empty] | N
61344 | Electrodes | 61723 | HEBT Irvine 2 | CA | Orange | IRV2W | OP | Batteries | BA | IPP Non-CHP | 2 | 3.3 | 3.3 | 3.3 | 2 | 2018 | 19.8 | 3.3 | 3.3 | LIB |  |  |  | 3.3 | CS | [6 empty] | Y | PR | [7 empty] | N | [6 empty] | N
58764 | Origis Energy USA, Inc | 61730 | MA Solar Storage 1 Hybrid | MA | Worcester | 61730 | OP | Batteries | BA | IPP Non-CHP | 2 | 1 | 1 | 1 | 4 | 2018 | 2 | 1 | 1 | LIB |  |  |  | 1 | CS | Y | [5 empty] | PR |  |  |  | Y |  | Y |  |  | Y | 61730 | SCSS1 |  |  |  |  | N
61364 | Lockheed Martin RMS Syracuse | 61739 | Lockheed Martin RMS Syracuse | NY | Onondaga | SYR1 | OS | Batteries | BA | Industrial Non-CHP | 6 | 1 | 1 | 1 | 8 | 2017 | 1.3 | 1 | 1 | LIB |  |  |  | 1 | CS | Y | [5 empty] | PR | Y | [7 empty] | N | [6 empty] | N
1015 | Austin Energy | 61741 | Kingsberry Energy Storage System | TX | Travis | KBESS | OP | Batteries | BA | Electric Utility | 1 | 1.5 | 1.5 | 1.5 | 9 | 2018 | 3 | 1.5 | 1.5 | LIB |  |  |  | 1.5 | CS | PR | [14 empty] | N | [6 empty] | Y
1015 | Austin Energy | 61742 | System Control Center | TX | Travis | GEN1 | SB | Flywheels | FW | Electric Utility | 1 | 2.5 | 2.5 | 2.5 | 6 | 2012 | 2.5 | 2.5 | 2.5 |  |  |  |  | 0 | CS | [9 empty] | Y
1015 | Austin Energy | 61742 | System Control Center | TX | Travis | GEN2 | SB | Flywheels | FW | Electric Utility | 1 | 2.5 | 2.5 | 2.5 | 6 | 2012 | 2.5 | 2.5 | 2.5 |  |  |  |  | 0 | CS | [9 empty] | Y
6452 | Florida Power & Light Co | 61763 | Sunshine Gateway Solar Energy Center | FL | Columbia | 2 | OP | Batteries | BA | Electric Utility | 1 | 30 | 30 | 30 | 12 | 2021 | 75 | 30 | 30 | LIB |  |  |  | 30 | CS | [5 empty] | Y | PR |  |  |  | Y | Y |  |  |  | Y | 61763 | 1 |  |  |  |  | Y
61420 | ENGIE Storage Services NA LLC | 61795 | Pacific Union College BESS | CA | Napa | 12649 | OP | Batteries | BA | Commercial Non-CHP | 4 | 1 | 1 | 1 | 6 | 2020 | 2 | 1 | 1 | LIB |  |  |  | 1 | CS | Y |  | PR |  |  |  |  | Y | [7 empty] | N | [6 empty] | N
56201 | Engie North America | 61801 | Cascade Energy Storage, LLC | CA | San Joaquin | 10002 | OP | Batteries | BA | IPP Non-CHP | 2 | 25 | 25 | 25 | 9 | 2024 | 100 | 25 | 25 | LIB |  |  |  | 11.5 | CS | Y | PR | [13 empty] | N | [6 empty] | N
61482 | AES ES GILBERT, LLC | 61861 | AES ES GILBERT | AZ | Maricopa | SRP | OS | Batteries | BA | IPP Non-CHP | 2 | 10 | 10 | 10 | 1 | 2019 | 40 | 10 | 10 | LIB |  |  |  | 10 | BL | PR | [14 empty] | N | [6 empty] | N
61506 | Stryker 22, L.L.C. | 61891 | Stryker 22, L.L.C. | NJ | Warren | EDGRD | OP | Batteries | BA | IPP Non-CHP | 2 | 19.8 | 19.8 | 19.8 | 12 | 2018 | 19.8 | 19.8 | 19.8 | LIB |  |  |  | 19.8 | CS | Y | PR | [13 empty] | N | [6 empty] | N
61507 | Plumsted 537 LLC | 61892 | Plumsted 537 LLC | NJ | Ocean | PLMST | OP | Batteries | BA | IPP Non-CHP | 2 | 19.8 | 19.8 | 19.8 | 2 | 2019 | 19.8 | 19.8 | 19.8 | LIB |  |  |  | 19.8 | CS |  | PR | [13 empty] | N | [6 empty] | N
61944 | MN8 Energy LLC | 61901 | Redstone Arsenal Hybrid | AL | Madison | BA | OP | Batteries | BA | IPP Non-CHP | 2 | 1 | 1 | 1 | 12 | 2017 | 2 | 0.5 | 0.5 | LIB |  |  |  | 1 | CS | Y | [9 empty] | PR | Y |  |  |  | Y | 61901 | REDST |  |  |  |  | N
4254 | Consumers Energy Co - (MI) | 61909 | Parkview Battery | MI | Kalamazoo | PKVWB | OP | Batteries | BA | Electric Utility | 1 | 1.1 | 1 | 1 | 9 | 2018 | 1 | 1.1 | 1.1 | LIB |  |  |  | 1.1 | CS | [6 empty] | PR | [8 empty] | N | [6 empty] | Y
61522 | Viridity Energy Solutions, Inc. | 61923 | ACUA | NJ | Atlantic | VACUA | OP | Batteries | BA | IPP Non-CHP | 2 | 1 | 1 | 1 | 6 | 2018 | 1 | 1 | 1 | LIB |  |  |  | 1 | CS |  | PR | [13 empty] | N | [6 empty] | N
61531 | Casa Mesa Wind, LLC | 61925 | Casa Mesa Wind Energy Center Hybrid | NM | Quay | CMNMB | OP | Batteries | BA | IPP Non-CHP | 2 | 1 | 1 | 1 | 11 | 2018 | 1 | 1 | 1 | LIB |  |  |  | 12.5 | CS |  | Y | [8 empty] | PR |  |  |  | Y | Y | 61925 | CMNM |  |  |  |  | Y
60146 | Ameresco Federal Solutions | 61956 | MCRD Parris Island PV Hybrid | SC | Beaufort | TBESS | OP | Batteries | BA | IPP Non-CHP | 2 | 4 | 4 | 4 | 12 | 2018 | 8 | 4 | 4 | LIB |  |  |  | 4 | CS | [6 empty] | Y |  |  | Y | PR |  | Y |  |  | Y | 61956 | GRDMT | 61956 | CARPT |  |  | N
61576 | Ameren Illinois | 61990 | TAC-Distributed Energy Resource Hybrid | IL | Champaign | BA | OP | Batteries | BA | Electric Utility | 1 | 0.3 | 0.3 | 0.3 | 5 | 2017 | 0.5 | 0.3 | 0.3 | LIB |  |  |  | 0.3 | CT |  |  | Y |  |  |  |  | Y |  | PR | Y | Y |  |  |  | N | 61990 | SOLAR |  |  |  |  | Y
61872 | Gavilan District College Solar Project | 61993 | Gavilan Community College Solar Project | CA | Santa Clara | GDCBA | OP | Batteries | BA | Commercial Non-CHP | 4 | 0.5 | 0.5 | 0.5 | 6 | 2019 | 0.5 | 0.2 | 0.3 | LIB |  |  |  | 0.3 | CS | [6 empty] | PR |  |  |  | Y | Y |  |  |  | N | 61993 | GDCBA |  |  |  |  | N
61944 | MN8 Energy LLC | 61995 | UC Merced Solar Hybrid | CA | Merced | UCMBA | OP | Batteries | BA | IPP Non-CHP | 2 | 0.5 | 0.5 | 0.5 | 12 | 2018 | 0.9 | 0.5 | 0.5 | LIB |  |  |  | 0.5 | CS | [6 empty] | Y |  |  |  | PR | Y |  |  |  | Y | 61995 | UCMPV |  |  |  |  | N
61597 | Caldwell Wastewater Treatment Plant | 62027 | Caldwell Wastewater Treatment Plant Hybr | NJ | Essex | BAT1 | OP | Batteries | BA | Electric Utility | 1 | 1 | 0.5 | 0.5 | 12 | 2016 | 2 | 0.5 | 0.5 | OTH |  |  |  | 0.5 | CS |  | Y |  |  | Y |  |  |  |  | PR | Y | Y |  |  |  | N | 62027 | PV1 |  |  |  |  | N
61687 | KCE NY 1, LLC | 62147 | KCE NY 1 | NY | Saratoga | KNY1 | OP | Batteries | BA | IPP Non-CHP | 2 | 20 | 20 | 20 | 3 | 2019 | 8.4 | 20 | 20 | LIB |  |  |  | 6.5 | CS |  | PR | [13 empty] | N | [6 empty] | N
61684 | Diablo Energy Storage, LLC | 62175 | Diablo Energy Storage | CA | Contra Costa | DIBLO | OP | Batteries | BA | IPP Non-CHP | 2 | 200 | 200 | 200 | 4 | 2022 | 800 | 200 | 200 | LIB |  |  |  | 66 | CS | PR | Y | Y | Y | [11 empty] | N | [6 empty] | N
11806 | Massachusetts Mun Wholes Electric Co | 62219 | Ashburnham Energy Storage Project | MA | Worcester | AMLPB | OP | Batteries | BA | Electric Utility | 1 | 3 | 3 | 3 | 3 | 2019 | 3 | 3 | 3 | LIB |  |  |  | 3 | CT | [6 empty] | PR | [8 empty] | N | [6 empty] | N
61752 | Lone Star Solar | 62235 | Lone Star Solar | SC | Calhoun | 50 | OP | Batteries | BA | IPP Non-CHP | 2 | 66 | 66 | 66 | 12 | 2024 | 198 | 66 | 66 | LIB |  |  |  | 74.9 | CS |  |  |  |  | Y |  | PR |  |  |  | Y |  | Y |  |  | Y | 61752 | 49 |  |  |  |  | N
61768 | Arrow Canyon Solar LLC | 62248 | Arrow Canyon Solar Hybrid | NV | Clark | 2 | OP | Batteries | BA | IPP Non-CHP | 2 | 75 | 75 | 75 | 12 | 2023 | 375 | 40 | 40 | LIB |  |  |  | 75 | CS | PR | [9 empty] | Y |  |  | Y |  | Y | 62248 | 1 |  |  |  |  | N
2144 | Town of Braintree - (MA) | 62257 | Station 9 Energy Storage System | MA | Norfolk | ESS1 | OP | Batteries | BA | Electric Utility | 1 | 2 | 2 | 2 | 6 | 2018 | 4.2 | 2 | 2 | LIB |  |  |  | 2 | CS | [6 empty] | PR | [8 empty] | N | [6 empty] | N
19499 | United Power, Inc | 62373 | I25 Battery Storage | CO | Weld | I25BA | OP | Batteries | BA | Electric Utility | 1 | 4 | 4 | 4 | 12 | 2018 | 16 | 4 | 4 | LIB |  |  |  | 0.4 | CS | [6 empty] | PR | [8 empty] | N | [6 empty] | Y
7601 | Green Mountain Power Corp | 62381 | GMP Solar/Storage-Milton Hybrid | VT | Chittenden | GMPBM | OP | Batteries | BA | Electric Utility | 1 | 2 | 2 | 2 | 9 | 2019 | 8 | 2 | 2 | LIB |  |  |  | 2 | OT | Y | Y |  |  |  |  | PR | [8 empty] | N | [6 empty] | Y
7601 | Green Mountain Power Corp | 62382 | GMP Solar/Storage-Ferrisburgh Hybrid | VT | Addison | GMPBF | OP | Batteries | BA | Electric Utility | 1 | 2 | 2 | 2 | 9 | 2019 | 8 | 2 | 2 | LIB |  |  |  | 2 | OT | Y | Y |  |  |  |  | PR | [8 empty] | N | [6 empty] | Y
7601 | Green Mountain Power Corp | 62383 | GMP Solar/Storage-Essex Hybrid | VT | Chittenden | GMPBE | OP | Batteries | BA | Electric Utility | 1 | 2 | 2 | 2 | 9 | 2019 | 8 | 2 | 2 | LIB |  |  |  | 2 | OT | Y | Y |  |  |  |  | PR | [8 empty] | N | [6 empty] | Y
61957 | Kearny Mesa Storage LLC | 62441 | Kearny Mesa Storage LLC | CA | San Diego | U1 | OP | Batteries | BA | IPP Non-CHP | 2 | 1 | 1 | 1 | 2 | 2020 | 1 | 1 | 1 | LIB |  |  |  | 1 | CS | PR | [8 empty] | Y | [5 empty] | N | [6 empty] | N
61728 | GlidePath Power Operations LLC | 62444 | Meyersdale Battery | PA | Somerset | BMY | OP | Batteries | BA | IPP Non-CHP | 2 | 18 | 18 | 18 | 12 | 2015 | 12.1 | 18 | 18 | LIB |  |  |  | 18 | CT |  | PR | [13 empty] | N | [6 empty] | N
17609 | Southern California Edison Co | 62460 | DESI-2 Battery Storage Facility | CA | Orange | DESI2 | OP | Batteries | BA | Electric Utility | 1 | 1.4 | 1.4 | 1.4 | 10 | 2019 | 3.7 | 1.4 | 1.4 | LIB |  |  |  | 1.4 | CS | [6 empty] | PR | [8 empty] | N | [6 empty] | Y
6452 | Florida Power & Light Co | 62490 | Echo River Solar | FL | Suwannee | 2 | OP | Batteries | BA | Electric Utility | 1 | 30 | 30 | 30 | 12 | 2021 | 75 | 30 | 30 | LIB |  |  |  | 30 | CS | [5 empty] | Y | PR |  |  |  | Y | Y |  |  |  | Y | 62490 | 1 |  |  |  |  | Y
61978 | Convergent Energy and Power LP | 62497 | Orange County Energy Storage 2 | CA | Orange | OCES2 | OA | Batteries | BA | IPP Non-CHP | 2 | 9 | 9 | 9 | 11 | 2021 | 36 | 9 | 9 | LIB |  |  |  | 9 | CS | Y | Y |  |  |  |  | PR | [8 empty] | N | [6 empty] | N
61978 | Convergent Energy and Power LP | 62499 | Orange County Energy Storage 3 | CA | Orange | OCES3 | OA | Batteries | BA | IPP Non-CHP | 2 | 6 | 6 | 6 | 11 | 2021 | 24 | 6 | 6 | LIB |  |  |  | 6 | CS | Y | Y |  |  |  |  | PR | [8 empty] | N | [6 empty] | N
6455 | Duke Energy Florida, LLC | 62541 | Lake Placid Solar Power Plant | FL | Highlands | ES1 | OP | Batteries | BA | Electric Utility | 1 | 17.3 | 17.3 | 17.3 | 2 | 2023 | 36 | 17.3 | 17.3 | LIB |  |  |  | 12 | CS |  |  |  | Y | Y | [5 empty] | PR |  | Y |  |  | Y | 62541 | PV1 |  |  |  |  | Y
62047 | Roadrunner Solar, LLC | 62561 | Roadrunner, LLC Hybrid | TX | Upton | BA | OP | Batteries | BA | IPP Non-CHP | 2 | 63.3 | 50 | 50 | 7 | 2023 | 108.6 | 50 | 50 | LIB |  |  |  | 81 | CS | PR | Y | [6 empty] | Y | [6 empty] | N | [6 empty] | N
62046 | High Lonesome Wind Power, LLC | 62562 | High Lonesome Wind Power, LLC Hybrid | TX | Upton | BA | OP | Batteries | BA | IPP Non-CHP | 2 | 63.3 | 51 | 51 | 6 | 2023 | 81 | 51.1 | 51.1 | LIB |  |  |  | 81.3 | CS | PR | Y | [6 empty] | Y | [6 empty] | N | [6 empty] | N
14328 | Pacific Gas & Electric Co. | 62564 | Elkhorn Battery Energy Storage System | CA | Monterey | ELKHO | OP | Batteries | BA | Electric Utility | 1 | 182.5 | 182.5 | 182.5 | 4 | 2022 | 730 | 182.5 | 182.5 | LIB |  |  |  | 60 | CS | Y | PR |  | Y | [11 empty] | N | [6 empty] | N
12341 | MidAmerican Energy Co | 62569 | Knoxville Battery Energy Storage | IA | Marion | ES1 | OP | Batteries | BA | Electric Utility | 1 | 1.1 | 1.1 | 1.1 | 12 | 2018 | 4 | 1.1 | 1.1 | LIB |  |  |  | 1.1 | CS | PR | [14 empty] | N | [6 empty] | N
11806 | Massachusetts Mun Wholes Electric Co | 62585 | Beebe Substation Battery Storage | MA | Middlesex | WAKFD | OP | Batteries | BA | Electric Utility | 1 | 3 | 3 | 3 | 3 | 2019 | 3 | 3 | 3 | LIB |  |  |  | 3 | CT | [6 empty] | PR | [8 empty] | N | [6 empty] | N
59497 | Eversource | 62604 | Outer Cape Community Battery | MA | Barnstable | OCESS | OP | Batteries | BA | IPP Non-CHP | 2 | 25 | 25 | 25 | 12 | 2022 | 38 | 10 | 25 | LIB |  |  |  | 16.5 | BL | [6 empty] | Y |  | Y | PR | [5 empty] | N | [6 empty] | Y
16604 | City of San Antonio - (TX) | 62609 | Commerce ESS | TX | Bexar | BA1 | OP | Batteries | BA | Electric Utility | 1 | 10 | 10 | 10 | 6 | 2019 | 10 | 10 | 10 | LIB |  |  |  | 10 | CS | Y | Y | PR | [12 empty] | N | [6 empty] | N
62109 | Searcy Solar, LLC | 62617 | Searcy Solar Hybrid | AR | White | SEABT | OP | Batteries | BA | Electric Utility | 1 | 10 | 10 | 10 | 1 | 2022 | 30 | 10 | 10 | LIB |  |  |  | 7.8 | CS | [6 empty] | Y |  |  |  | PR |  | Y |  |  | Y | 62617 | SEARC |  |  |  |  | N
62122 | Minuteman Energy Storage, LLC | 62644 | Minuteman Energy Storage | MA | Middlesex | MMES | OP | Batteries | BA | IPP Non-CHP | 2 | 5 | 5 | 5 | 5 | 2019 | 10 | 5 | 5 | LIB |  |  |  | 5 | CS | [6 empty] | PR | Y | [7 empty] | N | [6 empty] | N
63359 | REA Investments, LLC | 62652 | Happy Hollow CSG Hybrid | MA | Worcester | HHESS | OP | Batteries | BA | IPP Non-CHP | 2 | 3.3 | 3.3 | 3.3 | 10 | 2019 | 6.6 | 3.3 | 3.3 | LIB |  |  |  | 3.3 | CS |  | PR |  | Y | [6 empty] | Y |  |  | Y |  | Y | 62652 | HHPV |  |  |  |  | N
61204 | Today's Power, Inc. | 62682 | Noland Wastewater Treatment Plant Hybrid | AR | Washington | FAYEB | OP | Batteries | BA | Commercial Non-CHP | 4 | 6 | 6 | 6 | 7 | 2019 | 13.1 | 6 | 6 | LIB |  |  |  | 6 | BL | [6 empty] | PR |  |  |  | Y | Y |  |  |  | Y | 62682 | FAYE1 |  |  |  |  | N
61204 | Today's Power, Inc. | 62683 | Westside Wastewater Treatment Plant Hybr | AR | Washington | FAYWB | OP | Batteries | BA | Commercial Non-CHP | 4 | 6 | 6 | 6 | 7 | 2019 | 13.1 | 6 | 6 | LIB |  |  |  | 6 | BL | [6 empty] | PR |  |  |  | Y | Y |  |  |  | Y | 62683 | FAYW1 |  |  |  |  | N
56769 | Consolidated Edison Development Inc. | 62695 | CED Northampton Solar LLC Hybrid | MA | Hampshire | NSES | OP | Batteries | BA | IPP Non-CHP | 2 | 2.3 | 2.3 | 2.3 | 12 | 2020 | 4.9 | 2 | 2 | LIB |  |  |  | 2 | CS |  |  |  |  | PR |  | Y |  |  |  | Y | Y |  |  |  | Y | 62695 | NSMA |  |  |  |  | N
40215 | Cordova Electric Coop, Inc | 62714 | Eyak Service Center BESS | AK | Valdez Cordova | BESS1 | OP | Batteries | BA | Electric Utility | 1 | 1 | 1 | 1 | 8 | 2019 | 0.9 | 1 | 1 | LIB |  |  |  | 0.8 | CS |  | PR | Y | Y |  |  | Y | Y | Y | [6 empty] | N | [6 empty] | N
62652 | East Hampton Energy Storage Center, LLC | 62733 | East Hampton Energy Storage Center | NY | Suffolk | BEH | OP | Batteries | BA | IPP Non-CHP | 2 | 5 | 5 | 5 | 8 | 2018 | 40 | 5 | 5 | LIB |  |  |  | 5 | BL | Y |  |  | Y |  |  | Y | PR | Y | [6 empty] | N | [6 empty] | N
62651 | Montauk Energy Storage Center, LLC | 62734 | Montauk Energy Storage Center | NY | Suffolk | BME | OP | Batteries | BA | IPP Non-CHP | 2 | 5 | 5 | 5 | 2 | 2019 | 40 | 5 | 5 | LIB |  |  |  | 0.7 | BL | [6 empty] | Y | PR | [7 empty] | N | [6 empty] | N
62668 | Wheatridge Wind Holdings, LLC | 62745 | Wheatridge Hybrid | OR | Morrow | BTRY | OP | Batteries | BA | IPP Non-CHP | 2 | 30 | 30 | 30 | 3 | 2022 | 120 | 30 | 30 | LIB |  |  |  | 30 | CS | [10 empty] | PR |  | Y |  |  | Y | 62745 | SOLAR |  |  |  |  | N
61728 | GlidePath Power Operations LLC | 62753 | Prospect Storage | TX | Brazoria | BESS | OP | Batteries | BA | IPP Non-CHP | 2 | 9.9 | 9.9 | 9.9 | 1 | 2020 | 10 | 9.9 | 9.9 | LIB |  |  |  | 3.3 | CS | Y | Y |  | PR | [11 empty] | N | [6 empty] | N
61420 | ENGIE Storage Services NA LLC | 62754 | San Diego International Airport BESS | CA | San Diego | BA | OP | Batteries | BA | Commercial Non-CHP | 4 | 2 | 2 | 2 | 6 | 2021 | 4 | 2 | 2 | LIB |  |  |  | 2 | CS | Y |  | PR |  |  |  | Y |  |  |  |  | Y |  |  |  | N | [6 empty] | N
61522 | Viridity Energy Solutions, Inc. | 62801 | Vallecito | CA | Santa Barbara | ORN34 | OP | Batteries | BA | IPP Non-CHP | 2 | 10 | 10 | 10 | 2 | 2021 | 10 | 10 | 10 | LIB |  |  |  | 10 | CS | PR | Y | [13 empty] | N | [6 empty] | N
63332 | Acushnet | 62835 | Acushnet Ball Plant 2 | MA | Bristol | ESS-1 | OA | Batteries | BA | Industrial Non-CHP | 6 | 1 | 1 | 1 | 6 | 2019 | 2 | 1 | 1 | LIB |  |  |  | 1 | CS |  | Y |  |  |  |  | PR | [8 empty] | N | [6 empty] | N
63332 | Acushnet | 62835 | Acushnet Ball Plant 2 | MA | Bristol | ESS-2 | OA | Batteries | BA | Industrial Non-CHP | 6 | 0.5 | 0.5 | 0.5 | 6 | 2019 | 1 | 0.5 | 0.5 | LIB |  |  |  | 0.5 | CS |  | Y |  |  |  |  | PR | [8 empty] | N | [6 empty] | N
4226 | Consolidated Edison Co-NY Inc | 62839 | 98th Street Battery Storage Station | NY | Queens | ESS98 | OP | Batteries | BA | Electric Utility | 1 | 2 | 1.5 | 1.5 | 6 | 2021 | 12 | 1 | 1.5 | LIB |  |  |  | 1.5 | CS | [6 empty] | PR | [8 empty] | N | [6 empty] | Y
62707 | Marengo Battery Storage LLC | 62856 | Marengo Battery Storage LLC | IL | McHenry | MBSS | OS | Batteries | BA | IPP Non-CHP | 2 | 20 | 20 | 20 | 12 | 2018 | 20 | 20 | 20 | LIB |  |  |  | 23.4 | CS |  | PR | [13 empty] | N | [6 empty] | N
15470 | Duke Energy Indiana, LLC | 62862 | Nabb Battery Energy Storage System | IN | Clark | ES1 | OP | Batteries | BA | Electric Utility | 1 | 5 | 5 | 5 | 12 | 2020 | 5 | 5 | 5 | LIB |  |  |  | 5 | CS |  | PR | [13 empty] | N | [6 empty] | N
62747 | Acorn I Energy Storage LLC | 62874 | Acorn I Energy Storage LLC | CA | Ventura | ACOR1 | OP | Batteries | BA | IPP Non-CHP | 2 | 2 | 2 | 2 | 4 | 2021 | 6 | 2 | 2 | LIB |  |  |  | 3 | CS | PR | Y | [13 empty] | N | [6 empty] | N
62748 | Wildcat I Energy Storage LLC | 62875 | Wildcat I Energy Storage LLC | CA | Riverside | WILD1 | OP | Batteries | BA | IPP Non-CHP | 2 | 3 | 3 | 3 | 11 | 2021 | 12 | 3 | 3 | LIB |  |  |  | 3 | CS | PR | Y | [13 empty] | N | [6 empty] | N
62763 | Hecate Energy Johanna Facility LLC | 62889 | Hecate Energy Johanna Facility | CA | Orange | HEGJF | OP | Batteries | BA | IPP Non-CHP | 2 | 10 | 10 | 10 | 10 | 2021 | 40 | 10 | 10 | LIB |  |  |  | 0.5 | CS | PR | Y |  |  |  |  | Y | [8 empty] | N | [6 empty] | N
62763 | Hecate Energy Johanna Facility LLC | 62889 | Hecate Energy Johanna Facility | CA | Orange | HJFII | OP | Batteries | BA | IPP Non-CHP | 2 | 10 | 10 | 10 | 10 | 2021 | 40 | 10 | 10 | LIB |  |  |  | 0.5 | CS | PR | Y |  |  |  |  | Y | [8 empty] | N | [6 empty] | N
61522 | Viridity Energy Solutions, Inc. | 62907 | Hinesburg | VT | Chittenden | VEC | OP | Batteries | BA | IPP Non-CHP | 2 | 1.9 | 1.9 | 1.9 | 9 | 2019 | 1.9 | 1.9 | 1.9 | LIB |  |  |  | 1.9 | CS |  | PR | [13 empty] | N | [6 empty] | N
62731 | Gopher Energy Storage, LLC | 62908 | Anoka BESS | MN | Anoka | BA | OP | Batteries | BA | IPP Non-CHP | 2 | 6 | 6 | 6 | 12 | 2018 | 12 | 6 | 6 | LIB |  |  |  | 4.9 | CS | [5 empty] | Y | PR | [8 empty] | N | [6 empty] | N
62731 | Gopher Energy Storage, LLC | 62937 | Athens BESS | MN | Isanti | BA | OP | Batteries | BA | IPP Non-CHP | 2 | 6 | 6 | 6 | 12 | 2018 | 12 | 6 | 6 | LIB |  |  |  | 4.9 | CS | [6 empty] | PR | [8 empty] | N | [6 empty] | N
49893 | Invenergy Services LLC | 62964 | El Sol BESS | AZ | Maricopa | EL50M | OP | Batteries | BA | IPP Non-CHP | 2 | 50 | 50 | 50 | 2 | 2023 | 50 | 50 | 50 | LIB |  |  |  | 9.4 | CS | PR | [5 empty] | Y | [8 empty] | N | [6 empty] | N
62812 | Syncarpha Tewksbury, LLC | 62968 | Syncarpha Tewksbury Hybrid CSG | MA | Middlesex | SYTKB | OP | Batteries | BA | IPP Non-CHP | 2 | 2 | 2 | 2 | 2 | 2022 | 4 | 2 | 2 | LIB |  |  |  | 0.6 | CT | Y |  |  | Y |  |  | Y |  |  |  | PR | Y |  |  |  | Y | 62968 | SYTKS |  |  |  |  | N
62826 | Syncarpha Puddon I, LLC | 62969 | Syncarpha Puddon I Hybrid CSG | MA | Worcester | SYP1B | OP | Batteries | BA | IPP Non-CHP | 2 | 4 | 4 | 4 | 3 | 2021 | 8 | 4 | 4 | LIB |  |  |  | 1.2 | CT | Y |  |  | Y |  | PR | Y |  |  |  | Y | Y |  |  |  | Y | 62969 | SYP1S |  |  |  |  | N
62827 | Syncarpha Puddon II, LLC | 62970 | Syncarpha Puddon II Hybrid CSG | MA | Worcester | SYP2B | OP | Batteries | BA | IPP Non-CHP | 2 | 4 | 4 | 4 | 3 | 2021 | 8 | 4 | 4 | LIB |  |  |  | 1.2 | CT | Y |  |  | Y |  | PR | Y |  |  |  | Y | Y |  |  |  | Y | 62970 | SYP2S |  |  |  |  | N
62813 | Syncarpha Westminster, LLC | 62971 | Syncarpha Westminster Hybrid CSG | MA | Worcester | SYWEB | OP | Batteries | BA | IPP Non-CHP | 2 | 2.9 | 2.9 | 2.9 | 2 | 2023 | 6 | 2.9 | 2.9 | NIB |  |  |  | 1.8 | CT | Y |  |  | Y |  |  | Y |  |  |  | PR | Y |  |  |  | Y | 62971 | SYWES |  |  |  |  | N
62814 | Syncarpha Leicester, LLC | 62972 | Syncarpha Leicester Hybrid CSG | MA | Worcester | SYLEB | OP | Batteries | BA | IPP Non-CHP | 2 | 2 | 2 | 2 | 6 | 2021 | 4.2 | 2 | 2 | NIB |  |  |  | 1.2 | CT | Y |  |  | Y |  |  | Y |  |  |  | PR |  | Y |  |  | Y | 62972 | SYLES |  |  |  |  | N
62819 | Syncarpha Halifax, LLC | 62973 | Syncarpha Halifax Hybrid CSG | MA | Plymouth | SYHAB | OP | Batteries | BA | IPP Non-CHP | 2 | 1.6 | 1.6 | 1.6 | 12 | 2020 | 3.2 | 1.6 | 1.6 | NIB |  |  |  | 1 | CT | Y |  |  | Y |  |  | Y |  |  |  | PR | Y |  |  |  | Y | 62973 | SYHAS |  |  |  |  | N
62820 | Syncarpha Millbury, LLC | 62974 | Syncarpha Millbury Hybrid (CSG) | MA | Worcester | SYMIB | OP | Batteries | BA | IPP Non-CHP | 2 | 3.8 | 3.8 | 3.8 | 2 | 2023 | 7.9 | 3.8 | 3.8 | NIB |  |  |  | 2.4 | CT | Y | Y |  | Y |  |  | Y |  |  |  | PR | Y |  |  |  | Y | 62974 | SYMIS |  |  |  |  | N
62822 | Syncarpha Blandford, LLC | 62975 | Syncarpha Blandford Hybrid CSG | MA | Hampden | SYBLB | OP | Batteries | BA | IPP Non-CHP | 2 | 3.9 | 3.9 | 3.9 | 5 | 2020 | 7.9 | 3.9 | 3.9 | NIB |  |  |  | 2.3 | CT | Y | Y |  | Y |  |  | Y |  |  |  | PR | Y |  |  |  | Y | 62975 | SYBLS |  |  |  |  | N
62821 | Syncarpha Northampton, LLC | 62976 | Syncarpha Northampton Hybrid CSG | MA | Hampshire | SYNOB | OP | Batteries | BA | IPP Non-CHP | 2 | 2 | 2 | 2 | 12 | 2020 | 4 | 2 | 2 | LIB |  |  |  | 0.6 | CT | Y |  | PR | Y |  |  | Y |  |  |  | Y | Y |  |  |  | Y | 62976 | SYNOS |  |  |  |  | N
62824 | Syncarpha Northbridge I, LLC | 62977 | Syncarpha Northbridge I Hybrid(CSG) | MA | Worcester | SYN1B | OP | Batteries | BA | IPP Non-CHP | 2 | 4 | 4 | 4 | 2 | 2022 | 8 | 4 | 4 | LIB |  |  |  | 1.2 | CT | Y |  |  | Y |  |  | Y |  |  |  | PR | Y |  |  |  | Y | 62977 | SYN1S |  |  |  |  | N
62825 | Syncarpha Northbridge II, LLC | 62978 | Syncarpha Northbridge II Hybrid CSG | MA | Worcester | SYN2B | OP | Batteries | BA | IPP Non-CHP | 2 | 3 | 3 | 3 | 4 | 2021 | 6 | 3 | 3 | LIB |  |  |  | 0.9 | CT | Y |  |  | Y |  |  | Y |  |  |  | PR | Y |  |  |  | Y | 62978 | SYN2S |  |  |  |  | N
56404 | National Grid | 62981 | East Pulaski BESS | NY | Oswego | BESS | OP | Batteries | BA | Electric Utility | 1 | 2 | 2 | 2 | 12 | 2018 | 4.2 | 2 | 2 | LIB |  |  |  | 0.6 | CS |  |  | Y |  |  | Y | PR | [8 empty] | N | [6 empty] | Y
61012 | AES Distributed Energy | 62999 | Finchville Solar, LLC Hybrid CSG | NY | Orange | BESS | OP | Batteries | BA | IPP Non-CHP | 2 | 3 | 3 | 3 | 10 | 2020 | 4.4 | 1.9 | 1.9 | LIB |  |  |  | 0.9 | CT | [6 empty] | Y |  |  |  | PR |  |  | Y |  | Y | 62999 | FINCH |  |  |  |  | N
61012 | AES Distributed Energy | 63000 | RT 52 Walden Solar 1, LLC Hybrid | NY | Orange | BESS | OP | Batteries | BA | IPP Non-CHP | 2 | 4 | 4 | 4 | 1 | 2020 | 8.8 | 3.9 | 3.9 | LIB |  |  |  | 0.9 | CT | [6 empty] | Y |  |  |  | PR | Y |  |  |  | Y | 63000 | WALDN |  |  |  |  | N
61012 | AES Distributed Energy | 63011 | Cronin Road Solar 1, LLC CSG Hybrid | MA | Worcester | BESS | OP | Batteries | BA | IPP Non-CHP | 2 | 1.5 | 1.5 | 1.5 | 7 | 2020 | 7.7 | 1.5 | 1.5 | LIB |  |  |  | 0.9 | CT | [6 empty] | Y |  |  |  | PR |  |  | Y |  | Y | 63011 | CRONI |  |  |  |  | N
62876 | Department of the Army, Fort Carson | 63022 | Fort Carson Battery Energy Storage Syste | CO | El Paso | 1 | OP | Batteries | BA | Commercial Non-CHP | 4 | 4.2 | 4.2 | 4.2 | 12 | 2018 | 8.5 | 4.2 | 4.2 | LIB |  |  |  | 1.4 | CS | [7 empty] | PR | [7 empty] | N | [6 empty] | Y
61012 | AES Distributed Energy | 63044 | Ryan Road Solar LLC Hybrid(CSG) | MA | Worcester | BESS | OP | Batteries | BA | IPP Non-CHP | 2 | 4.3 | 4.3 | 4.3 | 12 | 2021 | 14 | 4.3 | 4.3 | LIB |  |  |  | 0.9 | CT | [6 empty] | Y |  |  |  | PR |  |  | Y |  | Y | 63044 | ORCHA |  |  |  |  | N
3046 | Duke Energy Progress - (NC) | 63064 | Asheville-Rock Hill Battery | NC | Buncombe | ES1 | OP | Batteries | BA | Electric Utility | 1 | 8.8 | 8.8 | 8.8 | 8 | 2020 | 8.8 | 8.8 | 8.8 | LIB |  |  |  | 8.8 | CS | Y | Y |  |  |  |  | PR | [8 empty] | N | [6 empty] | Y
62731 | Gopher Energy Storage, LLC | 63090 | Athens - Coopers Corner BESS | MN | Isanti | COOPR | OP | Batteries | BA | IPP Non-CHP | 2 | 3 | 3 | 3 | 12 | 2018 | 6 | 3 | 3 | LIB |  |  |  | 4.9 | CS | [6 empty] | PR | [8 empty] | N | [6 empty] | N
62921 | Arroyo Solar LLC | 63172 | Arroyo Solar Energy Storage Hybrid | NM | McKinley | ARESS | OP | Batteries | BA | IPP Non-CHP | 2 | 150 | 150 | 150 | 7 | 2023 | 600 | 150 | 150 | LIB |  |  |  | 150 | CS | PR | [14 empty] | N | [6 empty] | N
62894 | Imeson Solar Farm LLC | 63186 | Imeson Solar | FL | Duval | IMESS | OP | Batteries | BA | IPP Non-CHP | 2 | 5 | 5 | 5 | 12 | 2019 | 3.8 | 1.5 | 1.5 | LIB |  |  |  | 4 | CS |  |  |  |  | PR |  | Y | [6 empty] | Y |  | Y | 63186 | IMESS |  |  |  |  | N
62950 | HG Solar Development, LLC | 63214 | Middleton Solar Park | MA | Essex | MDB02 | OP | Batteries | BA | IPP Non-CHP | 2 | 3 | 3 | 3 | 12 | 2019 | 6.6 | 3 | 2.7 | LIB |  |  |  | 0.2 | CS | [6 empty] | PR | Y |  |  | Y | Y |  |  |  | Y | 63214 | MDL01 |  |  |  |  | N
15296 | New York Power Authority | 63238 | Willis Battery Storage | NY | Franklin | WB1 | OP | Batteries | BA | Electric Utility | 1 | 20 | 20 | 20 | 7 | 2023 | 20 | 20 | 20 | LIB |  |  |  | 19 | CS | Y |  |  | PR | [11 empty] | N | [6 empty] | N
63012 | 2W Permian Solar, LLC | 63255 | 2W Permian Solar Project Hybrid | TX | Andrews | 2WPBA | OP | Batteries | BA | IPP Non-CHP | 2 | 40 | 40 | 40 | 10 | 2021 | 40 | 40 | 40 | LIB |  |  |  | 13.1 | BL | Y | Y |  | PR | [6 empty] | Y | Y |  |  |  | Y | 63255 | 2WPSO |  |  |  |  | N
61012 | AES Distributed Energy | 63264 | Partridge Hill Solar Hybrid | MA | Worcester | BATT | OP | Batteries | BA | IPP Non-CHP | 2 | 1.3 | 1.3 | 1.3 | 7 | 2020 | 1.5 | 1.3 | 1.3 | LIB |  |  |  | 0.9 | CS | [6 empty] | Y |  |  |  | PR |  |  | Y |  | Y | 63264 | PART3 |  |  |  |  | N
61012 | AES Distributed Energy | 63280 | AES Kekaha Solar, LLC Hybrid | HI | Kauai | BESS | OP | Batteries | BA | IPP Non-CHP | 2 | 14 | 14 | 14 | 4 | 2021 | 70 | 8 | 8 | LIB |  |  |  | 10 | CT |  | Y |  | Y | PR |  | Y | Y | Y | Y | Y |  |  | Y |  | Y | 63280 | KEKAH |  |  |  |  | N
15470 | Duke Energy Indiana, LLC | 63324 | Camp Atterbury Microgrid Hybrid | IN | Johnson | ES1 | OP | Batteries | BA | Electric Utility | 1 | 5 | 5 | 5 | 11 | 2019 | 5 | 5 | 5 | LIB |  |  |  | 3.3 | BL |  | PR |  |  |  |  | Y |  | Y | Y | Y | Y |  |  |  | N | [6 empty] | N
17609 | Southern California Edison Co | 63325 | Yorktown Battery Energy Storage Facility | CA | Los Angeles | YORK1 | OP | Batteries | BA | Electric Utility | 1 | 3 | 3 | 3 | 9 | 2024 | 9 | 3 | 3 | LIB |  |  |  | 1.6 | CS | Y |  |  |  |  | PR | [9 empty] | N | [6 empty] | Y
17609 | Southern California Edison Co | 63326 | Cadillac Battery Energy Storage Facility | CA | Los Angeles | CAD1 | OP | Batteries | BA | Electric Utility | 1 | 3.5 | 3.5 | 3.5 | 9 | 2024 | 8.8 | 3.5 | 3.5 | LIB |  |  |  | 1.6 | CS | Y |  |  |  |  | PR | [9 empty] | N | [6 empty] | Y
63107 | Lansing Renewables, LLC | 63337 | Lansing Renewables, LLC | NY | Tompkins | 14320 | OP | Batteries | BA | IPP Non-CHP | 2 | 3 | 3 | 3 | 4 | 2022 | 3 | 3 | 3 | LIB |  |  |  | 0 | CT | [10 empty] | PR |  | Y |  |  | Y | 63337 | 6004 |  |  |  |  | N
63108 | Granby Solar, LLC | 63338 | Granby Solar, LLC CSG | MA | Hampshire | 4788 | OP | Batteries | BA | IPP Non-CHP | 2 | 2 | 2 | 1.8 | 3 | 2022 | 2 | 2 | 2 | LIB |  |  |  | 0 | CT | [10 empty] | PR |  | Y |  |  | Y | 63338 | 4787 |  |  |  |  | N
63109 | Hales Mills Solar, LLC | 63339 | Hales Mills Solar, LLC | NY | Fulton | 09751 | OP | Batteries | BA | IPP Non-CHP | 2 | 3 | 3 | 3 | 9 | 2024 | 12.8 | 3 | 3 | LIB |  |  |  | 3 | CS | [10 empty] | PR |  | Y |  |  | Y | 63339 | 6609 |  |  |  |  | Y
63110 | Owlville Creek Solar 2, LLC | 63340 | Owlville Creek Solar 2, LLC | NY | Madison | 20660 | OP | Batteries | BA | IPP Non-CHP | 2 | 3 | 3 | 3 | 7 | 2022 | 12.8 | 3 | 3 | LIB |  |  |  | 0 | CS | [10 empty] | PR |  | Y |  |  | Y | 63340 | 6609 |  |  |  |  | N
63111 | Owlville Creek Solar, LLC | 63341 | Owlville Creek Solar, LLC | NY | Madison | 20660 | OP | Batteries | BA | IPP Non-CHP | 2 | 3 | 3 | 3 | 7 | 2022 | 12.8 | 3 | 3 | LIB |  |  |  | 0 | CS | [10 empty] | PR |  | Y |  |  | Y | 63341 | 20660 |  |  |  |  | N
63117 | Gemini Solar | 63352 | Gemini Solar Hybrid | NV | Clark | ARPV1 | OP | Batteries | BA | IPP Non-CHP | 2 | 380 | 380 | 380 | 3 | 2024 | 380 | 380 | 380 | LIB |  |  |  | 124.9 | CS | PR | [9 empty] | Y |  | Y |  |  | Y | 63352 | ARBE1 |  |  |  |  | N
63163 | Kearsarge Amesbury LLC | 63398 | Kearsarge Amesbury Hybrid | MA | Essex | AMBAT | OP | Batteries | BA | IPP Non-CHP | 2 | 1.6 | 1.6 | 1.6 | 12 | 2019 | 3.8 | 1.5 | 1.5 | LIB |  |  |  | 1.6 | CS |  |  |  |  | Y | [5 empty] | PR | Y |  |  |  | Y | 63398 | AMES |  |  |  |  | Y
61012 | AES Distributed Energy | 63415 | Middletown Solar 1, LLC Hybrid CSG | NY | Orange | BATT | OP | Batteries | BA | IPP Non-CHP | 2 | 1.6 | 1.6 | 1.6 | 12 | 2020 | 6.6 | 1.6 | 1.6 | LIB |  |  |  | 0.9 | CS | [6 empty] | Y |  |  |  | PR |  |  | Y |  | Y | 63415 | CENTR |  |  |  |  | N
62856 | Forefront Power, LLC | 63420 | Fresno Bullard High School Hybrid | CA | Fresno | BA903 | OP | Batteries | BA | IPP Non-CHP | 2 | 0.4 | 0.4 | 0.4 | 3 | 2020 | 0.4 | 0.4 | 0.4 | LIB |  |  |  | 0.2 | CS | [6 empty] | PR |  |  |  | Y | Y |  |  |  | Y | 63420 | 903 |  |  |  |  | N
62856 | Forefront Power, LLC | 63421 | Fresno Hoover High School Hybrid | CA | Fresno | BA291 | OP | Batteries | BA | IPP Non-CHP | 2 | 0.2 | 0.2 | 0.2 | 3 | 2020 | 0.2 | 0.2 | 0.2 | LIB |  |  |  | 0.2 | CS | [6 empty] | PR |  |  |  | Y | Y |  |  |  | Y | 63421 | 291 |  |  |  |  | N
62856 | Forefront Power, LLC | 63422 | Fresno Sunnyside High School Hybrid | CA | Fresno | BA112 | OP | Batteries | BA | IPP Non-CHP | 2 | 0.3 | 0.3 | 0.3 | 12 | 2020 | 0.3 | 0.3 | 0.3 | LIB |  |  |  | 0.2 | CS | [6 empty] | PR |  |  |  | Y | Y |  |  |  | Y | 63422 | 1122 |  |  |  |  | N
63187 | Rush Springs Energy Storage | 63458 | Rush Springs Energy Storage (BA) | OK | Grady | RUSHE | OP | Batteries | BA | IPP Non-CHP | 2 | 10 | 10 | 10 | 3 | 2020 | 20 | 10 | 10 | FLB |  |  |  | 10 | CS | Y | PR | [13 empty] | N | [6 empty] | N
61012 | AES Distributed Energy | 63468 | Hurteau Solar Project Hybrid | MA | Worcester | BATT | OP | Batteries | BA | IPP Non-CHP | 2 | 1.3 | 1.3 | 1.3 | 3 | 2020 | 1.5 | 1.3 | 1.3 | LIB |  |  |  | 0.9 | CS | [6 empty] | Y |  |  |  | PR |  |  | Y |  | Y | 63468 | HURTU |  |  |  |  | N
61012 | AES Distributed Energy | 63469 | Alicea Solar Project Hybrid CSG | MA | Worcester | BATT | OP | Batteries | BA | IPP Non-CHP | 2 | 1.5 | 1.5 | 1.5 | 12 | 2020 | 3 | 1.5 | 1.5 | LIB |  |  |  | 0.9 | CS | [6 empty] | Y |  |  |  | PR |  |  | Y |  | Y | 63469 | ALICA |  |  |  |  | N
61012 | AES Distributed Energy | 63470 | McDougle-Mitchell Solar Project Hybrid C | MA | Worcester | BATT | OP | Batteries | BA | IPP Non-CHP | 2 | 2.9 | 2.9 | 2.9 | 8 | 2020 | 5.7 | 2.9 | 2.9 | LIB |  |  |  | 0.9 | CS | [6 empty] | Y |  |  |  | PR |  |  | Y |  | Y | 63470 | MCDMT |  |  |  |  | N
61012 | AES Distributed Energy | 63472 | Cycz Solar Project CSG Hybrid | MA | Worcester | BATT | OP | Batteries | BA | IPP Non-CHP | 2 | 1.3 | 1.3 | 1.3 | 6 | 2020 | 2.5 | 1.3 | 1.3 | LIB |  |  |  | 0.9 | CS | [6 empty] | Y |  |  |  | PR |  |  | Y |  | Y | 63472 | CYCZ |  |  |  |  | N
61012 | AES Distributed Energy | 63473 | West A&B Solar Project Hybrid CSG | MA | Worcester | BATT | OP | Batteries | BA | IPP Non-CHP | 2 | 1.8 | 1.8 | 1.8 | 12 | 2020 | 3.5 | 1.8 | 1.8 | LIB |  |  |  | 0.9 | CS | [6 empty] | Y |  |  |  | PR |  |  | Y |  | Y | 63473 | WEST |  |  |  |  | N
61012 | AES Distributed Energy | 63474 | Annese Solar Project Hybrid CSG | MA | Worcester | BATT | OP | Batteries | BA | IPP Non-CHP | 2 | 3.5 | 3.5 | 3.5 | 12 | 2020 | 6.7 | 3.5 | 3.5 | LIB |  |  |  | 0.9 | CS | [6 empty] | Y |  |  |  | PR |  |  | Y |  | Y | 63474 | ANNES |  |  |  |  | N
61012 | AES Distributed Energy | 63475 | Randall Solar Project Hybrid | MA | Worcester | BATT | OP | Batteries | BA | IPP Non-CHP | 2 | 3.3 | 3.3 | 3.3 | 7 | 2021 | 6 | 3.2 | 3.2 | LIB |  |  |  | 0.9 | CT | [6 empty] | Y |  |  |  | PR |  |  | Y |  | Y | 63475 | RAND |  |  |  |  | N
63226 | CalCom Energy | 63486 | D'Arrigo Brothers - Phase 4 | CA | Monterey | DA04B | OP | Batteries | BA | IPP Non-CHP | 2 | 0.5 | 0.5 | 0.5 | 7 | 2019 | 0.8 | 0.1 | 0.1 | LIB |  |  |  | 0.1 | CS | Y | [5 empty] | PR | [8 empty] | N | [6 empty] | N
57313 | Tesla Inc. | 63510 | Walnut Unified School District Walnut HS | CA | Los Angeles | ST1 | OP | Batteries | BA | IPP Non-CHP | 2 | 0.5 | 0.5 | 0.5 | 2 | 2020 | 0.5 | 0.1 | 0.1 | LIB |  |  |  | 0.1 | CS | [7 empty] | Y |  | Y | PR | Y |  |  |  | Y | 63510 | PV1 |  |  |  |  | N
56215 | Big Sky Wind, LLC | 63522 | Hickory Park Solar Hybrid | GA | Mitchell | HPBAT | OP | Batteries | BA | IPP Non-CHP | 2 | 40 | 40 | 40 | 6 | 2022 | 80 | 42 | 40 | LIB |  |  |  | 240 | OT |  |  |  |  | PR | [5 empty] | Y |  | Y |  |  | Y | 63522 | HPRK |  |  |  |  | Y
63260 | Cobb Electric Membership Corporation | 63535 | Solar BESS Hybrid | GA | Cobb | TEST | OP | Batteries | BA | IPP Non-CHP | 2 | 1 | 1 | 1 | 10 | 2020 | 4 | 1 | 1 | LIB |  |  |  | 1 | BL | Y | [5 empty] | PR |  |  | Y | Y | Y |  |  | Y | Y | 63535 | SOLAR |  |  |  |  | N
21538 | Mohave Electric Cooperative, Inc. | 63554 | Mohave Electric Cooperative at Joy Lane | AZ | Mohave | MSSB1 | OP | Batteries | BA | IPP Non-CHP | 2 | 15 | 15 | 15 | 9 | 2024 | 60 | 15 | 15 | LIB |  |  |  | 3 | CS | Y |  |  | Y |  |  | PR |  | Y |  | Y | Y |  |  |  | Y | 63554 | PV2 |  |  |  |  | Y
14154 | Orange & Rockland Utils Inc | 63585 | NY3 Battery | NY | Rockland | NY3 | OP | Batteries | BA | Electric Utility | 1 | 3 | 3 | 3 | 12 | 2020 | 12 | 3 | 3 | LIB |  |  |  | 3 | CS | Y |  |  | Y |  | PR | Y | Y | [7 empty] | N | [6 empty] | Y
63785 | Hybrid-Electric Building Technologies West Los Angeles 1, LLC | 63609 | Allergan | CA | Orange | ALRGN | OP | Batteries | BA | Commercial Non-CHP | 4 | 1.5 | 1.5 | 1.5 | 7 | 2019 | 9 | 1.5 | 1.5 | LIB |  |  |  | 1.5 | CS | Y | [6 empty] | PR | [7 empty] | N | [6 empty] | N
63785 | Hybrid-Electric Building Technologies West Los Angeles 1, LLC | 63610 | Baker | CA | Orange | BAKER | OP | Batteries | BA | Commercial Non-CHP | 4 | 1.2 | 1.2 | 1.2 | 4 | 2019 | 6.3 | 1.2 | 1.2 | LIB |  |  |  | 1.2 | CS | Y | [5 empty] | Y | PR | [7 empty] | N | [6 empty] | N
63785 | Hybrid-Electric Building Technologies West Los Angeles 1, LLC | 63611 | CSU Long Beach | CA | Los Angeles | CSULB | OP | Batteries | BA | Commercial Non-CHP | 4 | 2.5 | 2.5 | 2.5 | 3 | 2017 | 15 | 2.5 | 2.5 | LIB |  |  |  | 2.5 | CS | Y | [5 empty] | Y | PR | [7 empty] | N | [6 empty] | N
63785 | Hybrid-Electric Building Technologies West Los Angeles 1, LLC | 63612 | DATS | CA | Orange | DATS0 | OP | Batteries | BA | Commercial Non-CHP | 4 | 1 | 1 | 1 | 4 | 2017 | 6 | 1 | 1 | LIB |  |  |  | 1 | CS | Y | [5 empty] | Y | PR | [7 empty] | N | [6 empty] | N
63785 | Hybrid-Electric Building Technologies West Los Angeles 1, LLC | 63613 | Downey | CA | Los Angeles | DOWNY | OP | Batteries | BA | Commercial Non-CHP | 4 | 2 | 2 | 2 | 12 | 2019 | 13 | 2 | 2 | LIB |  |  |  | 2 | CS | Y | [5 empty] | Y | PR | [7 empty] | N | [6 empty] | N
63785 | Hybrid-Electric Building Technologies West Los Angeles 1, LLC | 63614 | LAWRP | CA | Orange | LAWRP | OP | Batteries | BA | Commercial Non-CHP | 4 | 1 | 1 | 1 | 4 | 2019 | 5 | 1 | 1 | LIB |  |  |  | 1 | CS | Y | [5 empty] | Y | PR | [7 empty] | N | [6 empty] | N
63785 | Hybrid-Electric Building Technologies West Los Angeles 1, LLC | 63615 | Long Beach Convention Center | CA | Los Angeles | LBCON | OP | Batteries | BA | Commercial Non-CHP | 4 | 1.5 | 1.5 | 1.5 | 4 | 2019 | 8.6 | 1.5 | 1.5 | LIB |  |  |  | 1.5 | CS | Y | [5 empty] | Y | PR | [7 empty] | N | [6 empty] | N
63785 | Hybrid-Electric Building Technologies West Los Angeles 1, LLC | 63616 | OCSD | CA | Orange | OCSD1 | OP | Batteries | BA | Commercial Non-CHP | 4 | 4.9 | 4.9 | 4.9 | 8 | 2019 | 32.6 | 4.9 | 4.9 | LIB |  |  |  | 4.9 | CS | Y | [5 empty] | Y | PR | [7 empty] | N | [6 empty] | N
63785 | Hybrid-Electric Building Technologies West Los Angeles 1, LLC | 63617 | SOCCD | CA | Orange | SOCCD | OP | Batteries | BA | Commercial Non-CHP | 4 | 1.3 | 1.3 | 1.3 | 6 | 2019 | 7.2 | 1.3 | 1.3 | LIB |  |  |  | 1.3 | CS | Y | [5 empty] | Y | PR | [7 empty] | N | [6 empty] | N
61012 | AES Distributed Energy | 63685 | Luna Storage | CA | Los Angeles | LUNA | OP | Batteries | BA | IPP Non-CHP | 2 | 100 | 100 | 100 | 6 | 2022 | 400 | 100 | 100 | LIB |  |  |  | 0.9 | CT | PR | Y | [6 empty] | Y | [6 empty] | N | [6 empty] | Y
63414 | Cool Springs Solar, LLC | 63721 | Cool Springs Solar (Hybrid) | GA | Decatur | CSBAT | OP | Batteries | BA | IPP Non-CHP | 2 | 40 | 40 | 40 | 12 | 2021 | 80 | 40 | 40 | LIB |  |  |  | 72.4 | CS |  |  | Y |  | PR |  | Y |  |  |  | Y |  | Y |  |  | Y | 63721 | COOLS |  |  |  |  | N
60025 | Greenbacker Renewable Energy Corporation | 63722 | Rawhide Prairie Solar Hybrid | CO | Larimer | BA1 | OP | Batteries | BA | IPP Non-CHP | 2 | 1 | 1 | 1 | 3 | 2021 | 2 | 1 | 1 | LIB |  |  |  | 1 | CS | [6 empty] | PR | Y |  |  | Y | Y |  |  |  | Y | 63722 | PV1 |  |  |  |  | N
61944 | MN8 Energy LLC | 63727 | Slate Hybrid | CA | Kings | SLB3C | OP | Batteries | BA | IPP Non-CHP | 2 | 33.8 | 33.8 | 33.8 | 3 | 2022 | 135 | 33.8 | 33.8 | LIB |  |  |  | 11.1 | CS |  |  |  |  | PR | [5 empty] | Y | Y |  |  |  | Y | 63727 | SL3EC |  |  |  |  | N
61944 | MN8 Energy LLC | 63727 | Slate Hybrid | CA | Kings | SLBES | OP | Batteries | BA | IPP Non-CHP | 2 | 50 | 50 | 50 | 4 | 2022 | 200 | 50 | 50 | LIB |  |  |  | 16.4 | CS |  |  |  |  | PR | [5 empty] | Y | Y |  |  |  | Y | 63727 | SLSTN |  |  |  |  | N
61944 | MN8 Energy LLC | 63727 | Slate Hybrid | CA | Kings | SLBPW | OP | Batteries | BA | IPP Non-CHP | 2 | 10 | 10 | 10 | 3 | 2022 | 40 | 10 | 10 | LIB |  |  |  | 3.3 | CS |  |  |  |  | PR | [5 empty] | Y | Y |  |  |  | Y | 63727 | SLPWR |  |  |  |  | N
61944 | MN8 Energy LLC | 63727 | Slate Hybrid | CA | Kings | SLBSV | OP | Batteries | BA | IPP Non-CHP | 2 | 46.5 | 46.5 | 46.5 | 2 | 2022 | 186 | 46.5 | 46.5 | LIB |  |  |  | 15.2 | CS |  |  |  |  | PR | [5 empty] | Y | Y |  |  |  | Y | 63727 | SLSVC |  |  |  |  | N
63420 | Taos Mesa Energy Facility, LLC | 63728 | Taos Mesa Energy Facility Hybrid | NM | Taos | BESS | OP | Batteries | BA | Electric Utility | 1 | 12.5 | 12.5 | 12.5 | 11 | 2022 | 25 | 12.5 | 12.5 | LIB |  |  |  | 5 | CS | [6 empty] | PR | Y |  |  | Y | Y |  |  |  | Y | 63728 | TMEF1 |  |  |  |  | Y
63427 | Neptune Energy Center, LLC | 63731 | Neptune Energy Center Hybrid | CO | Pueblo | NT125 | OP | Batteries | BA | IPP Non-CHP | 2 | 125 | 125 | 125 | 6 | 2023 | 500 | 125 | 125 | LIB |  |  |  | 33 | CS |  |  |  |  | Y |  | Y |  |  |  | PR | Y |  |  |  | Y | 63731 | NT325 |  |  |  |  | N
63424 | Silverstrand Grid, LLC | 63735 | Silverstrand Grid Energy Storage System | CA | Ventura | SLV01 | OP | Batteries | BA | IPP Non-CHP | 2 | 11 | 11 | 11 | 4 | 2021 | 44 | 11 | 11 | LIB |  |  |  | 3.6 | CS | PR | Y |  | Y | [11 empty] | N | [6 empty] | N
63430 | Chisholm Grid, LLC | 63737 | Chisholm Grid Energy Storage System | TX | Tarrant | CHS01 | OP | Batteries | BA | IPP Non-CHP | 2 | 100 | 100 | 100 | 10 | 2021 | 125 | 100 | 100 | LIB |  |  |  | 33 | CS | PR | Y |  | Y | [11 empty] | N | [6 empty] | N
63451 | Madero Grid, LLC | 63757 | Madero Grid | TX | Hidalgo | MAD01 | OP | Batteries | BA | IPP Non-CHP | 2 | 100 | 100 | 100 | 3 | 2023 | 100 | 100 | 100 | LIB |  |  |  | 34 | CS | PR | [7 empty] | Y | [6 empty] | N | [6 empty] | N
64541 | CES Agawam Tuckahoe Solar LLC | 63763 | CES Agawam Tuckahoe Solar Hybrid | MA | Hampden | ATES | OP | Batteries | BA | IPP Non-CHP | 2 | 2.6 | 2.6 | 2.6 | 12 | 2021 | 5.2 | 2.6 | 2.6 | LIB |  |  |  | 0.1 | CS |  |  |  |  | Y |  | Y |  |  |  | PR |  | Y |  |  | Y | 63763 | ATPV |  |  |  |  | N
59474 | BQ Energy LLC | 63774 | Mount Kisco Landfill Solar & Storage CSG | NY | Westchester | KISCB | OP | Batteries | BA | IPP Non-CHP | 2 | 0.7 | 0.5 | 0.5 | 12 | 2020 | 2.1 | 0.5 | 0.7 | LIB |  |  |  | 0.5 | CS |  | PR | Y |  | Y | [5 empty] | Y |  |  |  |  | N | [6 empty] | N
7140 | Georgia Power Co | 63775 | Tech Square Microgrid | GA | Fulton | BESS1 | OP | Batteries | BA | Electric Utility | 1 | 0.2 | 0.2 | 0.2 | 10 | 2020 | 0.4 | 0.2 | 0.2 | LIB |  |  |  | 0.1 | BL | [9 empty] | PR | [5 empty] | N | [6 empty] | N
63454 | Thunder Wolf Energy Center, LLC | 63776 | Thunder Wolf Energy Center Hybrid | CO | Pueblo | TW100 | OP | Batteries | BA | IPP Non-CHP | 2 | 100 | 100 | 100 | 6 | 2023 | 400 | 100 | 100 | LIB |  |  |  | 33 | CS |  |  |  |  | Y |  | Y |  |  |  | PR | Y |  |  |  | Y | 63776 | TW300 |  |  |  |  | N
63491 | Partridgeville Road Solar 1, LLC | 63804 | Partridgeville Hybrid CSG | MA | Worcester | PBESS | OP | Batteries | BA | IPP Non-CHP | 2 | 2 | 2 | 2 | 1 | 2020 | 3.9 | 2 | 2 | LIB |  |  |  | 2 | CS | [10 empty] | PR | Y |  |  |  | Y | 63804 | PAR |  |  |  |  | Y
63490 | 147 Williamsville Solar 1, LLC | 63805 | Williamsville Hybrid CSG | MA | Worcester | WBESS | OP | Batteries | BA | IPP Non-CHP | 2 | 3.3 | 3.3 | 3.3 | 9 | 2021 | 6.7 | 3.3 | 3.3 | LIB |  |  |  | 2.3 | CS | [10 empty] | PR | Y |  |  |  | Y | 63805 | WIL |  |  |  |  | Y
63512 | Gateway Energy Storage, LLC | 63834 | Gateway Energy Storage System | CA | San Diego | GTWAY | OP | Batteries | BA | IPP Non-CHP | 2 | 250 | 250 | 250 | 7 | 2020 | 700 | 250 | 250 | LIB |  |  |  | 69.6 | BL | PR |  | Y | Y | [11 empty] | N | [6 empty] | N
63522 | Johanna Energy Center, LLC | 63843 | Johanna Energy Center, LLC | CA | Orange | SAP2 | OP | Batteries | BA | IPP Non-CHP | 2 | 20 | 20 | 20 | 6 | 2022 | 80 | 20 | 20 | LIB |  |  |  | 7 | CS |  | Y |  |  |  |  | PR | [8 empty] | N | [6 empty] | N
63522 | Johanna Energy Center, LLC | 63843 | Johanna Energy Center, LLC | CA | Orange | SASP1 | OP | Batteries | BA | IPP Non-CHP | 2 | 20 | 20 | 20 | 6 | 2021 | 20 | 20 | 20 | LIB |  |  |  | 27.5 | CT |  | Y |  |  |  |  | PR | [7 empty] | Y | N | [6 empty] | N
63522 | Johanna Energy Center, LLC | 63843 | Johanna Energy Center, LLC | CA | Orange | SASP3 | OP | Batteries | BA | IPP Non-CHP | 2 | 40 | 40 | 40 | 8 | 2022 | 40 | 40 | 40 | LIB |  |  |  | 20.2 | CT |  | Y |  |  |  |  | PR | [7 empty] | Y | N | [6 empty] | N
63525 | Westlands Solar Blue (OZ) Owner, LLC | 63848 | Solar Blue | CA | Kings | BESS1 | OP | Batteries | BA | IPP Non-CHP | 2 | 225 | 225 | 225 | 12 | 2023 | 900 | 225 | 225 | LIB |  |  |  | 300 | CS | PR | Y | [13 empty] | N | [6 empty] | N
63526 | Castanea Project LLC | 63849 | Chestnut | CA | Kings | BESS1 | OP | Batteries | BA | IPP Non-CHP | 2 | 135 | 135 | 135 | 12 | 2023 | 540 | 135 | 135 | LIB |  |  |  | 135 | CS | PR | Y | [13 empty] | N | [6 empty] | N
63545 | Golden Fields Solar III, LLC | 63859 | Golden Field Solar III, LLC | CA | Kern | RCBA | OP | Batteries | BA | IPP Non-CHP | 2 | 147 | 147 | 147 | 3 | 2024 | 147 | 147 | 147 | LIB |  |  |  | 147 | CS | [10 empty] | PR | Y |  |  |  | Y | 63859 | RCBA | 63859 | RCTR |  |  | Y
63550 | Ventura Energy Storage, LLC | 63891 | Saticoy | CA | Ventura | SATCY | OP | Batteries | BA | IPP Non-CHP | 2 | 100 | 100 | 100 | 4 | 2021 | 400 | 100 | 100 | LIB |  |  |  | 70 | CS | PR | Y |  | Y |  |  |  |  | Y | [6 empty] | N | [6 empty] | Y
63549 | Lily Solar, LLC | 63892 | Lily Solar Hybrid | TX | Kaufman | LILYB | OP | Batteries | BA | IPP Non-CHP | 2 | 55.2 | 50 | 50 | 10 | 2021 | 80.5 | 50 | 50 | LIB |  |  |  | 75 | CS | PR | Y | [6 empty] | Y | [6 empty] | N | [6 empty] | N
61012 | AES Distributed Energy | 63900 | AES Waikoloa Solar Hybrid | HI | Hawaii | KLOAB | OP | Batteries | BA | IPP Non-CHP | 2 | 30 | 30 | 30 | 4 | 2023 | 120 | 30 | 30 | LIB |  |  |  | 15.9 | CS |  | Y |  | Y | PR |  | Y | Y | Y |  | Y |  |  | Y |  | Y | 63900 | YKLOA |  |  |  |  | N
63571 | Azure Sky Solar Project, LLC | 63905 | Azure Sky Solar | TX | Haskell | ASKYB | OP | Batteries | BA | IPP Non-CHP | 2 | 91.2 | 91.2 | 91.2 | 6 | 2022 | 80.5 | 51.7 | 51.7 | LIB |  |  |  | 77 | CS | PR | Y | [6 empty] | Y | [6 empty] | N | [6 empty] | N
63578 | Dodge Flat Solar, LLC | 63913 | Dodge Flat | NV | Washoe | DODGB | OP | Batteries | BA | IPP Non-CHP | 2 | 50 | 50 | 50 | 3 | 2022 | 200 | 50 | 50 | LIB |  |  |  | 16.4 | CS |  |  | PR |  |  |  | Y |  |  |  | Y |  |  | Y |  | Y | 63913 | DODGE |  |  |  |  | Y
61230 | Arevon Energy, Inc. | 63930 | Cal Flats BESS | CA | Monterey | CF60 | OP | Batteries | BA | IPP Non-CHP | 2 | 60 | 60 | 60 | 11 | 2021 | 242 | 60 | 60 | LIB |  |  |  | 66.5 | CS | PR | Y |  | Y | Y |  |  | Y | Y |  |  | Y |  |  |  | N | [6 empty] | N
13407 | Nevada Power Co | 63933 | Dry Lake Solar Energy Center | NV | Clark | DLES1 | OP | Batteries | BA | Electric Utility | 1 | 100 | 100 | 100 | 5 | 2024 | 150 | 100 | 100 | LIB |  |  |  | 150 | CS | [10 empty] | PR | Y |  |  |  | Y | 63933 | DLES1 |  |  |  |  | Y
64172 | Arevon Asset Management | 63943 | Coso Battery Storage | CA | Inyo | 61730 | OP | Batteries | BA | IPP Non-CHP | 2 | 60 | 60 | 60 | 4 | 2022 | 240 | 60 | 60 | LIB |  |  |  | 20 | CS | PR | Y |  |  |  |  | Y |  |  |  |  | Y |  |  |  | Y | 63943 | 61730 |  |  |  |  | N
6455 | Duke Energy Florida, LLC | 63995 | Trenton | FL | Gilchrist | ES1 | OP | Batteries | BA | Electric Utility | 1 | 11 | 11 | 11 | 12 | 2021 | 10.1 | 11 | 11 | LIB |  |  |  | 1.7 | CS | [6 empty] | PR | Y | [7 empty] | N | [6 empty] | Y
6455 | Duke Energy Florida, LLC | 63996 | Cape San Blas | FL | Gulf | ES1 | OP | Batteries | BA | Electric Utility | 1 | 5.5 | 5.5 | 5.5 | 8 | 2022 | 14.3 | 5.5 | 5.5 | LIB |  |  |  | 0.3 | CS | [5 empty] | Y | PR | [8 empty] | N | [6 empty] | Y
6455 | Duke Energy Florida, LLC | 63998 | Jennings Energy Storage Facility | FL | Hamilton | ES1 | OP | Batteries | BA | Electric Utility | 1 | 5.5 | 5.5 | 5.5 | 8 | 2022 | 5.5 | 5.5 | 5.5 | LIB |  |  |  | 0.3 | CS | [5 empty] | Y | PR | [8 empty] | N | [6 empty] | Y
6455 | Duke Energy Florida, LLC | 63999 | Micanopy Energy Storage Facility | FL | Alachua | ES1 | OP | Batteries | BA | Electric Utility | 1 | 8.3 | 8.3 | 8.3 | 10 | 2022 | 11.7 | 8.3 | 8.3 | LIB |  |  |  | 5 | CS | [5 empty] | Y | PR | [8 empty] | N | [6 empty] | Y
61012 | AES Distributed Energy | 64000 | Amaterasu LLC | MA | Worcester | BESS | OP | Batteries | BA | IPP Non-CHP | 2 | 3.2 | 3.2 | 3.2 | 6 | 2021 | 6 | 3.2 | 3.2 | LIB |  |  |  | 0.9 | CT | [6 empty] | Y |  |  |  | PR |  |  | Y |  | Y | 64000 | DRC |  |  |  |  | N
60146 | Ameresco Federal Solutions | 64050 | Fort Bragg - Camp Mackall PV BESS System | NC | Richmond | CMABS | OP | Batteries | BA | IPP Non-CHP | 2 | 2 | 2 | 2 | 2 | 2023 | 2 | 2 | 2 | LIB |  |  |  | 1.2 | CS | [9 empty] | PR | Y | Y | Y |  |  | Y | 64050 | CMAPV |  |  |  |  | N
63707 | OYA Blanchard Road LLC | 64084 | Blanchard Road 1 Community Solar | NY | Jefferson | BR1S | OP | Batteries | BA | IPP Non-CHP | 2 | 5 | 5 | 5 | 12 | 2019 | 15 | 3.8 | 3.8 | LIB |  |  |  | 3.8 | CS | [10 empty] | PR |  |  | Y |  | Y | 64084 | BR1CS |  |  |  |  | N
63708 | OYA Blanchard Road 2 LLC | 64087 | Blanchard Road 2 Community Solar | NY | Jefferson | BR2S | OP | Batteries | BA | IPP Non-CHP | 2 | 5 | 5 | 5 | 12 | 2019 | 15 | 3.8 | 3.8 | LIB |  |  |  | 3.8 | CS | [10 empty] | PR |  |  | Y |  | Y | 64087 | BR2CS |  |  |  |  | N
63723 | Ignacio Grid, LLC | 64089 | Ignacio Grid Energy Storage System | TX | Hidalgo | IGN01 | OP | Batteries | BA | IPP Non-CHP | 2 | 100 | 100 | 100 | 3 | 2023 | 100 | 100 | 100 | LIB |  |  |  | 34 | CS | PR | Y |  | Y | [11 empty] | N | [6 empty] | N
63709 | OYA NYS Rte 12 LLC | 64090 | NYS Rte 12 Community Solar | NY | Jefferson | NR12S | OP | Batteries | BA | IPP Non-CHP | 2 | 5 | 5 | 5 | 12 | 2019 | 15 | 3.8 | 3.8 | LIB |  |  |  | 3.8 | CS | [10 empty] | PR |  |  | Y |  | Y | 64090 | NYR12 |  |  |  |  | N
63711 | OYA Great Lakes Seaway LLC | 64092 | Great Lakes Seaway Community Solar | NY | Jefferson | GLSS | OP | Batteries | BA | IPP Non-CHP | 2 | 5 | 5 | 5 | 12 | 2019 | 15 | 3.8 | 3.8 | LIB |  |  |  | 3.8 | CS | [10 empty] | PR |  |  | Y |  | Y | 64092 | GLSCS |  |  |  |  | N
63731 | Desert Harvest II LLC | 64103 | Desert Harvest II LLC | CA | Riverside | DH003 | OP | Batteries | BA | IPP Non-CHP | 2 | 35 | 35 | 35 | 1 | 2021 | 140 | 35 | 35 | LIB |  |  |  | 11.5 | CS | PR | [9 empty] | Y |  | Y |  |  | Y | 64103 | DH002 |  |  |  |  | N
63733 | Maverick Solar 6, LLC | 64105 | Maverick Solar 6, LLC | CA | Riverside | MAV04 | OP | Batteries | BA | IPP Non-CHP | 2 | 50 | 50 | 50 | 6 | 2022 | 200 | 50 | 50 | LIB |  |  |  | 16.5 | CS | PR | [5 empty] | Y |  |  |  | Y | Y | Y |  |  | Y | 64105 | MAV03 |  |  |  |  | N
64059 | Ware Palmer Road Solar LLC | 64128 | Ware Palmer Road Solar LLC CSG | MA | Hampshire | WPRB | OP | Batteries | BA | IPP Non-CHP | 2 | 2 | 2 | 2 | 6 | 2021 | 4.5 | 2 | 2 | LIB |  |  |  | 1.1 | CS |  |  |  |  | Y |  | PR |  |  |  | Y |  | Y |  |  | Y | 64128 | WPRS |  |  |  |  | N
64058 | East Brookfield Adams Road Solar LLC | 64129 | East Brookfield Adams Road Solar LLC CSG | MA | Worcester | EBARB | OP | Batteries | BA | IPP Non-CHP | 2 | 3.1 | 2.8 | 2.8 | 6 | 2021 | 6.3 | 3 | 3 | LIB |  |  |  | 1.1 | CS |  |  |  |  | Y |  | PR |  |  |  | Y |  | Y |  |  | Y | 64129 | EBARS |  |  |  |  | N
61012 | AES Distributed Energy | 64140 | BWC Stony Brook, LLC Hybrid | MA | Middlesex | BESS | OP | Batteries | BA | IPP Non-CHP | 2 | 0.7 | 0.7 | 0.7 | 7 | 2021 | 1.4 | 0.7 | 0.7 | LIB |  |  |  | 0.9 | CT | [6 empty] | Y |  |  |  | PR |  |  | Y |  | Y | 64140 | BSBPV |  |  |  |  | N
61012 | AES Distributed Energy | 64147 | ZPD-PT Solar Project 2017-038 Hybrid LLC | MA | Worcester | DRAES | OP | Batteries | BA | IPP Non-CHP | 2 | 3.5 | 3.5 | 3.5 | 4 | 2021 | 6.7 | 3.5 | 3.5 | LIB |  |  |  | 0.9 | CT | [6 empty] | Y |  |  |  | PR |  |  | Y |  | Y | 64147 | DRAPV |  |  |  |  | N
63772 | Fish Springs Ranch Solar, LLC | 64148 | Fish Springs | NV | Washoe | FISHB | OP | Batteries | BA | IPP Non-CHP | 2 | 25 | 25 | 25 | 3 | 2022 | 100 | 25 | 25 | LIB |  |  |  | 8.2 | CS |  |  | PR |  |  |  | Y |  |  |  | Y |  |  | Y |  | Y | 64148 | FISH |  |  |  |  | Y
63784 | Azure Sky Wind Project, LLC | 64164 | Azure Sky Wind Project, LLC Hybrid | TX | Throckmorton | ASWBE | OP | Batteries | BA | IPP Non-CHP | 2 | 120 | 120 | 120 | 4 | 2024 | 190 | 121.8 | 121.8 | LIB |  |  |  | 195.5 | CS | PR | Y | [6 empty] | Y | [6 empty] | N | [6 empty] | N
61012 | AES Distributed Energy | 64170 | BWC Muddy Brook, LLC Hybrid | MA | Worcester | MBES | OP | Batteries | BA | IPP Non-CHP | 2 | 0.9 | 0.9 | 0.9 | 9 | 2021 | 1.8 | 0.9 | 0.9 | LIB |  |  |  | 0.9 | CT | [6 empty] | Y |  |  |  | PR |  |  | Y |  | Y | 64170 | MBPV |  |  |  |  | N
61012 | AES Distributed Energy | 64182 | BWC Lake Lashaway, LLC Hybrid | MA | Worcester | DRAES | OP | Batteries | BA | IPP Non-CHP | 2 | 3.7 | 3.7 | 3.7 | 5 | 2021 | 9 | 3.7 | 3.7 | LIB |  |  |  | 0.9 | CT | [6 empty] | Y |  |  |  | PR |  |  | Y |  | Y | 64182 | DRAPV |  |  |  |  | N
61012 | AES Distributed Energy | 64185 | ZPD-PT Solar Project 2017-023 LLC Hybrid | MA | Worcester | DRAES | OP | Batteries | BA | IPP Non-CHP | 2 | 1.9 | 1.9 | 1.9 | 1 | 2021 | 3.5 | 1.9 | 1.9 | LIB |  |  |  | 0.9 | CT | [6 empty] | Y |  |  |  | PR |  |  | Y |  | Y | 64185 | DRAPV |  |  |  |  | N
61012 | AES Distributed Energy | 64187 | ZPD-PT Solar Project 2017-021 LLC Hybrid | MA | Hampden | DRAES | OP | Batteries | BA | IPP Non-CHP | 2 | 0.7 | 1 | 1 | 1 | 2021 | 2.5 | 0.7 | 0.7 | LIB |  |  |  | 0.9 | CT | [6 empty] | Y |  |  |  | PR |  |  | Y |  | Y | 64187 | DRAPV |  |  |  |  | N
56215 | Big Sky Wind, LLC | 64197 | Fifth Standard Solar PV, LLC (Hybrid) | CA | Fresno | FTHSB | OP | Batteries | BA | IPP Non-CHP | 2 | 137 | 117 | 117 | 9 | 2023 | 137 | 137 | 137 | LIB |  |  |  | 45.1 | CS |  | PR | [8 empty] | Y | Y |  |  |  | Y | 64197 | FTHSS |  |  |  |  | N
20160 | Energy Northwest | 64198 | Horn Rapids Solar, Storage and Training | WA | Benton | HRBE | OP | Batteries | BA | Electric Utility | 1 | 1 | 1 | 1 | 12 | 2020 | 4 | 1 | 1 | LIB |  |  |  | 2.4 | CS |  |  |  |  | Y |  | PR | [8 empty] | N | [6 empty] | N
15470 | Duke Energy Indiana, LLC | 64207 | Crane Battery Energy Storage System | IN | Martin | ES1 | OP | Batteries | BA | Electric Utility | 1 | 5 | 5 | 5 | 12 | 2020 | 5 | 5 | 5 | LIB |  |  |  | 5 | CS |  | PR | [6 empty] | Y | [6 empty] | N | [6 empty] | N
61514 | Agilitas Energy, Inc. | 64213 | Auburn Solar Project | MA | Worcester | BEAUB | OP | Batteries | BA | IPP Non-CHP | 2 | 3.8 | 3.8 | 3.8 | 5 | 2022 | 9.4 | 3.7 | 3.7 | LIB |  |  |  | 3.7 | CS | PR | [9 empty] | Y |  | Y |  |  | Y | 64213 | AUB |  |  |  |  | N
63842 | BCSB, LLC | 64222 | Burt County Solar Hybrid | NE | Burt | 2 | OP | Batteries | BA | IPP Non-CHP | 2 | 0.7 | 0.7 | 0.7 | 6 | 2021 | 3 | 0.7 | 0.7 | LIB |  |  |  | 0.8 | CS | [6 empty] | PR |  | Y | [6 empty] | N | [6 empty] | N
63842 | BCSB, LLC | 64223 | Dodge County Solar Hybrid | NE | Dodge | 2 | OP | Batteries | BA | IPP Non-CHP | 2 | 0.7 | 0.7 | 0.7 | 6 | 2021 | 3 | 0.7 | 0.7 | LIB |  |  |  | 0.8 | CS | [6 empty] | PR |  | Y | [6 empty] | N | [6 empty] | N
63841 | Hadley 3 Solar, LLC (North) | 64231 | Hadley 3 Solar (North) | MA | Hampshire | 09170 | OP | Batteries | BA | IPP Non-CHP | 2 | 1 | 1 | 0.8 | 5 | 2024 | 4.4 | 1 | 1 | LIB |  |  |  | 2 | CS | [10 empty] | PR | Y |  |  |  | Y | 9170 | 3093 |  |  |  |  | Y
61012 | AES Distributed Energy | 64256 | AES Maui Kuihelani Solar Hybrid | HI | Maui | KLNIB | OP | Batteries | BA | IPP Non-CHP | 2 | 60 | 60 | 60 | 5 | 2024 | 240 | 60 | 60 | LIB |  |  |  | 26.2 | CS |  | Y |  |  |  | Y |  |  | Y |  | PR |  | Y |  |  | Y | 64256 | KULNI |  |  |  |  | N
56201 | Engie North America | 64293 | Alvin | TX | Brazoria | ALVIN | OP | Batteries | BA | IPP Non-CHP | 2 | 9.9 | 9.9 | 9.9 | 10 | 2020 | 9.9 | 9.9 | 9.9 | LIB |  |  |  | 11 | CS | Y | PR |  | Y | [11 empty] | N | [6 empty] | N
56201 | Engie North America | 64294 | Odessa | TX | Ector | ODSA | OP | Batteries | BA | IPP Non-CHP | 2 | 9.9 | 9.9 | 9.9 | 10 | 2020 | 9.9 | 9.9 | 9.9 | LIB |  |  |  | 11 | CS | Y | PR |  | Y | [11 empty] | N | [6 empty] | N
56201 | Engie North America | 64295 | Angleton | TX | Brazoria | ANGLE | OP | Batteries | BA | IPP Non-CHP | 2 | 9.9 | 9.9 | 9.9 | 11 | 2020 | 9.9 | 9.9 | 9.9 | LIB |  |  |  | 11 | CS | Y | PR |  | Y | [11 empty] | N | [6 empty] | N
56201 | Engie North America | 64296 | Brazoria | TX | Brazoria | BRAZ | OP | Batteries | BA | IPP Non-CHP | 2 | 9.9 | 9.9 | 9.9 | 11 | 2020 | 9.9 | 9.9 | 9.9 | LIB |  |  |  | 11 | CS | Y | PR |  | Y | [11 empty] | N | [6 empty] | N
56201 | Engie North America | 64297 | Heights | TX | Galveston | H8S | OP | Batteries | BA | IPP Non-CHP | 2 | 9.9 | 9.9 | 9.9 | 12 | 2020 | 9.9 | 9.9 | 9.9 | LIB |  |  |  | 11 | CS | Y | PR |  | Y | [11 empty] | N | [6 empty] | N
56201 | Engie North America | 64298 | Magnolia TX | TX | Galveston | MANGO | OP | Batteries | BA | IPP Non-CHP | 2 | 9.9 | 9.9 | 9.9 | 12 | 2020 | 9.9 | 9.9 | 9.9 | LIB |  |  |  | 11 | CS | Y | PR |  | Y | [11 empty] | N | [6 empty] | N
56201 | Engie North America | 64312 | Bat Cave | TX | Mason | BC | OP | Batteries | BA | IPP Non-CHP | 2 | 100 | 100 | 100 | 10 | 2021 | 110 | 100 | 100 | LIB |  |  |  | 103 | CS | Y | PR |  | Y | [11 empty] | N | [6 empty] | N
56201 | Engie North America | 64314 | Dickinson | TX | Galveston | DIKN | OP | Batteries | BA | IPP Non-CHP | 2 | 9.9 | 9.9 | 9.9 | 6 | 2021 | 9.9 | 9.9 | 9.9 | LIB |  |  |  | 11 | CS | Y | PR |  | Y | [11 empty] | N | [6 empty] | N
56201 | Engie North America | 64315 | Loop 463 | TX | Victoria | LOOP | OP | Batteries | BA | IPP Non-CHP | 2 | 9.9 | 9.9 | 9.9 | 8 | 2021 | 9.9 | 9.9 | 9.9 | LIB |  |  |  | 11 | CS | Y | PR |  | Y | [11 empty] | N | [6 empty] | N
56201 | Engie North America | 64316 | Lopeno | TX | Zapata | LOPE | OP | Batteries | BA | IPP Non-CHP | 2 | 9.9 | 9.9 | 9.9 | 3 | 2022 | 9.9 | 9.9 | 9.9 | LIB |  |  |  | 11 | CS | Y | PR |  | Y | [11 empty] | N | [6 empty] | N
56201 | Engie North America | 64317 | North Fork TX | TX | Williamson | NF | OP | Batteries | BA | IPP Non-CHP | 2 | 100 | 100 | 100 | 10 | 2021 | 110 | 100 | 100 | LIB |  |  |  | 103 | CS | Y | PR |  | Y | [11 empty] | N | [6 empty] | N
56201 | Engie North America | 64318 | Pueblo BA | TX | Maverick | PBL1 | OP | Batteries | BA | IPP Non-CHP | 2 | 9.9 | 9.9 | 9.9 | 3 | 2022 | 9.9 | 9.9 | 9.9 | LIB |  |  |  | 11 | CS | Y | PR |  | Y | [11 empty] | N | [6 empty] | N
56201 | Engie North America | 64318 | Pueblo BA | TX | Maverick | PBL2 | OP | Batteries | BA | IPP Non-CHP | 2 | 9.9 | 9.9 | 9.9 | 3 | 2022 | 9.9 | 9.9 | 9.9 | LIB |  |  |  | 11 | CS | Y | PR |  | Y | [11 empty] | N | [6 empty] | N
56201 | Engie North America | 64319 | Ranchtown | TX | Bexar | RANCH | OP | Batteries | BA | IPP Non-CHP | 2 | 9.9 | 9.9 | 9.9 | 10 | 2021 | 9.9 | 9.9 | 9.9 | LIB |  |  |  | 11 | CS | Y | PR |  | Y | [11 empty] | N | [6 empty] | N
56201 | Engie North America | 64321 | Sweeny | TX | Brazoria | SWNY | OP | Batteries | BA | IPP Non-CHP | 2 | 9.9 | 9.9 | 9.9 | 4 | 2021 | 9.9 | 9.9 | 9.9 | LIB |  |  |  | 11 | CS | Y | PR |  | Y | [11 empty] | N | [6 empty] | N
56201 | Engie North America | 64322 | Zapata | TX | Zapata | ZPT1 | OP | Batteries | BA | IPP Non-CHP | 2 | 9.9 | 9.9 | 9.9 | 3 | 2022 | 9.9 | 9.9 | 9.9 | LIB |  |  |  | 11 | CS | Y | PR |  | Y | [11 empty] | N | [6 empty] | N
56201 | Engie North America | 64322 | Zapata | TX | Zapata | ZPT2 | OP | Batteries | BA | IPP Non-CHP | 2 | 9.9 | 9.9 | 9.9 | 3 | 2022 | 9.9 | 9.9 | 9.9 | LIB |  |  |  | 11 | CS | Y | PR |  | Y | [11 empty] | N | [6 empty] | N
63991 | DG New York CS, LLC | 64374 | Norwich Solar and Energy Storage CSG | NY | Chenango | NRWCB | OP | Batteries | BA | IPP Non-CHP | 2 | 5 | 5 | 5 | 9 | 2021 | 15 | 3 | 3 | LIB |  |  |  | 2.6 | CS |  |  |  |  | Y |  | Y |  |  |  | PR |  |  | Y |  | Y | 64374 | NRWCH |  |  |  |  | N
9417 | Interstate Power and Light Co | 64375 | Decorah Battery | IA | Winneshiek | BESS1 | OP | Batteries | BA | Electric Utility | 1 | 2.5 | 2.5 | 2.5 | 6 | 2021 | 2.9 | 2.5 | 2.5 | LIB |  |  |  | 2.5 | CS | [5 empty] | PR |  |  | Y | [6 empty] | N | [6 empty] | Y
61012 | AES Distributed Energy | 64395 | ZPD-PT Solar Project 2017-006 LLC Hybrid | MA | Worcester | DRAES | OP | Batteries | BA | IPP Non-CHP | 2 | 2.5 | 4 | 4 | 7 | 2021 | 5 | 2.5 | 2.5 | LIB |  |  |  | 0.9 | CT | [6 empty] | Y |  |  |  | PR |  |  | Y |  | Y | 64395 | DRAPV |  |  |  |  | N
63432 | SkyHigh 2 Solar | 64400 | BYU - Hawaii | HI | Honolulu | BYESS | OP | Batteries | BA | IPP Non-CHP | 2 | 1.9 | 1.9 | 1.9 | 11 | 2021 | 1.9 | 1.9 | 1.9 | LIB |  |  |  | 1.9 | CS | PR | [5 empty] | Y |  |  |  | Y | Y |  |  |  | Y | 64400 | BYUHI |  |  |  |  | N
63289 | Key Capture Energy | 64423 | TX7 Flat Top | TX | Reeves | TX7 | OP | Batteries | BA | IPP Non-CHP | 2 | 9.9 | 9.9 | 9.9 | 5 | 2020 | 16.5 | 9.9 | 9.9 | LIB |  |  |  | 9.9 | CS | Y | PR |  | Y | [11 empty] | N | [6 empty] | N
63289 | Key Capture Energy | 64424 | TX8 Worsham | TX | Pecos | TX8 | OP | Batteries | BA | IPP Non-CHP | 2 | 9.9 | 9.9 | 9.9 | 2 | 2020 | 17.9 | 9.9 | 9.9 | LIB |  |  |  | 9.9 | CS | Y | PR |  | Y | [11 empty] | N | [6 empty] | N
63289 | Key Capture Energy | 64425 | TX2 Port Lavaca | TX | Calhoun | TX2 | OP | Batteries | BA | IPP Non-CHP | 2 | 9.9 | 9.9 | 9.9 | 3 | 2020 | 11.9 | 9.9 | 9.9 | LIB |  |  |  | 9.9 | CS |  | PR |  | Y | [11 empty] | N | [6 empty] | N
64002 | Wilmot Energy Center LLC | 64426 | Wilmot Energy Center LLC | AZ | Pima | WILBA | OP | Batteries | BA | IPP Non-CHP | 2 | 30 | 30 | 30 | 4 | 2021 | 60 | 30 | 30 | LIB |  |  |  | 1 | CS |  | Y | PR |  |  |  | Y | Y |  |  | Y | Y |  |  |  | N | [6 empty] | N
64069 | Breckenridge Street Solar 1, LLC | 64432 | Breckenridge Solar | MA | Hampden | BBA | OP | Batteries | BA | IPP Non-CHP | 2 | 2.2 | 2.2 | 2.2 | 11 | 2020 | 4.7 | 2.2 | 2.2 | LIB |  |  |  | 2.2 | CS | [10 empty] | PR | Y |  |  |  | N | 64432 | BKS |  |  |  |  | Y
64073 | Wilmarth Lane Solar 1, LLC | 64436 | Wilmarth Solar | MA | Norfolk | WILB | OP | Batteries | BA | IPP Non-CHP | 2 | 2.3 | 2.3 | 2.3 | 2 | 2020 | 4.6 | 2.3 | 2.3 | LIB |  |  |  | 2.3 | CS | [10 empty] | PR | Y |  |  |  | Y | 64436 | WIL |  |  |  |  | Y
57365 | Consolidated Edison Solutions Inc. | 64442 | Mt Pleasant Community Center | NY | Westchester | MPES | OP | Batteries | BA | IPP Non-CHP | 2 | 0.7 | 0.7 | 0.7 | 11 | 2022 | 3 | 0.5 | 0.7 | LIB |  |  |  | 0.5 | CS | [10 empty] | PR | Y |  |  |  | Y | 64442 | MPPV |  |  |  |  | N
17470 | PUD No 1 of Snohomish County | 64446 | Arlington Microgrid | WA | Snohomish | AMGB | OP | Batteries | BA | Electric Utility | 1 | 1 | 1 | 1 | 10 | 2021 | 1.4 | 1 | 1 | LIB |  |  |  | 1 | CS | Y |  |  |  | Y |  | Y |  |  | PR | Y | Y |  |  |  | N | [6 empty] | N
64118 | Grissom Solar, LLC | 64450 | Grissom Solar, LLC | NC | Halifax | GSF02 | OP | Batteries | BA | IPP Non-CHP | 2 | 10 | 10 | 10 | 5 | 2021 | 10 | 5 | 5 | LIB |  |  |  | 4.4 | CS | PR | [6 empty] | Y |  |  | Y | Y |  |  |  | Y | 64450 | GSF01 |  |  |  |  | N
63991 | DG New York CS, LLC | 64453 | Volney II | NY | Oswego | VOLES | OP | Batteries | BA | IPP Non-CHP | 2 | 3 | 3 | 3 | 2 | 2021 | 12 | 3 | 3 | LIB |  |  |  | 2.6 | CS |  |  |  |  | Y |  | Y |  |  |  | PR |  |  | Y |  | Y | 64453 | VOLNE |  |  |  |  | N
64144 | Arlington Energy Center II | 64481 | Arlington Energy Center II | CA | Riverside | AEC2B | OP | Batteries | BA | IPP Non-CHP | 2 | 132 | 132 | 132 | 8 | 2022 | 528 | 132 | 132 | LIB |  |  |  | 43.4 | CT |  | PR |  | Y | [6 empty] | Y | Y |  |  |  | N | 64481 | AEC1 | 64481 | AEC2 |  |  | N
64135 | Resurgence Solar | 64489 | Resurgence Solar | CA | San Bernardino | GEN2 | OP | Batteries | BA | IPP Non-CHP | 2 | 75 | 75 | 75 | 8 | 2023 | 300 | 75 | 75 | OTH |  |  |  | 29.6 | CS | PR | [9 empty] | Y | Y |  |  |  | Y | 64489 | GEN1 |  |  |  |  | N
13683 | North Carolina El Member Corp | 64508 | Hall Solar Energy Storage | NC | Duplin | BAT1 | OP | Batteries | BA | Electric Utility | 1 | 2.5 | 2.5 | 2.5 | 1 | 2022 | 5 | 2 | 2 | LIB |  |  |  | 5 | CS | [7 empty] | PR |  |  | Y | Y |  |  |  | Y | 64508 | SOL1 |  |  |  |  | N
13683 | North Carolina El Member Corp | 64509 | South River H4 Solar Energy Storage | NC | Sampson | BAT1 | OP | Batteries | BA | Electric Utility | 1 | 0.6 | 0.6 | 0.6 | 3 | 2023 | 1.1 | 0.5 | 0.5 | LIB |  |  |  | 1.1 | CS | [6 empty] | PR | Y |  |  | Y | Y |  |  |  | Y | 64509 | SOL1 |  |  |  |  | N
13683 | North Carolina El Member Corp | 64510 | Arba Solar Energy Storage | NC | Greene | BAT1 | OP | Batteries | BA | Electric Utility | 1 | 5.1 | 5.1 | 5.1 | 3 | 2023 | 10 | 0.5 | 0.5 | LIB |  |  |  | 5 | CS | Y | [5 empty] | PR | Y |  |  | Y | Y |  |  |  | Y | 64510 | SOL1 |  |  |  |  | N
13683 | North Carolina El Member Corp | 64511 | Rose Acre Solar Energy Storage | NC | Hyde | BAT1 | OP | Batteries | BA | Electric Utility | 1 | 2.5 | 2.5 | 2.5 | 3 | 2023 | 5 | 2.5 | 2.5 | LIB |  |  |  | 5 | CS | Y | [5 empty] | PR | Y |  | Y | Y | Y |  |  |  | Y | 64511 | SOL1 |  |  |  |  | N
13683 | North Carolina El Member Corp | 64512 | Hamlet Solar Energy Storage | NC | Richmond | BAT1 | OP | Batteries | BA | Electric Utility | 1 | 0.5 | 0.5 | 0.5 | 3 | 2023 | 1.1 | 0.5 | 0.5 | LIB |  |  |  | 0.5 | CS | Y | [5 empty] | PR | Y |  |  | Y | Y |  |  |  | Y | 64512 | SOL1 |  |  |  |  | N
13683 | North Carolina El Member Corp | 64513 | Wake RJ3 Solar Energy Storage | NC | Wake | BAT1 | OP | Batteries | BA | Electric Utility | 1 | 0.6 | 0.6 | 0.6 | 3 | 2023 | 1.1 | 0.5 | 0.5 | LIB |  |  |  | 0.6 | CS | Y | [5 empty] | PR | Y |  |  | Y | Y |  |  |  | Y | 64513 | SOL1 |  |  |  |  | N
13683 | North Carolina El Member Corp | 64514 | Ludie Brown Solar Energy Storage | NC | Duplin | BAT1 | OP | Batteries | BA | Electric Utility | 1 | 2.5 | 2.5 | 2.5 | 1 | 2022 | 2.5 | 2 | 2 | LIB |  |  |  | 2.5 | CS | [6 empty] | PR | Y |  |  | Y | Y |  |  |  | Y | 64514 | SOL1 |  |  |  |  | N
13683 | North Carolina El Member Corp | 64516 | Lowe Solar Energy Storage | NC | Randolph | BAT1 | OP | Batteries | BA | Electric Utility | 1 | 2.5 | 2.5 | 2.5 | 1 | 2022 | 5 | 2 | 2 | LIB |  |  |  | 2.5 | CS | [6 empty] | PR | Y |  |  | Y | Y |  |  |  | Y | 64516 | SOL1 |  |  |  |  | N
13683 | North Carolina El Member Corp | 64520 | Spencer Meadow Solar Energy Storage | NC | Randolph | BAT1 | OP | Batteries | BA | Electric Utility | 1 | 2.5 | 2.5 | 2.5 | 1 | 2022 | 5 | 2 | 2 | LIB |  |  |  | 2.5 | CS | [6 empty] | PR | Y |  |  | Y | Y |  |  |  | Y | 64520 | SOL1 |  |  |  |  | N
13683 | North Carolina El Member Corp | 64522 | Old Cedar Solar Energy Storage | NC | Randolph | BAT1 | OP | Batteries | BA | Electric Utility | 1 | 1.3 | 1.3 | 1.3 | 8 | 2021 | 2 | 1 | 1 | LIB |  |  |  | 2 | CS | [6 empty] | Y | Y |  |  | PR | Y |  |  |  | Y | 64522 | SOL1 |  |  |  |  | N
67098 | Gambit Energy Storage LLC | 64528 | Gambit Energy Storage - Angleton Storage | TX | Brazoria | 1 | OP | Batteries | BA | IPP Non-CHP | 2 | 100 | 100 | 100 | 6 | 2021 | 200 | 100 | 100 | LIB |  |  |  | 32.9 | CS | Y | PR |  | Y | [11 empty] | N | [6 empty] | N
64179 | Ranchland Wind Storage, LLC | 64545 | Ranchland Wind Storage | TX | Callahan | BA | OP | Batteries | BA | IPP Non-CHP | 2 | 73 | 73 | 73 | 4 | 2024 | 108.6 | 71.5 | 71.5 | LIB |  |  |  | 75.9 | CS | PR | Y | [6 empty] | Y | [6 empty] | N | [6 empty] | N
6452 | Florida Power & Light Co | 64546 | Wynwood Energy Storage | FL | Miami Dade | 1 | OP | Batteries | BA | Electric Utility | 1 | 10 | 10 | 10 | 12 | 2019 | 40 | 10 | 10 | LIB |  |  |  | 0.5 | BL | [5 empty] | Y | PR | [8 empty] | N | [6 empty] | Y
64199 | Arlington Energy Center III | 64564 | Arlington Energy Center III | CA | Riverside | AEC3B | OP | Batteries | BA | IPP Non-CHP | 2 | 110 | 110 | 110 | 8 | 2022 | 440 | 110 | 110 | LIB |  |  |  | 36.2 | CT |  | PR |  | Y | [6 empty] | Y | Y |  |  |  | N | 64564 | AEC3 |  |  |  |  | N
62854 | Solar Star California LXXVIII, LLC | 64601 | County of San Diego COC Hybrid | CA | San Diego | ESS | OP | Batteries | BA | IPP Non-CHP | 2 | 0.4 | 0.5 | 0.5 | 7 | 2020 | 1 | 0.4 | 0.4 | LIB |  |  |  | 1 | CS | [7 empty] | PR |  |  | Y | Y |  |  |  | N | 64601 | PV |  |  |  |  | N
64229 | SEPV Sierra, LLC | 64611 | SEPV Sierra | CA | Los Angeles | 1 | OP | Batteries | BA | IPP Non-CHP | 2 | 8.3 | 8.3 | 8.3 | 4 | 2020 | 3.4 | 6 | 6 | LIB |  |  |  | 6 | CS | PR |  |  | Y | Y |  |  | Y | Y |  | Y |  | Y |  |  | N | [6 empty] | N
16609 | San Diego Gas & Electric Co | 64612 | Kearny North Energy Storage | CA | San Diego | KNES | OP | Batteries | BA | Electric Utility | 1 | 10 | 10 | 10 | 2 | 2022 | 40 | 10 | 10 | LIB |  |  |  | 10 | CS | PR |  | Y | Y | [11 empty] | N | [6 empty] | N
16609 | San Diego Gas & Electric Co | 64614 | Kearny South Energy Storage | CA | San Diego | KSES | OP | Batteries | BA | Electric Utility | 1 | 10 | 10 | 10 | 2 | 2022 | 40 | 10 | 10 | LIB |  |  |  | 10 | CS | PR |  |  | Y | [11 empty] | N | [6 empty] | N
64234 | Kearsarge William Way LLC | 64617 | Kearsarge William Way | MA | Norfolk | BWBAT | OP | Batteries | BA | IPP Non-CHP | 2 | 2.6 | 2.6 | 2.6 | 12 | 2021 | 9.5 | 2.6 | 2.6 | LIB |  |  |  | 4.4 | CS |  | Y |  |  |  |  | Y |  |  |  | PR | Y |  |  |  | Y | 64617 | BWW |  |  |  |  | Y
64235 | Kearsarge Haverhill LLC | 64618 | Kearsarge Haverhill | MA | Essex | HABAT | OP | Batteries | BA | IPP Non-CHP | 2 | 2 | 2 | 2 | 3 | 2021 | 9 | 2 | 2 | LIB |  |  |  | 2 | CS |  | Y |  |  |  |  | Y |  |  |  | PR | Y |  |  |  | Y | 64618 | HAV |  |  |  |  | Y
64236 | Kearsarge Upper Union LLC | 64619 | Kearsarge Upper Union | MA | Norfolk | UUBAT | OP | Batteries | BA | IPP Non-CHP | 2 | 0.8 | 0.8 | 0.8 | 3 | 2023 | 3.9 | 0.8 | 0.8 | LIB |  |  |  | 0.5 | CS |  |  |  |  | PR | [5 empty] | Y | Y |  |  |  | Y | 64619 | FUU |  |  |  |  | N
64237 | Kearsarge Montague BD LLC | 64620 | Kearsarge Montague BD(CSG) | MA | Franklin | MBBAT | OP | Batteries | BA | IPP Non-CHP | 2 | 1.3 | 1.3 | 1.3 | 11 | 2021 | 5.1 | 1.3 | 1.3 | LIB |  |  |  | 1.3 | CS |  | Y |  |  |  |  | Y |  |  |  | PR | Y |  |  |  | Y | 64620 | MBD |  |  |  |  | Y
61944 | MN8 Energy LLC | 64624 | Hudson - High Desert Hybrid | CA | San Bernardino | BESS1 | OP | Batteries | BA | IPP Non-CHP | 2 | 50 | 50 | 50 | 12 | 2021 | 50 | 50 | 50 | LIB |  |  |  | 50 | CS |  | Y |  |  | PR | [5 empty] | Y |  | Y |  |  | Y | 64624 | GEN1 |  |  |  |  | N
64241 | Blodgett Street Solar 1, LLC | 64627 | Blodgett Solar CSG | MA | Middlesex | BLO | OP | Batteries | BA | IPP Non-CHP | 2 | 5 | 5 | 5 | 8 | 2021 | 4.9 | 2.2 | 2.2 | LIB |  |  |  | 2.3 | CS | [6 empty] | Y |  |  |  | PR | Y |  |  |  | Y | 64627 | BLD |  |  |  |  | Y
50123 | Leeward Asset Management, LLC | 64630 | Rabbitbrush Solar, LLC | CA | Kern | RBBAT | OP | Batteries | BA | IPP Non-CHP | 2 | 20 | 20 | 20 | 10 | 2022 | 50 | 20 | 20 | LIB |  |  |  | 80 | CS |  |  |  |  | PR | [5 empty] | Y |  |  | Y |  | Y | 64630 | GEN01 |  |  |  |  | N
3046 | Duke Energy Progress - (NC) | 64640 | Hot Springs Energy Storage & Microgrid | NC | Madison | ES1 | OP | Batteries | BA | Electric Utility | 1 | 4.4 | 4.4 | 4.4 | 7 | 2022 | 4.4 | 4.4 | 4.4 | LIB |  |  |  | 3 | CS |  | Y |  |  |  |  | Y |  |  | Y | PR |  | Y |  |  | Y | 64640 | PV1 |  |  |  |  | Y
61012 | AES Distributed Energy | 64656 | AES West Oahu Solar Hybrid | HI | Honolulu | UHBES | OP | Batteries | BA | IPP Non-CHP | 2 | 12.5 | 12.5 | 12.5 | 3 | 2024 | 50 | 12.5 | 12.5 | LIB |  |  |  | 6.6 | CS |  | Y |  |  |  | Y |  |  | Y |  | PR |  | Y |  |  | Y | 64656 | UHWO |  |  |  |  | N
64258 | Clark Road Solar 1, LLC | 64664 | Clark Road Solar 1, LLC | MA | Worcester | 10605 | OP | Batteries | BA | IPP Non-CHP | 2 | 3.3 | 3.3 | 3.1 | 11 | 2021 | 3 | 3 | 3 | LIB |  |  |  | 0 | CS |  |  |  |  | Y | [5 empty] | PR |  | Y |  |  | Y | 64664 | 10604 |  |  |  |  | N
64266 | Blue Jay Solar I, LLC | 64672 | Blue Jay Solar I, LLC | TX | Grimes | BLUEJ | OP | Batteries | BA | IPP Non-CHP | 2 | 51.6 | 51.6 | 51.6 | 6 | 2023 | 84.5 | 50 | 50 | LIB |  |  |  | 81 | CS | PR | Y | [6 empty] | Y | [6 empty] | N | [6 empty] | N
49893 | Invenergy Services LLC | 64686 | Orangeville Storage | NY | Wyoming | 65002 | OP | Batteries | BA | IPP Non-CHP | 2 | 24.7 | 20 | 20 | 10 | 2022 | 20 | 20 | 20 | LIB |  |  |  | 6.8 | OT |  | Y | [6 empty] | PR |  |  |  | Y |  |  | Y | 58088 | 1 |  |  |  |  | Y
64273 | Angel Fire Energy Facility, LLC | 64695 | Angel Fire Energy Facility | NM | Colfax | BESS | OP | Batteries | BA | Electric Utility | 1 | 3.7 | 3.7 | 3.7 | 7 | 2023 | 15 | 3.7 | 3.7 | LIB |  |  |  | 2.5 | CS | [6 empty] | PR | Y |  |  | Y | Y |  |  |  | Y | 64695 | TMEF1 |  |  |  |  | Y
61012 | AES Distributed Energy | 64696 | Dunstable Solar 1, LLC | MA | Middlesex | DUBLN | OP | Batteries | BA | IPP Non-CHP | 2 | 4.5 | 4.5 | 4.5 | 4 | 2021 | 20.2 | 4.5 | 4.5 | LIB |  |  |  | 0.9 | CS | [6 empty] | Y |  |  |  | PR |  |  | Y |  | Y | 64696 | DUNST |  |  |  |  | N
64282 | LeConte Energy Storage, LLC | 64701 | LeConte Energy Storage | CA | Imperial | LCES | OP | Batteries | BA | IPP Non-CHP | 2 | 125 | 125 | 125 | 9 | 2022 | 250 | 125 | 125 | LIB |  |  |  | 53.6 | CS | PR | Y | Y | Y | [11 empty] | N | [6 empty] | N
64287 | Terra-Gen Operating Co-BESS | 64712 | Sanborn BESS 1 | CA | Kern | ESSB1 | OP | Batteries | BA | IPP Non-CHP | 2 | 100 | 100 | 100 | 9 | 2021 | 200 | 100 | 100 | LIB |  |  |  | 67.6 | CS | PR | [14 empty] | N | [6 empty] | N
64287 | Terra-Gen Operating Co-BESS | 64713 | Sanborn BESS 2 | CA | Kern | ESSB2 | OP | Batteries | BA | IPP Non-CHP | 2 | 100 | 100 | 100 | 11 | 2021 | 400 | 100 | 100 | LIB |  |  |  | 67.6 | CS | PR | Y | [13 empty] | N | [6 empty] | N
61012 | AES Distributed Energy | 64719 | Glenmere Lake | NY | Orange | BESS | OP | Batteries | BA | IPP Non-CHP | 2 | 2 | 2 | 2 | 6 | 2021 | 7.5 | 2 | 2 | LIB |  |  |  | 0.9 | CT | [6 empty] | Y |  |  |  | PR |  |  | Y |  | Y | 64719 | GLNMR |  |  |  |  | N
61012 | AES Distributed Energy | 64726 | West Haydenville PJ Community Solar | MA | Hampshire | BESS | OP | Batteries | BA | IPP Non-CHP | 2 | 3.6 | 3.6 | 3.6 | 9 | 2022 | 8 | 3 | 3 | LIB |  |  |  | 0.9 | CT | [6 empty] | Y |  |  |  | PR |  |  | Y |  | Y | 64726 | WHAYD |  |  |  |  | N
61012 | AES Distributed Energy | 64727 | Brookwood Drive Community Solar | MA | Bristol | BESS | OP | Batteries | BA | IPP Non-CHP | 2 | 3 | 3 | 3 | 8 | 2022 | 8 | 3 | 3 | LIB |  |  |  | 0.9 | OT | [6 empty] | Y |  |  |  | PR |  |  | Y |  | Y | 64727 | BRKWD |  |  |  |  | N
64296 | Maple Street Solar 1, LLC | 64731 | Maple(CSG) | MA | Norfolk | M2 | OP | Batteries | BA | IPP Non-CHP | 2 | 2.3 | 2.3 | 2.3 | 11 | 2021 | 4.8 | 2.2 | 2.2 | OTH |  |  |  | 2.3 | CS | [10 empty] | PR | Y |  |  |  | Y | 64731 | MAPLE |  |  |  |  | Y
64303 | VESI 10 LLC | 64743 | Tierra Buena Energy Storage | CA | Sutter | TB1 | OP | Batteries | BA | IPP Non-CHP | 2 | 2.5 | 2.5 | 2.5 | 6 | 2022 | 2.5 | 2.5 | 2.5 | LIB |  |  |  | 4.4 | CS | PR | Y | [13 empty] | N | [6 empty] | N
64303 | VESI 10 LLC | 64743 | Tierra Buena Energy Storage | CA | Sutter | TB2 | OP | Batteries | BA | IPP Non-CHP | 2 | 2.5 | 2.5 | 2.5 | 6 | 2022 | 2.5 | 2.5 | 2.5 | LIB |  |  |  | 4.4 | CS | PR | Y | [13 empty] | N | [6 empty] | N
6455 | Duke Energy Florida, LLC | 64752 | John Hopkins Middle School Microgrid | FL | Pinellas | ES1 | OP | Batteries | BA | Electric Utility | 1 | 2.5 | 2.5 | 2.5 | 11 | 2023 | 18 | 2.5 | 2.5 | LIB |  |  |  | 3 | CS | [6 empty] | PR |  |  | Y | Y |  | Y |  |  | Y | 64752 | PV1 |  |  |  |  | N
61514 | Agilitas Energy, Inc. | 64759 | Old Middleboro Road Solar | MA | Plymouth | OLDBA | OP | Batteries | BA | IPP Non-CHP | 2 | 4.5 | 4.5 | 4.5 | 1 | 2023 | 13.4 | 4.5 | 4.5 | LIB |  |  |  | 4.5 | CS | PR | [9 empty] | Y |  | Y |  |  | N | [6 empty] | N
61514 | Agilitas Energy, Inc. | 64760 | Ocean State BTM | RI | Providence | MESS | OP | Batteries | BA | IPP Non-CHP | 2 | 3 | 3 | 3 | 6 | 2022 | 10 | 3 | 0.1 | LIB |  |  |  | 5 | CS | Y | Y |  | Y |  |  | PR | [8 empty] | N | [6 empty] | N
61514 | Agilitas Energy, Inc. | 64763 | Rumford ESS | ME | Oxford | RUM | OP | Batteries | BA | IPP Non-CHP | 2 | 4.9 | 4.9 | 4.9 | 6 | 2021 | 10 | 4.9 | 4.9 | LIB |  |  |  | 4.9 | CS | Y | PR | Y |  |  |  | Y | [8 empty] | N | [6 empty] | N
61514 | Agilitas Energy, Inc. | 64764 | Madison BTM | ME | Somerset | MBTM | OP | Batteries | BA | IPP Non-CHP | 2 | 1.5 | 1.5 | 1.5 | 1 | 2020 | 3.1 | 1.5 | 1.5 | LIB |  |  |  | 3.1 | CS | Y | Y | Y |  |  |  | PR | [8 empty] | N | [6 empty] | N
61514 | Agilitas Energy, Inc. | 64765 | Madison ESS | ME | Somerset | MESS | OP | Batteries | BA | IPP Non-CHP | 2 | 4.9 | 4.9 | 4.9 | 6 | 2019 | 10 | 4.9 | 4.9 | LIB |  |  |  | 5 | CS | Y | PR | Y |  |  |  | Y | [8 empty] | N | [6 empty] | N
60868 | Redwood Coast Energy Authority | 64766 | Redwood Coast Airport Microgrid | CA | Humboldt | RCAM2 | OP | Batteries | BA | Electric Utility | 1 | 2.2 | 1.8 | 1.8 | 12 | 2021 | 8.8 | 1.5 | 1.8 | LIB |  |  |  | 2.3 | CS | Y |  |  |  | Y |  |  |  |  | Y | PR |  | Y |  |  | Y | 64766 | RCAM1 |  |  |  |  | Y
64339 | VESI Upton County BESS, LLC | 64811 | Upton County BESS | TX | Upton | UPT1 | OP | Batteries | BA | IPP Non-CHP | 2 | 24.8 | 24.8 | 24.8 | 6 | 2023 | 25 | 24.8 | 24.8 | LIB |  |  |  | 25 | CS | PR | Y | [13 empty] | N | [6 empty] | N
64348 | ASD Three Rivers Road MA Solar LLC | 64844 | Three Rivers Solar LLC | MA | Hampden | TRB | OP | Batteries | BA | IPP Non-CHP | 2 | 1.4 | 1.4 | 1.4 | 11 | 2024 | 2.8 | 1.3 | 1.3 | PBB |  |  |  | 0 | CS | Y | [5 empty] | PR |  |  |  | Y |  | Y |  |  | Y | 64844 | TRB |  |  |  |  | N
64364 | Daggett Solar Power 2 LLC | 64851 | Daggett 2 | CA | San Bernardino | DAGGB | OP | Batteries | BA | IPP Non-CHP | 2 | 131 | 131 | 131 | 12 | 2023 | 4.6 | 2.3 | 2.3 | LIB |  |  |  | 2.3 | CS | [10 empty] | PR | Y |  |  |  | Y | 64851 | DAGGB | 64851 | DAGGP |  |  | Y
64365 | Daggett Solar Power 3 LLC | 64852 | Daggett 3 | CA | San Bernardino | DAGGB | OP | Batteries | BA | IPP Non-CHP | 2 | 149 | 149 | 149 | 7 | 2023 | 4.6 | 2.3 | 2.3 | LIB |  |  |  | 2.3 | CS | [10 empty] | PR | Y |  |  |  | Y | 64852 | DAGGP |  |  |  |  | Y
64381 | 276FED WHAM8 Solar, LLC | 64875 | 276 Federal Rd(CSG) | MA | Plymouth | 276FB | OP | Batteries | BA | IPP Non-CHP | 2 | 3.3 | 3.3 | 3.3 | 11 | 2021 | 6.9 | 3.3 | 3.3 | LIB |  |  |  | 1 | CS | [10 empty] | PR | Y |  |  |  | Y | 64875 | 276FP |  |  |  |  | Y
64380 | 0HAM WHAM8 Solar, LLC | 64876 | 0 Hammond St CSG | MA | Plymouth | OHAMB | OP | Batteries | BA | IPP Non-CHP | 2 | 5 | 5 | 5 | 10 | 2021 | 4.9 | 2.2 | 2.2 | LIB |  |  |  | 2.3 | CS | [6 empty] | Y |  |  |  | PR | Y |  |  |  | Y | 64876 | 0HAMP |  |  |  |  | N
64366 | Terra-Gen Operating Co-Hybrid | 64877 | Edwards Sanborn E3 | CA | Kern | BESS | OP | Batteries | BA | IPP Non-CHP | 2 | 11 | 11 | 11 | 12 | 2021 | 31.5 | 11 | 11 | LIB |  |  |  | 8.3 | CS | Y | Y | [8 empty] | PR | Y |  |  |  | Y | 64877 | PV |  |  |  |  | N
64366 | Terra-Gen Operating Co-Hybrid | 64878 | Edwards Sanborn E1A | CA | Kern | BESS | OP | Batteries | BA | IPP Non-CHP | 2 | 144 | 144 | 144 | 8 | 2022 | 272 | 130 | 130 | LIB |  |  |  | 133.4 | CS | Y | Y |  | Y | [6 empty] | PR | Y |  |  |  | Y | 64878 | PV |  |  |  |  | N
64366 | Terra-Gen Operating Co-Hybrid | 64879 | Edwards Sanborn E2 | CA | Kern | BESS | OP | Batteries | BA | IPP Non-CHP | 2 | 120 | 120 | 120 | 4 | 2022 | 250 | 110 | 110 | LIB |  |  |  | 122.8 | CS | Y | Y |  | Y | [6 empty] | PR | Y |  |  |  | Y | 64879 | PV |  |  |  |  | N
5701 | El Paso Electric Co | 64881 | NMSU Solar and Storage | NM | Dona Ana | NMSUB | OP | Batteries | BA | Electric Utility | 1 | 1 | 1 | 1 | 5 | 2022 | 4 | 1 | 1 | LIB |  |  |  | 1 | CS |  |  |  |  | Y |  | Y |  |  |  | PR | Y |  |  |  | Y | 64881 | NMSUB |  |  |  |  | N
61785 | EDP Renewables North America LLC | 64908 | Scarlet Solar (CA) | CA | Fresno | GEN02 | OP | Batteries | BA | IPP Non-CHP | 2 | 40 | 40 | 40 | 6 | 2024 | 200 | 40 | 40 | LIB |  |  |  | 3.6 | CS | [10 empty] | PR | Y |  |  |  | Y | 64908 | GEN01 |  |  |  |  | N
64400 | Flower Valley | 64915 | Flower Valley I | TX | Reeves | FLRV1 | OP | Batteries | BA | IPP Non-CHP | 2 | 9.9 | 9.9 | 9.9 | 5 | 2021 | 19.8 | 9.9 | 9.9 | LIB |  |  |  | 6.6 | CS | PR | Y |  | Y | [11 empty] | N | [6 empty] | N
64401 | Swoose | 64916 | Swoose I | TX | Ward | SWOO1 | OP | Batteries | BA | IPP Non-CHP | 2 | 9.9 | 9.9 | 9.9 | 7 | 2021 | 19.8 | 9.9 | 9.9 | LIB |  |  |  | 6.6 | CS | PR | Y |  | Y | [11 empty] | N | [6 empty] | N
64402 | Triple Butte | 64917 | Triple Butte I | TX | Pecos | TRBT1 | OP | Batteries | BA | IPP Non-CHP | 2 | 7.5 | 7.5 | 7.5 | 7 | 2021 | 15 | 7.5 | 7.5 | LIB |  |  |  | 3.7 | CS | PR | Y |  | Y | [11 empty] | N | [6 empty] | N
64366 | Terra-Gen Operating Co-Hybrid | 64928 | Edwards Sanborn S3 | CA | Kern | BESS | OP | Batteries | BA | IPP Non-CHP | 2 | 33 | 33 | 33 | 7 | 2022 | 70 | 33 | 33 | LIB |  |  |  | 35.1 | CS | Y | Y |  | Y | [6 empty] | PR | Y |  |  |  | Y | 64928 | PV |  |  |  |  | N
64366 | Terra-Gen Operating Co-Hybrid | 64929 | Edwards Sanborn S1 | CA | Kern | BESS | OP | Batteries | BA | IPP Non-CHP | 2 | 40 | 40 | 40 | 7 | 2022 | 83.5 | 40 | 40 | LIB |  |  |  | 42.1 | CS | Y | Y |  | Y | [6 empty] | PR | Y |  |  |  | Y | 64929 | PV |  |  |  |  | N
64417 | 59FED WHAM8 Solar, LLC | 64970 | 59 Federal Rd(CSG) | MA | Plymouth | 59FBA | OP | Batteries | BA | IPP Non-CHP | 2 | 5 | 5 | 5 | 11 | 2021 | 20.5 | 5 | 5 | LIB |  |  |  | 1 | CS | [10 empty] | PR | Y |  |  |  | Y | 64970 | 59FPV |  |  |  |  | Y
67085 | MSS Energy Holdings, LLC (d.b.a. Calibrant Energy) | 64980 | UMass Boston | MA | Suffolk | BATT1 | OP | Batteries | BA | Commercial Non-CHP | 4 | 0.5 | 0.5 | 0.5 | 1 | 2021 | 2.1 | 0.5 | 0.5 | LIB |  |  |  | 0.5 | BL | [6 empty] | PR | Y |  |  | Y | Y |  |  |  | Y | 64980 | SOL1 | 64980 | SOL2 |  |  | N
64424 | Big Beau Solar, LLC | 64993 | BigBeau Solar, LLC | CA | Kern | BB1BA | OP | Batteries | BA | IPP Non-CHP | 2 | 22 | 22 | 22 | 12 | 2022 | 88 | 22 | 22 | LIB |  |  |  | 7.2 | CS | PR | [9 empty] | Y |  | Y |  |  | N | [6 empty] | N
64424 | Big Beau Solar, LLC | 64993 | BigBeau Solar, LLC | CA | Kern | BB2BA | OP | Batteries | BA | IPP Non-CHP | 2 | 18 | 18 | 18 | 12 | 2022 | 72 | 18 | 18 | LIB |  |  |  | 5.9 | CS | PR | [9 empty] | Y |  | Y |  |  | N | [6 empty] | N
64446 | ASD Cotuit MA Solar LLC | 65014 | ASD Cotuit MA Solar LLC | MA | Barnstable | COT1B | OP | Batteries | BA | IPP Non-CHP | 2 | 2.5 | 2.5 | 2.5 | 8 | 2024 | 4.2 | 1.5 | 1.5 | LIB |  |  |  | 0.7 | CS | PR | [5 empty] | Y |  |  |  | Y |  | Y |  |  | Y | 65014 | COT1 |  |  |  |  | N
65500 | ASD Wallum MA Solar LLC | 65015 | ASD Wallum MA Solar LLC(CSG) | MA | Worcester | WAL1B | OP | Batteries | BA | IPP Non-CHP | 2 | 3.8 | 3.8 | 3.8 | 1 | 2022 | 12.8 | 3.8 | 3.8 | LIB |  |  |  | 0.7 | CS |  |  |  |  | Y |  | PR |  |  |  | Y |  | Y |  |  | Y | 65015 | WAL1 |  |  |  |  | N
7140 | Georgia Power Co | 65018 | Mossy Branch Battery Facility | GA | Talbot | BESS | OP | Batteries | BA | Electric Utility | 1 | 65 | 65 | 65 | 10 | 2024 | 260 | 65 | 65 | LIB |  |  |  | 21.4 | OT | PR | Y |  | Y |  |  |  | Y | Y | [6 empty] | N | [6 empty] | N
64438 | Enel Green Power Roseland Solar, LLC | 65028 | Roseland Solar Project, LLC | TX | Falls | ROSEB | OP | Batteries | BA | IPP Non-CHP | 2 | 51.8 | 51.8 | 51.8 | 7 | 2023 | 84.5 | 50 | 50 | LIB |  |  |  | 80 | CS | PR | Y | [6 empty] | Y | [6 empty] | N | [6 empty] | N
4254 | Consumers Energy Co - (MI) | 65029 | Bissell Solar and Battery Generator | MI | Kent | BISBP | OP | Batteries | BA | Electric Utility | 1 | 0.3 | 0.3 | 0.3 | 10 | 2021 | 0.5 | 0.3 | 0.3 | LIB |  |  |  | 0.1 | BL | Y |  | PR |  |  | Y | Y | Y | [7 empty] | N | [6 empty] | N
4226 | Consolidated Edison Co-NY Inc | 65035 | Fox Hills Battery Station | NY | Richmond | ESSFH | OP | Batteries | BA | Electric Utility | 1 | 7.5 | 7.5 | 7.5 | 9 | 2023 | 30 | 7.5 | 7.5 | LIB |  |  |  | 7.5 | CS | Y |  |  | Y |  |  | PR |  | Y | [6 empty] | N | [6 empty] | Y
5248 | Dominion Energy Inc. | 65044 | Dry Bridge Storage | VA | Chesterfield | DBES | OP | Batteries | BA | Electric Utility | 1 | 20 | 20 | 20 | 11 | 2023 | 80 | 20 | 20 | LIB |  |  |  | 13.9 | CS | PR | [14 empty] | N | [6 empty] | N
64459 | Blythe Mesa Solar II, LLC | 65053 | Blythe Mesa Solar II | CA | Riverside | BMSES | OP | Batteries | BA | IPP Non-CHP | 2 | 112 | 112 | 112 | 12 | 2022 | 448 | 112 | 112 | LIB |  |  |  | 36.8 | CS | Y |  |  |  | Y | [5 empty] | PR | Y |  |  |  | Y | 65053 | IPBMS |  |  |  |  | N
64470 | 71CFR WHAM8 Solar, LLC | 65054 | 71 Charlotte Furnace Rd Hybrid(CSG) | MA | Plymouth | 71CBA | OP | Batteries | BA | IPP Non-CHP | 2 | 1 | 1 | 1 | 12 | 2021 | 5.4 | 1 | 1 | LIB |  |  |  | 0.3 | CS | [10 empty] | PR | Y |  |  |  | Y | 65054 | 71CPV |  |  |  |  | Y
64471 | 77F2M WHAM8 Solar, LLC | 65055 | 77 Farm to Market Rd Hybrid(CSG) | MA | Plymouth | 77FBA | OP | Batteries | BA | IPP Non-CHP | 2 | 2.2 | 2.2 | 2.2 | 12 | 2021 | 4.8 | 2.2 | 2.2 | LIB |  |  |  | 0.7 | CS | [10 empty] | PR | Y |  |  |  | Y | 65055 | 77FPV |  |  |  |  | Y
64472 | 160TIH WHAM8 Solar, LLC | 65056 | 160 Tihonet Rd Hybrid(CSG) | MA | Plymouth | 160BA | OP | Batteries | BA | IPP Non-CHP | 2 | 3.3 | 3.3 | 3.3 | 12 | 2021 | 6.9 | 3.3 | 3.3 | LIB |  |  |  | 1.1 | CS | [10 empty] | PR | Y |  |  |  | Y | 65056 | 160PV |  |  |  |  | Y
64473 | 299F2M WHAM8 Solar, LLC | 65057 | 299 Farm to Market Rd Hybrid(CSG) | MA | Plymouth | 299BA | OP | Batteries | BA | IPP Non-CHP | 2 | 2.3 | 2.3 | 2.3 | 12 | 2021 | 4.9 | 2.2 | 2.2 | LIB |  |  |  | 0.7 | CS | [10 empty] | PR | Y |  |  |  | Y | 65057 | 299PV |  |  |  |  | Y
64474 | Waiawa Solar Power LLC | 65058 | Waiawa Solar Power Hybrid | HI | Honolulu | WAIBA | OP | Batteries | BA | IPP Non-CHP | 2 | 36 | 36 | 36 | 1 | 2023 | 4.6 | 2.3 | 2.3 | LIB |  |  |  | 2.3 | CS | [10 empty] | PR | Y |  |  |  | Y | 65058 | WAIPV |  |  |  |  | Y
64486 | DG Nebraska Energy Storage, LLC | 65098 | South Sioux City Energy Storage | NE | Dakota | SSCES | OP | Batteries | BA | IPP Non-CHP | 2 | 1.5 | 1.5 | 1.5 | 12 | 2020 | 3 | 1.5 | 1.5 | LIB |  |  |  | 1.5 | CS |  |  |  |  | PR |  | Y |  |  |  |  | Y |  |  |  | Y | 60823 | PV1 |  |  |  |  | Y
64420 | 196TRE WHAM8 Solar, LLC | 65114 | 196 Tremont St(CSG) | MA | Plymouth | 196BA | OP | Batteries | BA | IPP Non-CHP | 2 | 1.5 | 1.5 | 1.5 | 11 | 2021 | 8 | 1.5 | 1.5 | LIB |  |  |  | 1 | CS | [10 empty] | PR | Y |  |  |  | Y | 65114 | 196PV |  |  |  |  | Y
65155 | The Greater Light USA LLC | 65132 | University of the Pacific | CA | San Joaquin | BA1 | OP | Batteries | BA | IPP Non-CHP | 2 | 1 | 1 | 1 | 5 | 2022 | 2.2 | 1 | 1 | LIB |  |  |  | 1 | CS |  |  |  | PR |  |  | Y |  |  |  | Y | Y |  |  |  | Y | 65132 | PV1 |  |  |  |  | Y
64513 | RE Crimson LLC | 65140 | Crimson | CA | Riverside | SWSH1 | OP | Batteries | BA | IPP Non-CHP | 2 | 200 | 200 | 200 | 10 | 2022 | 800 | 175 | 175 | LIB |  |  |  | 5 | CS |  | PR | [13 empty] | N | [6 empty] | N
64513 | RE Crimson LLC | 65140 | Crimson | CA | Riverside | SWSH2 | OP | Batteries | BA | IPP Non-CHP | 2 | 150 | 150 | 150 | 10 | 2022 | 600 | 133 | 131 | LIB |  |  |  | 5 | CS |  | PR | [13 empty] | N | [6 empty] | N
56769 | Consolidated Edison Development Inc. | 65154 | UMass PV Lot 22 | MA | Hampshire | U22ES | OP | Batteries | BA | IPP Non-CHP | 2 | 2 | 2 | 1.2 | 9 | 2022 | 4.3 | 1.1 | 0.9 | LIB |  |  |  | 0.5 | CS | [6 empty] | PR | Y |  |  | Y |  | Y |  |  | Y | 65154 | U22PV |  |  |  |  | N
64534 | Cranberry Highway Solar, LLC | 65174 | Cranberry Highway Solar LLC | MA | Plymouth | BA1 | OP | Batteries | BA | IPP Non-CHP | 2 | 2 | 2 | 2 | 3 | 2021 | 4.5 | 2 | 2 | LIB |  |  |  | 0.7 | CS |  | PR | [5 empty] | Y | Y |  | Y |  | Y |  |  | Y | 65174 | PV1 |  |  |  |  | N
61012 | AES Distributed Energy | 65217 | South Goshen Community Solar | NY | Orange | BESS | OP | Batteries | BA | IPP Non-CHP | 2 | 4.5 | 4.5 | 4.5 | 9 | 2021 | 17 | 4.5 | 4.5 | LIB |  |  |  | 5 | OT | [6 empty] | Y |  |  |  | PR |  |  | Y |  | Y | 65217 | SGOSH |  |  |  |  | N
13683 | North Carolina El Member Corp | 65240 | Maysville BESS | NC | Jones | BAT1 | OP | Batteries | BA | Electric Utility | 1 | 5 | 5 | 5 | 12 | 2024 | 10 | 5 | 5 | LIB |  |  |  | 5 | CS | [6 empty] | Y | PR | [7 empty] | N | [6 empty] | Y
13683 | North Carolina El Member Corp | 65241 | McKinney BESS | NC | Richmond | BAT1 | OP | Batteries | BA | Electric Utility | 1 | 5 | 5 | 5 | 12 | 2024 | 10 | 5 | 5 | LIB |  |  |  | 5 | CS | [6 empty] | Y | PR | [7 empty] | N | [6 empty] | Y
64560 | Charlemont MA, LLC | 65242 | Charlemont A | MA | Franklin | CMSB | OP | Batteries | BA | IPP Non-CHP | 2 | 2.5 | 2.5 | 2.5 | 9 | 2021 | 3.8 | 1.5 | 1.5 | LIB |  |  |  | 98 | CS | [6 empty] | Y |  |  |  | PR |  | Y |  |  | Y | 65242 | CMS |  |  |  |  | N
13683 | North Carolina El Member Corp | 65243 | New Rosewood BESS | NC | Wayne | BAT1 | OP | Batteries | BA | Electric Utility | 1 | 2.5 | 2.5 | 2.5 | 12 | 2024 | 10 | 2.5 | 2.5 | LIB |  |  |  | 5 | CS | [6 empty] | Y | PR | [7 empty] | N | [6 empty] | Y
13683 | North Carolina El Member Corp | 65244 | Queens Creek BESS | NC | Onslow | BAT1 | OP | Batteries | BA | Electric Utility | 1 | 2.5 | 2.5 | 2.5 | 12 | 2024 | 5 | 2.5 | 2.5 | LIB |  |  |  | 2.5 | CS | [6 empty] | Y | PR | [7 empty] | N | [6 empty] | Y
13683 | North Carolina El Member Corp | 65245 | Rocky Point BESS | NC | Pender | BAT1 | OP | Batteries | BA | Electric Utility | 1 | 5 | 5 | 5 | 12 | 2024 | 5 | 2.5 | 2.5 | LIB |  |  |  | 2.5 | CS | [6 empty] | Y | PR | [7 empty] | N | [6 empty] | Y
13683 | North Carolina El Member Corp | 65246 | Walkers Crossroads BESS | NC | Wake | BAT1 | OP | Batteries | BA | Electric Utility | 1 | 5 | 5 | 5 | 12 | 2024 | 10 | 5 | 5 | LIB |  |  |  | 5 | CS | [6 empty] | Y | PR | [7 empty] | N | [6 empty] | Y
13683 | North Carolina El Member Corp | 65247 | Zion Hill BESS | NC | Brunswick | BAT1 | OP | Batteries | BA | Electric Utility | 1 | 5 | 5 | 5 | 12 | 2024 | 10 | 5 | 5 | LIB |  |  |  | 5 | CS | [6 empty] | Y | PR | [7 empty] | N | [6 empty] | Y
13683 | North Carolina El Member Corp | 65248 | Collier BESS | NC | Cumberland | BAT1 | OP | Batteries | BA | Electric Utility | 1 | 2.5 | 2.5 | 2.5 | 12 | 2024 | 5 | 2.5 | 2.5 | LIB |  |  |  | 2.5 | CS | [6 empty] | Y | PR | [7 empty] | N | [6 empty] | Y
13683 | North Carolina El Member Corp | 65249 | Docs Road BESS | NC | Harnett | BAT1 | OP | Batteries | BA | Electric Utility | 1 | 5 | 5 | 5 | 12 | 2024 | 10 | 5 | 5 | LIB |  |  |  | 5 | CS | [6 empty] | Y | PR | [7 empty] | N | [6 empty] | Y
13683 | North Carolina El Member Corp | 65250 | Five Points BESS | NC | Randolph | BAT1 | OP | Batteries | BA | Electric Utility | 1 | 5 | 5 | 5 | 12 | 2024 | 10 | 5 | 5 | LIB |  |  |  | 5 | CS | [6 empty] | Y | PR | [7 empty] | N | [6 empty] | Y
64564 | Byrd Ranch Storage LLC | 65259 | Byrd Ranch Storage | TX | Brazoria | P1 | OP | Batteries | BA | IPP Non-CHP | 2 | 50 | 50 | 50 | 11 | 2022 | 50 | 50 | 50 | LIB |  |  |  | 16.4 | CS | Y |  |  | PR |  |  |  |  | Y | [6 empty] | N | [6 empty] | N
64568 | BT Noble Solar, LLC | 65271 | Noble Solar | TX | Denton | NBSTG | OP | Batteries | BA | IPP Non-CHP | 2 | 125 | 125 | 125 | 10 | 2022 | 125 | 125 | 125 | LIB |  |  |  | 41.2 | CS | Y | Y |  | PR |  |  |  |  | Y | [6 empty] | N | [6 empty] | N
58764 | Origis Energy USA, Inc | 65291 | Golden Triangle II | MS | Lowndes | MS6_S | OP | Batteries | BA | IPP Non-CHP | 2 | 50 | 50 | 50 | 5 | 2024 | 200 | 50 | 50 | LIB |  |  |  | 37.5 | CS | PR | [9 empty] | Y |  | Y |  |  | Y | 65291 | MS6_S |  |  |  |  | N
61204 | Today's Power, Inc. | 65351 | General Dynamics | AR | Ouachita | GDBA1 | OP | Batteries | BA | Industrial Non-CHP | 6 | 2.5 | 2.5 | 2.5 | 12 | 2020 | 4.8 | 2.5 | 2.5 | LIB |  |  |  | 0 | CS | [6 empty] | PR |  |  |  | Y | Y |  |  |  | N | [6 empty] | Y
61204 | Today's Power, Inc. | 65351 | General Dynamics | AR | Ouachita | GDBA2 | OP | Batteries | BA | Industrial Non-CHP | 6 | 2.5 | 2.5 | 2.5 | 12 | 2020 | 4.8 | 2.5 | 2.5 | LIB |  |  |  | 0 | CS | [6 empty] | PR |  |  |  | Y | Y |  |  |  | N | [6 empty] | Y
64724 | Lincoln Solar Star, LLC | 65382 | Lincoln WWTF Hybrid | CA | Placer | ESS | OP | Batteries | BA | IPP Non-CHP | 2 | 1 | 1 | 1 | 3 | 2022 | 2 | 1 | 1 | LIB |  |  |  | 1 | CS | [7 empty] | PR |  |  | Y | Y |  |  |  | N | 65382 | PV |  |  |  |  | N
64740 | Santa Paula Energy Storage, LLC | 65397 | Santa Paula Energy Storage LLC | CA | Ventura | SP1 | OP | Batteries | BA | IPP Non-CHP | 2 | 30 | 30 | 30 | 10 | 2024 | 30 | 30 | 30 | LIB |  |  |  | 14.5 | CS | PR | [14 empty] | N | [6 empty] | N
64754 | Gilead Sciences Inc. | 65408 | Gilead Oceanside Solar Project | CA | San Diego | GOSSB | OP | Batteries | BA | IPP Non-CHP | 2 | 0.7 | 0.7 | 0.7 | 12 | 2021 | 3 | 0.7 | 0.7 | LIB |  |  |  | 1.1 | CT | Y | PR |  |  |  |  | Y |  |  |  | Y | Y |  |  |  | Y | 65408 | GOSSP |  |  |  |  | N
64755 | Gilead Sciences Inc. Foster City | 65409 | Gilead Foster City Solar Project | CA | San Mateo | GFCSB | OP | Batteries | BA | IPP Non-CHP | 2 | 0.5 | 0.5 | 0.5 | 4 | 2021 | 0.9 | 0.5 | 0.5 | LIB |  |  |  | 1.1 | CT | [6 empty] | PR |  |  |  | Y | Y |  |  |  | N | 65409 | GFCS1 |  |  |  |  | N
57416 | Acciona Energy USA Global, LLC | 65410 | Cunningham Storage | TX | Hunt | SPUT | OP | Batteries | BA | IPP Non-CHP | 2 | 190 | 190 | 190 | 8 | 2023 | 380 | 190 | 190 | LIB |  |  |  | 62 | CS | PR | Y |  | Y | [11 empty] | N | [6 empty] | N
65173 | United States Solar Corporation | 65441 | USS Itasca Clean Energy Solar LLC | MN | Itasca | ITCBT | OP | Batteries | BA | IPP Non-CHP | 2 | 1 | 1 | 1 | 8 | 2022 | 3 | 1 | 1 | LIB |  |  |  | 1 | CS | [7 empty] | PR |  | Y | Y | Y |  |  |  | Y | 65441 | USSTC |  |  |  |  | Y
17609 | Southern California Edison Co | 65456 | Separator (Etiwanda) BESS | CA | San Bernardino | SEPAR | OP | Batteries | BA | Electric Utility | 1 | 112.5 | 112.5 | 112.5 | 8 | 2024 | 450 | 112.5 | 112.5 | LIB |  |  |  | 32 | CS | PR | Y | [13 empty] | N | [6 empty] | N
17609 | Southern California Edison Co | 65457 | Cathode (Hinson) BESS | CA | Los Angeles | CATH1 | OP | Batteries | BA | Electric Utility | 1 | 100 | 100 | 100 | 8 | 2024 | 400 | 100 | 100 | LIB |  |  |  | 33 | CS | [6 empty] | PR |  | Y | [6 empty] | N | [6 empty] | Y
17609 | Southern California Edison Co | 65457 | Cathode (Hinson) BESS | CA | Los Angeles | CATH2 | OP | Batteries | BA | Electric Utility | 1 | 100 | 100 | 100 | 8 | 2024 | 400 | 100 | 100 | LIB |  |  |  | 33 | CS | [6 empty] | PR |  | Y | [6 empty] | N | [6 empty] | Y
15477 | Public Service Elec & Gas Co | 65468 | Highland Park Borough Solar | NJ | Middlesex | HPBA | OP | Batteries | BA | Electric Utility | 1 | 0.6 | 0.6 | 0.6 | 11 | 2019 | 2.1 | 0.5 | 0.5 | LIB |  |  |  | 0.6 | BL |  | Y |  |  | Y |  | Y |  | PR |  |  | Y |  |  |  | N | [6 empty] | N
64785 | Sealed Air Corporation | 65469 | Sealed Air Madera Solar Project | CA | Madera | SAMBA | OP | Batteries | BA | Industrial Non-CHP | 6 | 0.8 | 0.8 | 0.8 | 5 | 2022 | 3.1 | 0.8 | 0.8 | LIB |  |  |  | 0 | CS | [10 empty] | PR |  | Y |  |  | Y | 65469 | SAMSP |  |  |  |  | N
13407 | Nevada Power Co | 65472 | Chukar Battery Energy Storage System | NV | Storey | CHUK1 | OP | Batteries | BA | Electric Utility | 1 | 10 | 10 | 10 | 7 | 2021 | 40 | 10 | 10 | LIB |  |  |  | 3.3 | CS | [6 empty] | Y | PR | [7 empty] | N | [6 empty] | Y
56201 | Engie North America | 65489 | Dickens | TX | Dickens | DIKNS | OP | Batteries | BA | IPP Non-CHP | 2 | 200 | 200 | 200 | 12 | 2024 | 200 | 200 | 200 | LIB |  |  |  | 65.8 | CS | Y | PR | [13 empty] | N | [6 empty] | N
56201 | Engie North America | 65490 | Hydra | TX | Pecos | HYDRA | OP | Batteries | BA | IPP Non-CHP | 2 | 200 | 200 | 200 | 12 | 2024 | 200 | 200 | 200 | LIB |  |  |  | 65.8 | CS | Y | PR | [13 empty] | N | [6 empty] | N
56201 | Engie North America | 65491 | Paleo | TX | Hale | PALEO | OP | Batteries | BA | IPP Non-CHP | 2 | 200 | 200 | 200 | 12 | 2024 | 200 | 200 | 200 | LIB |  |  |  | 65.8 | CS | Y | PR | [13 empty] | N | [6 empty] | N
56201 | Engie North America | 65492 | Pavo | TX | Pecos | PAVO | OP | Batteries | BA | IPP Non-CHP | 2 | 175 | 175 | 175 | 12 | 2024 | 175 | 175 | 175 | LIB |  |  |  | 57.8 | CS | Y | PR | [13 empty] | N | [6 empty] | N
56201 | Engie North America | 65493 | Tortolas | TX | Brazoria | TORTO | OP | Batteries | BA | IPP Non-CHP | 2 | 50 | 50 | 50 | 12 | 2024 | 50 | 50 | 50 | LIB |  |  |  | 16.5 | CS | Y | PR | [13 empty] | N | [6 empty] | N
64809 | Doc Brown LLC | 65499 | Danville BESS 1 | VA | Danville City | 90909 | OP | Batteries | BA | IPP Non-CHP | 2 | 10.5 | 10.5 | 10.5 | 11 | 2022 | 24.6 | 10.5 | 10.5 | LIB |  |  |  | 10.5 | CS | Y | Y |  |  |  |  | PR | [8 empty] | N | [6 empty] | N
20856 | Wisconsin Power & Light Co | 65530 | Portage Industrial Battery | WI | Columbia | BESS1 | OP | Batteries | BA | Electric Utility | 1 | 5 | 5 | 5 | 8 | 2022 | 10 | 5 | 5 | LIB |  |  |  | 5 | CS | PR | [14 empty] | N | [6 empty] | N
9417 | Interstate Power and Light Co | 65531 | Deer Run Battery | IA | Linn | BESS1 | OP | Batteries | BA | Electric Utility | 1 | 5 | 5 | 5 | 1 | 2023 | 10 | 1 | 1 | LIB | LIB |  |  | 1 | CS |  | PR | [13 empty] | N | [6 empty] | Y
59573 | Solar Star Prime 3, LLC | 65562 | Amazon Bakersfield 1 Solar Project | CA | Kern | ABSBA | OP | Batteries | BA | IPP Non-CHP | 2 | 1.6 | 1.6 | 1.6 | 1 | 2024 | 5.9 | 1.4 | 1.4 | MAB |  |  |  | 0.7 | BL | PR | [9 empty] | Y | Y |  |  |  | N | [6 empty] | N
64846 | Google, Inc. | 65568 | Google Moffett Park Solar Project | CA | Santa Clara | GMSPB | OP | Batteries | BA | IPP Non-CHP | 2 | 0.6 | 0.6 | 0.6 | 3 | 2021 | 1.1 | 0.6 | 0.6 | LIB |  |  |  | 0.8 | CS | [10 empty] | PR |  | Y |  |  | Y | 65568 | GMSP1 | 65568 | GMSP2 |  |  | N
64845 | Gilead Sciences, Inc. - La Verne | 65569 | Gilead Sciences La Verne Rooftop Solar | CA | Los Angeles | GSRBA | OP | Batteries | BA | Industrial Non-CHP | 6 | 1.1 | 1.1 | 1.1 | 7 | 2021 | 2.1 | 1.1 | 1.1 | LIB |  |  |  | 1.1 | CS | [6 empty] | PR |  |  |  | Y | Y |  |  |  | N | 65569 | GSRSP |  |  |  |  | N
64878 | West Valley-Mission Community College District | 65570 | West Valley Mission CCD Solar Project | CA | Santa Clara | WVMBA | OP | Batteries | BA | IPP Non-CHP | 2 | 0.9 | 0.9 | 0.9 | 9 | 2022 | 2.1 | 0.9 | 0.9 | LIB |  |  |  | 0 | CS | [6 empty] | Y |  |  |  | Y
64905 | Solar Star Coastal Pirate, LLC | 65614 | Orange Coast College PH2 Solar Project | CA | Orange | OCCBA | OP | Batteries | BA | IPP Non-CHP | 2 | 2.1 | 2.1 | 2.1 | 5 | 2022 | 4 | 2 | 2 | LIB |  |  |  | 1 | CS | [7 empty] | PR |  |  | Y | Y |  |  |  | N | 65614 | OCCSP |  |  |  |  | N
20856 | Wisconsin Power & Light Co | 65633 | Boaz Microgrid Battery | WI | Richland | BESS1 | OP | Batteries | BA | Electric Utility | 1 | 3.6 | 0.4 | 0.4 | 8 | 2023 | 3 | 1 | 1 | LIB |  |  |  | 3 | CS | PR | [14 empty] | N | [6 empty] | Y
64889 | Brockelman Road Solar 2, LLC | 65650 | Brockelman Road Solar 2 | MA | Worcester | 15447 | OP | Batteries | BA | IPP Non-CHP | 2 | 2 | 2 | 1.8 | 9 | 2021 | 1.7 | 1 | 1 | LIB |  |  |  | 0 | CT |  |  |  |  | Y | [5 empty] | PR |  | Y |  |  | Y | 65650 | 15446 |  |  |  |  | N
64938 | Faunce Corner Road Dartmouth Solar 1, LLC | 65669 | Faunce Corner Community Solar | MA | Bristol | FCBA | OP | Batteries | BA | IPP Non-CHP | 2 | 1 | 1 | 1 | 7 | 2022 | 3.9 | 1 | 1 | LIB |  |  |  | 2.3 | CS | [10 empty] | PR | Y |  |  |  | Y | 65669 | FCPV |  |  |  |  | Y
64939 | Ventura Drive Dartmouth Solar 1, LLC | 65670 | Ventura | MA | Bristol | VTRBA | OP | Batteries | BA | IPP Non-CHP | 2 | 1 | 1 | 1 | 6 | 2022 | 5 | 1 | 1 | LIB |  |  |  | 2 | CS | [10 empty] | PR | Y |  |  |  | Y | 65670 | VTRPV |  |  |  |  | Y
64287 | Terra-Gen Operating Co-BESS | 65672 | Sanborn BESS 3 | CA | Kern | BESS | OP | Batteries | BA | IPP Non-CHP | 2 | 169 | 169 | 169 | 10 | 2023 | 676 | 169 | 169 | LIB |  |  |  | 67.6 | CS | PR | Y | [13 empty] | N | [6 empty] | N
64287 | Terra-Gen Operating Co-BESS | 65673 | Sanborn BESS 4 | CA | Kern | BESS | OP | Batteries | BA | IPP Non-CHP | 2 | 47 | 47 | 47 | 11 | 2023 | 188 | 47 | 47 | LIB |  |  |  | 67.6 | CS | PR | Y | [13 empty] | N | [6 empty] | N
64366 | Terra-Gen Operating Co-Hybrid | 65674 | Edwards Sanborn E1B | CA | Kern | BESS | OP | Batteries | BA | IPP Non-CHP | 2 | 136 | 136 | 136 | 11 | 2023 | 136 | 136 | 136 | LIB |  |  |  | 67.6 | CS | Y | Y | [8 empty] | PR | Y |  |  |  | Y | 65674 | PV |  |  |  |  | N
64366 | Terra-Gen Operating Co-Hybrid | 65675 | Edwards Sanborn E4 | CA | Kern | BESS | OP | Batteries | BA | IPP Non-CHP | 2 | 100 | 100 | 100 | 11 | 2023 | 100 | 100 | 100 | LIB |  |  |  | 67.6 | CS | Y | Y | [8 empty] | PR |  | Y |  |  | Y | 65675 | PV |  |  |  |  | N
64366 | Terra-Gen Operating Co-Hybrid | 65676 | Edwards Sanborn E5 | CA | Kern | BESS | OP | Batteries | BA | IPP Non-CHP | 2 | 47 | 47 | 47 | 11 | 2023 | 188 | 47 | 47 | LIB |  |  |  | 67.6 | CS | Y | Y | [8 empty] | PR | Y |  |  |  | Y | 65676 | PV |  |  |  |  | N
64366 | Terra-Gen Operating Co-Hybrid | 65677 | Edwards Sanborn S4 | CA | Kern | BESS | OP | Batteries | BA | IPP Non-CHP | 2 | 18.8 | 18.8 | 18.8 | 7 | 2023 | 18.8 | 18.8 | 18.8 | LIB |  |  |  | 67.6 | CS | Y | Y | [8 empty] | PR |  | Y |  |  | Y | 65677 | PV |  |  |  |  | N
63289 | Key Capture Energy | 65692 | NY6 Battery | NY | Erie | NY6 | OP | Batteries | BA | IPP Non-CHP | 2 | 20 | 20 | 20 | 5 | 2023 | 42 | 20 | 20 | LIB |  |  |  | 20 | CS |  | PR | [6 empty] | Y | [6 empty] | N | [6 empty] | N
63289 | Key Capture Energy | 65693 | TX10 Hummingbird Storage | TX | Denton | TX10 | OP | Batteries | BA | IPP Non-CHP | 2 | 100 | 100 | 100 | 10 | 2024 | 227 | 100 | 100 | LIB |  |  |  | 100 | CS |  | PR | [6 empty] | Y |  |  |  | Y |  |  | N | [6 empty] | N
63289 | Key Capture Energy | 65694 | TX11 Republic Road Storage | TX | Robertson | TX11 | OP | Batteries | BA | IPP Non-CHP | 2 | 50 | 50 | 50 | 10 | 2022 | 50 | 50 | 50 | LIB |  |  |  | 50 | CS | Y | PR |  | Y |  |  |  | Y |  | Y | [5 empty] | N | [6 empty] | N
63289 | Key Capture Energy | 65695 | TX12 Silicon Hill Storage | TX | Travis | TX12 | OP | Batteries | BA | IPP Non-CHP | 2 | 100 | 100 | 100 | 10 | 2022 | 100 | 100 | 100 | LIB |  |  |  | 100 | CS | Y | PR |  | Y |  |  |  | Y |  | Y | [5 empty] | N | [6 empty] | N
63289 | Key Capture Energy | 65696 | TX13 Endurance Park Storage | TX | Scurry | TX13 | OP | Batteries | BA | IPP Non-CHP | 2 | 50 | 50 | 50 | 12 | 2022 | 50 | 50 | 50 | LIB |  |  |  | 50 | CS | Y | PR |  | Y |  |  |  | Y |  | Y | [5 empty] | N | [6 empty] | N
12686 | Mississippi Power Co | 65697 | Walnut Grove Demonstration Plant | MS | Leake | 1A | OP | Batteries | BA | Electric Utility | 1 | 1.5 | 1.5 | 1.5 | 7 | 2023 | 1.5 | 1.5 | 1.5 | LIB |  |  |  | 0.5 | CS | [9 empty] | PR | Y |  | Y |  |  | Y | 65697 | 1B |  |  |  |  | Y
63289 | Key Capture Energy | 65698 | TX15 Limousin Oak Storage | TX | Grimes | TX15 | OP | Batteries | BA | IPP Non-CHP | 2 | 100 | 100 | 100 | 8 | 2024 | 227 | 100 | 100 | LIB |  |  |  | 100 | CS |  | PR | [6 empty] | Y |  |  |  | Y |  |  | N | [6 empty] | N
63289 | Key Capture Energy | 65699 | TX19 River Valley Storage 1 | TX | Williamson | TX19 | OP | Batteries | BA | IPP Non-CHP | 2 | 50 | 50 | 50 | 7 | 2023 | 111 | 50 | 50 | LIB |  |  |  | 50 | CS |  | PR | [6 empty] | Y | [6 empty] | N | [6 empty] | N
63289 | Key Capture Energy | 65700 | TX21 River Valley Storage 2 | TX | Williamson | TX21 | OP | Batteries | BA | IPP Non-CHP | 2 | 50 | 50 | 50 | 7 | 2023 | 107 | 50 | 50 | LIB |  |  |  | 50 | CS |  | PR | [6 empty] | Y | [6 empty] | N | [6 empty] | N
63289 | Key Capture Energy | 65701 | TX23 Roughneck Storage | TX | Brazoria | TX23 | OP | Batteries | BA | IPP Non-CHP | 2 | 50 | 50 | 50 | 12 | 2022 | 50 | 50 | 50 | LIB |  |  |  | 50 | CS | Y | PR |  | Y |  |  |  | Y |  | Y | [5 empty] | N | [6 empty] | N
64966 | Vikings Energy Farm, LLC | 65711 | Vikings Energy Farm | CA | Imperial | GEN2 | OP | Batteries | BA | IPP Non-CHP | 2 | 150 | 150 | 150 | 5 | 2024 | 600 | 150 | 150 | LIB |  |  |  | 49.3 | CS | PR | Y |  | Y |  |  |  | Y | Y |  | Y | Y |  |  |  | Y | 64966 | GEN1 |  |  |  |  | N
64971 | IP Oberon LLC | 65734 | Oberon Solar Project | CA | Riverside | OBIBS | OP | Batteries | BA | IPP Non-CHP | 2 | 125 | 125 | 125 | 9 | 2023 | 500 | 125 | 125 | LIB |  |  |  | 127.5 | CS | Y |  |  |  | Y | [5 empty] | PR | Y |  |  |  | Y | 65734 | OBIPV |  |  |  |  | N
64972 | IP Oberon II, LLC | 65735 | Oberon II Solar Project | CA | Riverside | OBIIB | OP | Batteries | BA | IPP Non-CHP | 2 | 125 | 125 | 125 | 9 | 2023 | 500 | 125 | 125 | LIB |  |  |  | 127.5 | CS | Y |  |  |  | Y | [5 empty] | PR | Y |  |  |  | Y | 65735 | OBIIP |  |  |  |  | N
64995 | Victory Pass I, LLC | 65743 | Victory Pass | CA | Riverside | VCTBA | OP | Batteries | BA | IPP Non-CHP | 2 | 50 | 50 | 50 | 3 | 2024 | 200 | 50 | 50 | LIB |  |  |  | 16 | CT | PR | Y | [8 empty] | Y | Y |  |  |  | N | 65743 | VCTPV |  |  |  |  | N
64996 | Arica Solar, LLC | 65744 | Arica Solar | CA | Riverside | ARCBA | OP | Batteries | BA | IPP Non-CHP | 2 | 136 | 136 | 136 | 3 | 2024 | 544 | 136 | 136 | LIB |  |  |  | 45 | CT | PR | Y | [8 empty] | Y | Y |  |  |  | N | 64996 | ARCPV |  |  |  |  | N
65076 | HEN Infrastructure, L.L.C. | 65809 | Caterina | TX | Dimmit | CATER | OP | Batteries | BA | IPP Non-CHP | 2 | 9.9 | 9.9 | 9.9 | 8 | 2022 | 9.9 | 9.9 | 9.9 | LIB |  |  |  | 9.9 | CS | Y | PR |  | Y | [11 empty] | N | [6 empty] | N
65076 | HEN Infrastructure, L.L.C. | 65810 | Cedarville (TX) | TX | Reeves | CDRVL | OP | Batteries | BA | IPP Non-CHP | 2 | 9.9 | 9.9 | 9.9 | 6 | 2022 | 9.9 | 9.9 | 9.9 | LIB |  |  |  | 9.9 | CS | Y | PR | [13 empty] | N | [6 empty] | N
65076 | HEN Infrastructure, L.L.C. | 65811 | Coyote Springs (TX) | TX | Reeves | CYTSP | OP | Batteries | BA | IPP Non-CHP | 2 | 9.9 | 9.9 | 9.9 | 6 | 2022 | 9.9 | 9.9 | 9.9 | LIB |  |  |  | 9.9 | CS | Y | PR | [13 empty] | N | [6 empty] | N
65076 | HEN Infrastructure, L.L.C. | 65812 | Farmersville (TX) | TX | Collin | FRMVL | OP | Batteries | BA | IPP Non-CHP | 2 | 9.9 | 9.9 | 9.9 | 4 | 2024 | 9.9 | 9.9 | 9.9 | LIB |  |  |  | 9.9 | CS | Y | PR | [13 empty] | N | [6 empty] | N
65076 | HEN Infrastructure, L.L.C. | 65813 | Faulkner | TX | Reeves | FAULK | OP | Batteries | BA | IPP Non-CHP | 2 | 9.9 | 9.9 | 9.9 | 4 | 2022 | 9.9 | 9.9 | 9.9 | LIB |  |  |  | 9.9 | CS | Y | PR | [13 empty] | N | [6 empty] | N
65076 | HEN Infrastructure, L.L.C. | 65814 | Gomez | TX | Pecos | GOMEZ | OP | Batteries | BA | IPP Non-CHP | 2 | 9.9 | 9.9 | 9.9 | 5 | 2023 | 9.9 | 9.9 | 9.9 | LIB |  |  |  | 9.9 | CS | Y | PR | [13 empty] | N | [6 empty] | N
65056 | NY - Mines Press | 65815 | NY - Mines Press | NY | Westchester | MPBS | OP | Batteries | BA | IPP Non-CHP | 2 | 1 | 1 | 1 | 6 | 2022 | 2.1 | 0.6 | 0.6 | LIB |  |  |  | 1 | CS | Y |  | Y |  | Y | Y | Y |  |  |  | PR |  | Y |  |  | Y | 65815 | MPRES |  |  |  |  | N
65076 | HEN Infrastructure, L.L.C. | 65829 | Holcomb (TX) | TX | La Salle | HOLCO | OP | Batteries | BA | IPP Non-CHP | 2 | 9.9 | 9.9 | 9.9 | 1 | 2023 | 9.9 | 9.9 | 9.9 | LIB |  |  |  | 9.9 | CS | Y | PR | [13 empty] | N | [6 empty] | N
65076 | HEN Infrastructure, L.L.C. | 65830 | Junction (TX) | TX | Kimble | JUNCT | OP | Batteries | BA | IPP Non-CHP | 2 | 9.9 | 9.9 | 9.9 | 10 | 2023 | 9.9 | 9.9 | 9.9 | LIB |  |  |  | 9.9 | CS | Y | PR | [13 empty] | N | [6 empty] | N
65076 | HEN Infrastructure, L.L.C. | 65831 | Lonestar | TX | Ward | LNSTR | OP | Batteries | BA | IPP Non-CHP | 2 | 9.9 | 9.9 | 9.9 | 8 | 2022 | 9.9 | 9.9 | 9.9 | LIB |  |  |  | 9.9 | CS | Y | PR | [13 empty] | N | [6 empty] | N
65076 | HEN Infrastructure, L.L.C. | 65832 | Olney | TX | Young | OLNEY | OP | Batteries | BA | IPP Non-CHP | 2 | 9.9 | 9.9 | 9.9 | 5 | 2023 | 9.9 | 9.9 | 9.9 | LIB |  |  |  | 9.9 | CS | Y | PR | [13 empty] | N | [6 empty] | N
65076 | HEN Infrastructure, L.L.C. | 65833 | Rattlesnake (TX) | TX | Ward | RTLSK | OP | Batteries | BA | IPP Non-CHP | 2 | 9.9 | 9.9 | 9.9 | 6 | 2022 | 9.9 | 9.9 | 9.9 | LIB |  |  |  | 9.9 | CS | Y | PR | [13 empty] | N | [6 empty] | N
65076 | HEN Infrastructure, L.L.C. | 65834 | Saddleback | TX | Reeves | SDLBK | OP | Batteries | BA | IPP Non-CHP | 2 | 9.9 | 9.9 | 9.9 | 4 | 2022 | 9.9 | 9.9 | 9.9 | LIB |  |  |  | 9.9 | CS | Y | PR | [13 empty] | N | [6 empty] | N
65076 | HEN Infrastructure, L.L.C. | 65835 | Screwbean | TX | Culberson | SCRWB | OP | Batteries | BA | IPP Non-CHP | 2 | 9.9 | 9.9 | 9.9 | 1 | 2023 | 9.9 | 9.9 | 9.9 | LIB |  |  |  | 9.9 | CS | Y | PR | [13 empty] | N | [6 empty] | N
65076 | HEN Infrastructure, L.L.C. | 65836 | Toyah Power Station | TX | Reeves | TOYAH | OP | Batteries | BA | IPP Non-CHP | 2 | 10.4 | 9.9 | 9.9 | 10 | 2021 | 9.9 | 9.9 | 9.9 | LIB |  |  |  | 9.9 | CS | Y | PR | [13 empty] | N | [6 empty] | N
65076 | HEN Infrastructure, L.L.C. | 65837 | Val Verde | TX | Hidalgo | VALVR | OP | Batteries | BA | IPP Non-CHP | 2 | 9.9 | 9.9 | 9.9 | 1 | 2024 | 9.9 | 9.9 | 9.9 | LIB |  |  |  | 9.9 | CS | Y | PR | [13 empty] | N | [6 empty] | N
66971 | Anatolian Energy, LLC | 65838 | Hoef's Road Storage | TX | Reeves | HOEFS | OA | Batteries | BA | IPP Non-CHP | 2 | 2 | 2 | 2 | 5 | 2021 | 2 | 2 | 2 | LIB |  |  |  | 2 | CS | Y | PR | [13 empty] | N | [6 empty] | N
65059 | Sunlight Storage, LLC | 65857 | Sunlight Storage | CA | Riverside | SUNS1 | OP | Batteries | BA | IPP Non-CHP | 2 | 230 | 230 | 230 | 9 | 2022 | 920 | 230 | 230 | LIB |  |  |  | 8.1 | CS | PR | Y |  | Y | [11 empty] | N | [6 empty] | N
65552 | Terra-Gen Operating Co-BESS 2 | 65933 | Sagebrush ESS | CA | Kern | 1 | OP | Batteries | BA | IPP Non-CHP | 2 | 80 | 80 | 80 | 5 | 2023 | 320 | 80 | 80 | LIB |  |  |  | 80 | CS | PR | Y |  | Y | [11 empty] | N | [6 empty] | N
65118 | AlphaStruxure Service Co LP | 65945 | Brookville Smart Bus Depot Microgrid | MD | Montgomery | BESS | OP | Batteries | BA | Commercial Non-CHP | 4 | 1.5 | 1.5 | 1.5 | 11 | 2022 | 4.3 | 1.5 | 1.5 | LIB |  |  |  | 1.5 | CS |  |  | PR |  |  |  | Y | Y |  | Y | Y | Y |  |  |  | Y | 65945 | PV |  |  |  |  | Y
65122 | Kearsarge Beverly LLC | 65950 | Kearsarge 100 Sohier Rd | MA | Essex | SOBAT | OP | Batteries | BA | IPP Non-CHP | 2 | 1.8 | 1.8 | 1.8 | 5 | 2023 | 6.4 | 1.7 | 1.7 | LIB |  |  |  | 1 | CS |  | Y |  |  | PR | [5 empty] | Y | Y |  |  |  | Y | 65950 | SOH |  |  |  |  | N
65129 | VESI 21 LLC | 65951 | Bowling Green Energy Storage Project | OH | Wood | BG1 | OP | Batteries | BA | IPP Non-CHP | 2 | 12 | 12 | 12 | 5 | 2023 | 12 | 12 | 12 | LIB |  |  |  | 13.2 | CS |  | PR | [13 empty] | N | [6 empty] | N
65128 | VESI 25 LLC | 65952 | Andover Energy Storage Project | NJ | Sussex | AD1 | OP | Batteries | BA | IPP Non-CHP | 2 | 20 | 20 | 20 | 6 | 2023 | 20 | 20 | 20 | LIB |  |  |  | 27.6 | CS |  | PR | [13 empty] | N | [6 empty] | N
65127 | VESI 24 LLC | 65953 | Howell Energy Storage Project | NJ | Monmouth | HW1 | OP | Batteries | BA | IPP Non-CHP | 2 | 7 | 7 | 7 | 3 | 2023 | 7 | 7 | 7 | LIB |  |  |  | 9.2 | CS |  | PR | [13 empty] | N | [6 empty] | N
64801 | Storey Energy Center, LLC | 65956 | Storey Solar and Storage | AZ | Pinal | STOBA | OP | Batteries | BA | IPP Non-CHP | 2 | 88 | 88 | 88 | 9 | 2023 | 264 | 88 | 88 | LIB |  |  |  | 29 | CS | Y | Y | [8 empty] | PR | Y |  |  |  | Y | 65956 | STORY |  |  |  |  | N
56769 | Consolidated Edison Development Inc. | 65962 | Mesquite Solar 4, LLC | AZ | Maricopa | MS4B | OP | Batteries | BA | IPP Non-CHP | 2 | 10 | 10 | 10 | 1 | 2024 | 47.7 | 10 | 10 | LIB |  |  |  | 5.2 | CS |  | PR | [8 empty] | Y | Y |  |  |  | Y | 65962 | MS4 |  |  |  |  | N
56769 | Consolidated Edison Development Inc. | 65963 | Mesquite Solar 5, LLC | AZ | Maricopa | MS5B | OP | Batteries | BA | IPP Non-CHP | 2 | 60 | 60 | 60 | 7 | 2023 | 240 | 60 | 60 | LIB |  |  |  | 28.3 | CS |  | PR | [8 empty] | Y | Y |  |  |  | Y | 65963 | MS5 |  |  |  |  | Y
56769 | Consolidated Edison Development Inc. | 65980 | CED West Side Canal Battery Storage | CA | Imperial | WCBS | OP | Batteries | BA | IPP Non-CHP | 2 | 131 | 131 | 131 | 6 | 2023 | 524 | 131 | 131 | LIB |  |  |  | 43 | CS |  | PR | [13 empty] | N | [6 empty] | N
65168 | Desert Peak Energy Storage I, LLC | 65987 | Desert Peak Energy Storage I | CA | Riverside | DP1 | OP | Batteries | BA | IPP Non-CHP | 2 | 325 | 325 | 325 | 7 | 2023 | 1300 | 325 | 325 | LIB |  |  |  | 345.7 | CS | PR | Y | Y | Y |  |  | Y | [8 empty] | N | [6 empty] | N
65169 | Desert Peak Energy Storage II, LLC | 65988 | Desert Peak Energy Storage II | CA | Riverside | DP2 | OP | Batteries | BA | IPP Non-CHP | 2 | 75 | 75 | 75 | 7 | 2023 | 300 | 75 | 75 | LIB |  |  |  | 80 | CS | PR | Y | Y | [12 empty] | N | [6 empty] | N
65181 | House Mountain | 66006 | House Mountain | TX | Brewster | BA | OP | Batteries | BA | IPP Non-CHP | 2 | 73.2 | 63 | 63 | 1 | 2024 | 120 | 60 | 60 | LIB |  |  |  | 20 | CS | PR | Y |  | Y |  |  |  |  | Y | [6 empty] | N | [6 empty] | N
65182 | Flower Valley II | 66007 | Flower Valley II | TX | Reeves | BA | OP | Batteries | BA | IPP Non-CHP | 2 | 101 | 101 | 101 | 4 | 2022 | 200 | 100 | 100 | LIB |  |  |  | 43.4 | CS | PR | Y |  | Y |  |  |  |  | Y | [6 empty] | N | [6 empty] | N
65183 | Swoose II | 66008 | Swoose II | TX | Ward | BA | OP | Batteries | BA | IPP Non-CHP | 2 | 101 | 101 | 101 | 8 | 2022 | 200 | 100 | 100 | LIB |  |  |  | 43.4 | CS | PR | Y |  | Y |  |  |  |  | Y | [6 empty] | N | [6 empty] | N
65184 | Crossett Power Management LLC | 66009 | Crossett Power Management LLC | TX | Crane | BA | OP | Batteries | BA | IPP Non-CHP | 2 | 203 | 203 | 203 | 6 | 2022 | 400 | 200 | 200 | LIB |  |  |  | 67.4 | CS | PR | Y |  | Y |  |  |  |  | Y | [6 empty] | N | [6 empty] | N
62856 | Forefront Power, LLC | 66023 | Grossmont-Cuyamaca-Cuyamaca Col. Solar & | CA | San Diego | 19043 | OP | Batteries | BA | IPP Non-CHP | 2 | 1 | 1 | 1 | 3 | 2024 | 1 | 1 | 1 | LIB |  |  |  | 0 | CS |  |  |  |  | Y |  | PR |  |  |  | Y | Y |  |  |  | Y | 66023 | 18009 |  |  |  |  | N
65220 | Middleton Biogas Solar, LLC | 66048 | Middleton Biogas Solar, LLC | WI | Dane | MBS-B | OP | Batteries | BA | IPP Non-CHP | 2 | 0.3 | 0.3 | 0.3 | 5 | 2022 | 0.4 | 0.3 | 0.3 | LIB |  |  |  | 0.2 | CS |  |  |  |  | Y |  |  |  |  | Y | PR |  | Y |  |  | Y | 66048 | MBS |  |  |  |  | Y
61012 | AES Distributed Energy | 66050 | Lancaster Area Battery | CA | Los Angeles | LAB | OP | Batteries | BA | IPP Non-CHP | 2 | 127 | 127 | 127 | 9 | 2022 | 508 | 127 | 127 | LIB |  |  |  | 75.7 | CT | PR | Y |  | Y |  |  |  |  | Y | [6 empty] | N | [6 empty] | Y
65234 | Kapolei Energy Storage I, LLC | 66067 | Kapolei Energy Storage | HI | Honolulu | KES1 | OP | Batteries | BA | IPP Non-CHP | 2 | 185 | 185 | 185 | 12 | 2023 | 565 | 185 | 185 | LIB |  |  |  | 60 | CS | [6 empty] | PR | [8 empty] | N | [6 empty] | N
65252 | Blacksmith Road Solar 1, LLC | 66075 | Blacksmith Road Solar 1 | MA | Barnstable | 18121 | OP | Batteries | BA | IPP Non-CHP | 2 | 2 | 2 | 1.8 | 12 | 2021 | 3.3 | 1 | 1 | LIB |  |  |  | 0 | CT |  |  |  |  | Y | [5 empty] | PR | Y |  |  |  | Y | 66075 | 18120 |  |  |  |  | N
65253 | Electric Avenue Lunenburg Solar 1, LLC | 66076 | Electric Avenue Lunenburg Solar 1 | MA | Worcester | 20410 | OP | Batteries | BA | IPP Non-CHP | 2 | 1 | 1 | 0.8 | 4 | 2022 | 1 | 1 | 1 | LIB |  |  |  | 0 | CT | [10 empty] | PR |  | Y |  |  | Y | 66076 | 20409 |  |  |  |  | N
18454 | Tampa Electric Co | 66129 | Dover Solar and Battery Storage | FL | Hillsborough | BESS1 | OP | Batteries | BA | Electric Utility | 1 | 15 | 15 | 15 | 12 | 2024 | 30 | 15 | 15 | LIB |  |  |  | 4.9 | CS | Y | Y | Y | Y | Y |  | PR |  | Y |  | Y | Y |  |  |  | N | [6 empty] | N
61060 | Cypress Creek Renewables | 66137 | Zier Solar | TX | Kinney | 11023 | OP | Batteries | BA | IPP Non-CHP | 2 | 40.4 | 40.4 | 40.4 | 4 | 2024 | 80 | 40.4 | 40.4 | LIB |  |  |  | 19.6 | CS | PR | Y |  | Y | [11 empty] | N | [6 empty] | Y
65265 | Repsol Renewables NA | 66163 | Jicarilla Solar 1 LLC | NM | Rio Arriba | JICB1 | OP | Batteries | BA | IPP Non-CHP | 2 | 20 | 20 | 20 | 7 | 2023 | 80 | 20 | 20 | LIB |  |  |  | 6.6 | CS | [7 empty] | PR | [7 empty] | N | [6 empty] | Y
65313 | Crane 2 BESS, LLC | 66170 | Revolution | TX | Crane | 1 | OP | Batteries | BA | IPP Non-CHP | 2 | 150 | 150 | 150 | 12 | 2023 | 368.8 | 150 | 150 | LIB |  |  |  | 4.3 | CS | PR | [14 empty] | N | [6 empty] | N
61230 | Arevon Energy, Inc. | 66178 | South 49th 013445 SCS Norfolk, LLC | NE | Madison | 9123 | OP | Batteries | BA | IPP Non-CHP | 2 | 2.1 | 1 | 1 | 12 | 2022 | 2.1 | 1 | 1 | LIB |  |  |  | 1 | CS | [6 empty] | PR |  |  |  | Y | Y |  |  |  | Y | 66178 | 9122 |  |  |  |  | Y
65321 | Huxley Solar, LLC | 66180 | Huxley Solar | MA | Hampden | HUXBA | OP | Batteries | BA | IPP Non-CHP | 2 | 5 | 5 | 5 | 12 | 2022 | 3.5 | 3.5 | 3.5 | LIB |  |  |  | 2.3 | CS |  | Y |  |  | Y |  | Y |  |  |  | PR |  |  | Y |  | Y | 66180 | HUXPV |  |  |  |  | N
65322 | Beacon Solar, LLC | 66181 | Beacon Solar, LLC | MA | Hampshire | BEABA | OP | Batteries | BA | IPP Non-CHP | 2 | 5 | 5 | 5 | 11 | 2022 | 7.8 | 2 | 2 | LIB |  |  |  | 2.3 | CS |  | Y |  |  | Y |  | Y |  |  |  | PR |  |  | Y |  | Y | 66181 | BEAPV |  |  |  |  | N
65323 | Town of Amherst Solar, LLC | 66182 | Town of Amherst Solar | MA | Hampshire | AMHBA | OP | Batteries | BA | IPP Non-CHP | 2 | 2.5 | 2.5 | 2.5 | 8 | 2022 | 2 | 2 | 2 | LIB |  |  |  | 1.3 | CS |  | Y |  |  | Y |  | Y |  |  |  | PR |  |  | Y |  | Y | 66182 | AMHPV |  |  |  |  | N
65339 | North Central Valley Energy Storage, LLC | 66208 | North Central Valley | CA | San Joaquin | NCV | OP | Batteries | BA | IPP Non-CHP | 2 | 132 | 132 | 132 | 8 | 2023 | 528 | 132 | 132 | LIB |  |  |  | 43.4 | CS | PR | Y | Y | Y |  |  | Y | [8 empty] | N | [6 empty] | N
61194 | Generate Capital | 66218 | Dubois Solar (Hybrid) | NY | Ulster | BAT | OP | Batteries | BA | IPP Non-CHP | 2 | 2 | 2 | 2 | 12 | 2020 | 4 | 2 | 2 | LIB |  |  |  | 3.4 | CS | [6 empty] | PR |  |  |  | Y |  | Y |  |  | Y | 66218 | 10892 |  |  |  |  | Y
61194 | Generate Capital | 66222 | Landau II Solar (Hybrid) | NY | Ulster | BAT | OP | Batteries | BA | IPP Non-CHP | 2 | 4 | 4 | 4 | 12 | 2021 | 8 | 4 | 4 | LIB |  |  |  | 1.3 | CS | [6 empty] | PR |  |  |  | Y |  | Y |  |  | Y | 66222 | 10895 |  |  |  |  | N
61194 | Generate Capital | 66228 | Salt Point Solar (Hybrid) | NY | Dutchess | BAT | OP | Batteries | BA | IPP Non-CHP | 2 | 2 | 2 | 2 | 1 | 2021 | 2 | 2 | 2 | LIB |  |  |  | 0.6 | CS | [6 empty] | PR |  |  |  | Y |  | Y |  |  | N | [6 empty] | N
61194 | Generate Capital | 66232 | Svenski Solar (Hybrid) | NY | Orange | BAT | OP | Batteries | BA | IPP Non-CHP | 2 | 2 | 2 | 2 | 4 | 2022 | 4 | 2 | 2 | LIB |  |  |  | 0.6 | CS | [6 empty] | PR |  |  |  | Y |  |  | Y |  | Y | 66232 | 10894 |  |  |  |  | N
65368 | Eleven Mile Solar Center, LLC | 66263 | Eleven Mile Solar Center | AZ | Pinal | 2222 | OP | Batteries | BA | IPP Non-CHP | 2 | 300 | 300 | 300 | 6 | 2024 | 1200 | 300 | 300 | LIB |  |  |  | 98.6 | CS |  |  |  |  | PR | [5 empty] | Y | Y |  |  |  | N | [6 empty] | N
16609 | San Diego Gas & Electric Co | 66265 | Paradise Energy Storage | CA | San Diego | 1 | OP | Batteries | BA | Electric Utility | 1 | 10 | 10 | 10 | 3 | 2024 | 10 | 10 | 10 | LIB |  |  |  | 8 | CS | PR |  | Y | [12 empty] | N | [6 empty] | N
16609 | San Diego Gas & Electric Co | 66266 | Clairemont Energy Storage | CA | San Diego | 1 | OP | Batteries | BA | Electric Utility | 1 | 10 | 10 | 10 | 3 | 2024 | 10 | 10 | 10 | LIB |  |  |  | 8 | CS | PR | Y | Y | [12 empty] | N | [6 empty] | N
65394 | Proxima Solar, LLC | 66270 | Proxima | CA | Stanislaus | PRXBS | OP | Batteries | BA | IPP Non-CHP | 2 | 162 | 162 | 162 | 4 | 2024 | 648 | 162 | 162 | LIB |  |  |  | 53.2 | CS | Y |  |  | PR | [6 empty] | Y | Y |  |  |  | Y | 66270 | PRXMA |  |  |  |  | N
16609 | San Diego Gas & Electric Co | 66278 | Elliott Energy Storage | CA | San Diego | 1 | OP | Batteries | BA | Electric Utility | 1 | 10 | 10 | 10 | 3 | 2024 | 10 | 10 | 10 | LIB |  |  |  | 8 | CS | PR | Y | Y | [12 empty] | N | [6 empty] | N
16609 | San Diego Gas & Electric Co | 66279 | Boulevard Energy Storage | CA | San Diego | 1 | OP | Batteries | BA | Electric Utility | 1 | 10 | 10 | 10 | 3 | 2024 | 10 | 10 | 10 | LIB |  |  |  | 8 | CS | PR | Y | Y | [12 empty] | N | [6 empty] | N
16609 | San Diego Gas & Electric Co | 66280 | Pala Gomez Creek BESS | CA | San Diego | 1 | OP | Batteries | BA | Electric Utility | 1 | 10 | 10 | 10 | 3 | 2024 | 10 | 10 | 10 | LIB |  |  |  | 8 | CS | PR | Y | Y | [12 empty] | N | [6 empty] | N
16609 | San Diego Gas & Electric Co | 66281 | Melrose BESS | CA | San Diego | 1 | OP | Batteries | BA | Electric Utility | 1 | 10 | 10 | 10 | 3 | 2024 | 10 | 10 | 10 | LIB |  |  |  | 8 | CS | PR | Y | Y | [12 empty] | N | [6 empty] | N
16609 | San Diego Gas & Electric Co | 66281 | Melrose BESS | CA | San Diego | 2 | OP | Batteries | BA | Electric Utility | 1 | 10 | 10 | 10 | 3 | 2024 | 10 | 10 | 10 | LIB |  |  |  | 8 | CS | PR | Y | Y | [12 empty] | N | [6 empty] | N
65397 | Condor Energy Storage LLC | 66285 | Condor Energy Storage LLC | CA | San Bernardino | COND1 | OP | Batteries | BA | IPP Non-CHP | 2 | 200 | 200 | 200 | 5 | 2024 | 800 | 200 | 200 | LIB |  |  |  | 65 | CS | PR | Y |  | Y | [11 empty] | N | [6 empty] | Y
9191 | Idaho Power Co | 66326 | Black Mesa BESS | ID | Elmore | 1 | OP | Batteries | BA | Electric Utility | 1 | 40 | 40 | 40 | 9 | 2024 | 160 | 10 | 40 | FLB |  |  |  | 28 | CS | [6 empty] | PR |  |  | Y | [5 empty] | N | [6 empty] | N
65419 | Superstition Energy Storage, LLC | 66333 | Superstition Energy Storage | AZ | Maricopa | BESS4 | OP | Batteries | BA | IPP Non-CHP | 2 | 90 | 90 | 90 | 7 | 2024 | 360 | 90 | 90 | LIB |  |  |  | 29.6 | CS |  | Y |  | Y |  |  | PR |  | Y | [6 empty] | N | [6 empty] | N
65418 | Sierra Estrella Energy Storage, LLC | 66334 | Sierra Estrella Energy Storage | AZ | Maricopa | BESS3 | OP | Batteries | BA | IPP Non-CHP | 2 | 250 | 250 | 250 | 5 | 2024 | 1000 | 250 | 250 | LIB |  |  |  | 82.2 | CS |  | Y |  | Y |  |  | PR |  | Y | [6 empty] | N | [6 empty] | Y
65426 | St. Gall Energy Storage I | 66336 | St. Gall Energy Storage I | TX | Pecos | SGES1 | OP | Batteries | BA | IPP Non-CHP | 2 | 102.6 | 100 | 100 | 3 | 2024 | 200 | 100 | 100 | LIB |  |  |  | 32.9 | CS | PR | Y |  | Y |  |  |  |  | Y | [6 empty] | N | [6 empty] | N
65428 | Callisto I Energy Center | 66338 | Callisto I Energy Center | TX | Harris | CALL1 | OP | Batteries | BA | IPP Non-CHP | 2 | 223.4 | 200 | 200 | 8 | 2024 | 200 | 100 | 100 | LIB |  |  |  | 65.9 | CS | PR | Y |  | Y |  |  |  |  | Y | [6 empty] | N | [6 empty] | N
65453 | Yellow Pine Solar, LLC | 66357 | Yellow Pine Solar | NV | Clark | YPES | OP | Batteries | BA | IPP Non-CHP | 2 | 65 | 48.8 | 48.8 | 7 | 2023 | 260 | 65 | 65 | LIB |  |  |  | 21.4 | CS | PR | [5 empty] | Y |  |  |  | Y | Y |  |  |  | Y | 66357 | YPS1 |  |  |  |  | N
65479 | Goleta Energy Storage, LLC | 66394 | Goleta Energy Storage, LLC | CA | Santa Barbara | GOLET | OP | Batteries | BA | IPP Non-CHP | 2 | 60 | 60 | 60 | 1 | 2024 | 160 | 60 | 60 | LIB |  |  |  | 19.7 | CS | PR | Y | [13 empty] | N | [6 empty] | N
65486 | Buena Vista Energy Center, LLC | 66408 | Buena Vista Energy Center | NM | Otero | BESS1 | OP | Batteries | BA | IPP Non-CHP | 2 | 50 | 50 | 50 | 6 | 2023 | 200 | 50 | 50 | LIB |  |  |  | 16.4 | CS | [10 empty] | PR |  | Y |  |  | Y | 66408 | BVEC1 |  |  |  |  | Y
65502 | Five Wells Solar Center, LLC | 66420 | Five Wells Solar Center - Hybrid | TX | Bell | FWBAT | OP | Batteries | BA | IPP Non-CHP | 2 | 262.5 | 259 | 259 | 7 | 2024 | 250 | 125 | 125 | LIB |  |  |  | 0.1 | CS |  | PR |  |  | Y | [5 empty] | Y | Y |  |  |  | Y | 66502 | FWSOL |  |  |  |  | N
20323 | Wellhead Services, Inc | 66423 | Stanton Battery Energy Storage | CA | Orange | BESS1 | OP | Batteries | BA | IPP Non-CHP | 2 | 68.8 | 68.8 | 68.8 | 11 | 2023 | 275.2 | 68.8 | 68.8 | LIB |  |  |  | 21.5 | CS | PR | Y | [13 empty] | N | [6 empty] | N
65552 | Terra-Gen Operating Co-BESS 2 | 66461 | Beaumont BESS | CA | Riverside | GEN1 | OP | Batteries | BA | IPP Non-CHP | 2 | 116.6 | 100 | 100 | 8 | 2024 | 400 | 100 | 100 | LIB |  |  |  | 116.6 | CS | PR | Y |  | Y | [11 empty] | N | [6 empty] | N
65552 | Terra-Gen Operating Co-BESS 2 | 66462 | Placerita ESS | CA | Los Angeles | GEN1 | OP | Batteries | BA | IPP Non-CHP | 2 | 88 | 80 | 80 | 11 | 2024 | 320 | 80 | 80 | LIB |  |  |  | 88 | CS | PR | Y |  | Y | [11 empty] | N | [6 empty] | N
65504 | Catalyze Blackstone 83 Federal Street Microgrid, LLC | 66474 | MA Blackstone | MA | Worcester | B8170 | OP | Batteries | BA | IPP Non-CHP | 2 | 3 | 3 | 3 | 7 | 2022 | 6.4 | 2 | 2 | LIB |  |  |  | 1 | CS | PR | [9 empty] | Y |  | Y |  |  | Y | 66474 | 18170 |  |  |  |  | N
61194 | Generate Capital | 66488 | Davis Solar | NY | Orange | BAT | OP | Batteries | BA | IPP Non-CHP | 2 | 2 | 2 | 2 | 10 | 2023 | 4 | 2 | 2 | LIB |  |  |  | 0.6 | CS | [6 empty] | PR |  |  |  | Y |  |  | Y |  | Y | 66488 | 10958 |  |  |  |  | N
65550 | Nova Power, LLC | 66494 | Menifee Power Bank | CA | Riverside | NOVA1 | OP | Batteries | BA | IPP Non-CHP | 2 | 230 | 230 | 230 | 6 | 2024 | 920 | 230 | 230 | LIB |  |  |  | 0.9 | CS | [7 empty] | PR | [7 empty] | N | [6 empty] | N
65550 | Nova Power, LLC | 66494 | Menifee Power Bank | CA | Riverside | NOVA2 | OP | Batteries | BA | IPP Non-CHP | 2 | 230 | 230 | 230 | 7 | 2024 | 920 | 230 | 230 | LIB |  |  |  | 0.9 | CS | [7 empty] | PR | [7 empty] | N | [6 empty] | N
65550 | Nova Power, LLC | 66494 | Menifee Power Bank | CA | Riverside | NOVA3 | OP | Batteries | BA | IPP Non-CHP | 2 | 50 | 50 | 50 | 8 | 2024 | 200 | 50 | 50 | LIB |  |  |  | 0.9 | CS | [7 empty] | PR | [7 empty] | N | [6 empty] | N
65550 | Nova Power, LLC | 66494 | Menifee Power Bank | CA | Riverside | NOVA4 | OP | Batteries | BA | IPP Non-CHP | 2 | 110 | 110 | 110 | 9 | 2024 | 440 | 110 | 110 | LIB |  |  |  | 0.9 | CS | [7 empty] | PR | [7 empty] | N | [6 empty] | N
61978 | Convergent Energy and Power LP | 66499 | Federalsburg Energy Storage 1 LLC | MD | Caroline | FDBA1 | OP | Batteries | BA | IPP Non-CHP | 2 | 1.2 | 1.2 | 1.2 | 11 | 2021 | 2.4 | 1.2 | 1.2 | LIB |  |  |  | 1.2 | CT |  |  |  |  | PR |  | Y |  |  |  | Y |  | Y |  |  | Y | 66499 | FDPV1 |  |  |  |  | N
65552 | Terra-Gen Operating Co-BESS 2 | 66500 | Valley Center 85 | CA | San Diego | VC85 | OP | Batteries | BA | IPP Non-CHP | 2 | 85 | 85 | 85 | 12 | 2021 | 212 | 85 | 85 | LIB |  |  |  | 85 | CS | PR | Y |  | Y | [11 empty] | N | [6 empty] | N
61978 | Convergent Energy and Power LP | 66501 | Cicero Energy Storage 1 LLC | NY | Onondaga | CCBA1 | OP | Batteries | BA | IPP Non-CHP | 2 | 5 | 5 | 5 | 3 | 2022 | 20 | 5 | 5 | LIB |  |  |  | 5 | CS |  |  |  |  | PR | Y | Y |  |  |  | Y |  | Y |  |  | Y | 66501 | CCPV1 |  |  |  |  | N
65552 | Terra-Gen Operating Co-BESS 2 | 66502 | Valley Center 54 | CA | San Diego | VC54 | OP | Batteries | BA | IPP Non-CHP | 2 | 54 | 54 | 54 | 11 | 2021 | 216 | 54 | 54 | LIB |  |  |  | 54 | CS | PR | Y |  | Y | [11 empty] | N | [6 empty] | N
61978 | Convergent Energy and Power LP | 66503 | Cicero Energy Storage 2 LLC | NY | Onondaga | CCBA2 | OP | Batteries | BA | IPP Non-CHP | 2 | 5 | 5 | 5 | 3 | 2022 | 20 | 5 | 5 | LIB |  |  |  | 5 | CS |  |  |  |  | PR | Y | Y |  |  |  | Y |  | Y |  |  | Y | 66503 | CCPV2 |  |  |  |  | N
65556 | EnerSmart Chula Vista Sub Station | 66505 | EnerSmart Chula Vista Sub Station | CA | San Diego | CV150 | OP | Batteries | BA | IPP Non-CHP | 2 | 3 | 3 | 3 | 10 | 2024 | 6 | 1.5 | 1.5 | LIB |  |  |  | 2.7 | CS | PR | Y | [13 empty] | N | [6 empty] | N
65556 | EnerSmart Chula Vista Sub Station | 66505 | EnerSmart Chula Vista Sub Station | CA | San Diego | CV151 | OP | Batteries | BA | IPP Non-CHP | 2 | 3 | 3 | 3 | 11 | 2024 | 6 | 1.5 | 1.5 | LIB |  |  |  | 2.7 | CS | PR | Y | [13 empty] | N | [6 empty] | N
65514 | Catalyze Manteca 730 Spreckels Avenue Microgrid LLC | 66509 | CA Manteca 730 Spreckels Ave | CA | San Joaquin | B8259 | OP | Batteries | BA | IPP Non-CHP | 2 | 1.5 | 1.5 | 1.5 | 9 | 2024 | 3 | 1.5 | 1.5 | LIB |  |  |  | 1.5 | CS | Y |  | PR | [7 empty] | Y |  | Y |  |  | Y | 66509 | 18259 |  |  |  |  | N
65534 | Bright Canyon Energy | 66532 | BCE Los Alamitos 2 | CA | Orange | BCE22 | OP | Batteries | BA | IPP Non-CHP | 2 | 10 | 10 | 10 | 8 | 2023 | 20 | 10 | 10 | LIB |  |  |  | 0.1 | CS | [10 empty] | PR | Y |  |  |  | Y | 66532 | BCE21 |  |  |  |  | N
65534 | Bright Canyon Energy | 66533 | BCE Los Alamitos 1 | CA | Orange | BCE12 | OP | Batteries | BA | IPP Non-CHP | 2 | 10 | 10 | 10 | 8 | 2023 | 20 | 10 | 10 | LIB |  |  |  | 0.1 | CS | [10 empty] | PR | Y |  |  |  | Y | 66533 | BCE11 |  |  |  |  | N
65626 | San Juan Solar I, LLC | 66574 | San Juan Solar I | NM | San Juan | SJSS | OP | Batteries | BA | IPP Non-CHP | 2 | 100 | 100 | 100 | 10 | 2024 | 561.4 | 50 | 50 | LIB |  |  |  | 45.8 | CS | PR | [14 empty] | N | [6 empty] | N
65625 | Sunlight Storage II | 66575 | Sunlight Storage II | CA | Riverside | SUNS2 | OP | Batteries | BA | IPP Non-CHP | 2 | 230 | 230 | 230 | 4 | 2024 | 920 | 230 | 230 | LIB |  |  |  | 75.5 | CS | PR | Y | Y | Y | [7 empty] | Y |  |  |  | N | [6 empty] | N
64904 | AES Clean Energy | 66598 | Baldy Mesa Solar & Storage | CA | San Bernardino | BDMSS | OP | Batteries | BA | IPP Non-CHP | 2 | 75 | 75 | 75 | 5 | 2024 | 300 | 75 | 75 | LIB |  |  |  | 49.3 | CS |  | Y |  | Y |  |  | PR |  | Y |  | Y |  | Y |  |  | Y | 66598 | BLDMS |  |  |  |  | Y
61204 | Today's Power, Inc. | 66608 | Craighead Electric Solar One | AR | Craighead | CEBA | OP | Batteries | BA | Electric Utility | 1 | 1.2 | 1.2 | 1.2 | 5 | 2020 | 7.2 | 1.2 | 1.2 | LIB |  |  |  | 0 | BL | [6 empty] | PR |  |  |  | Y | Y |  |  |  | N | [6 empty] | Y
65642 | Wolf Tank Storage LLC | 66616 | Wolf Tank Storage | TX | Webb | 1 | OP | Batteries | BA | IPP Non-CHP | 2 | 150 | 150 | 150 | 7 | 2023 | 150 | 150 | 150 | LIB |  |  |  | 49.3 | CS | PR | Y | Y | Y | [11 empty] | N | [6 empty] | N
65643 | Cald BESS LLC | 66617 | Cald BESS | CA | Los Angeles | 1 | OP | Batteries | BA | IPP Non-CHP | 2 | 100 | 100 | 100 | 8 | 2024 | 400 | 100 | 100 | LIB |  |  |  | 32.8 | CT | PR |  | Y |  |  |  | Y | [8 empty] | N | [6 empty] | N
65646 | AFTW Storage, LLC | 66619 | Lakeview Battery Storage Facility | CA | Kern | AFTW | OP | Batteries | BA | IPP Non-CHP | 2 | 1.2 | 1.2 | 1.2 | 12 | 2024 | 4.6 | 1.2 | 1.2 | LIB |  |  |  | 1.2 | CS | Y | Y |  | Y |  | PR | [9 empty] | N | [6 empty] | Y
65647 | Resurgence Solar II | 66620 | Resurgence Solar II | CA | San Bernardino | GEN2 | OP | Batteries | BA | IPP Non-CHP | 2 | 40 | 40 | 40 | 8 | 2023 | 300 | 10 | 10 | LIB |  |  |  | 24 | CS | Y |  |  | Y | [6 empty] | PR | Y |  |  |  | Y | 66620 | GEN1 |  |  |  |  | N
65652 | Sonoran Solar Energy, LLC | 66627 | Sonoran Solar Energy | AZ | Maricopa | SON13 | OP | Batteries | BA | IPP Non-CHP | 2 | 260 | 260 | 260 | 7 | 2023 | 1040 | 260 | 260 | LIB |  |  |  | 98.5 | CS | Y | Y | [8 empty] | PR | Y |  |  |  | Y | 66627 | SON12 |  |  |  |  | N
64904 | AES Clean Energy | 66636 | McFarland A Solar and Storage | AZ | Yuma | BESS | OP | Batteries | BA | IPP Non-CHP | 2 | 100 | 100 | 100 | 12 | 2023 | 400 | 100 | 100 | LIB |  |  |  | 45 | CS |  | Y |  | Y |  |  | PR |  | Y |  | Y | Y |  |  |  | Y | 66636 | MCFRA |  |  |  |  | Y
64904 | AES Clean Energy | 66637 | McFarland B Solar and Storage | AZ | Yuma | BESS | OP | Batteries | BA | IPP Non-CHP | 2 | 150 | 150 | 150 | 12 | 2024 | 600 | 150 | 150 | LIB |  |  |  | 45.9 | CS |  | Y |  | Y |  |  | PR |  | Y |  | Y |  | Y |  |  | Y | 66637 | MCFRB |  |  |  |  | Y
65674 | Bear Canyon Energy Storage | 66650 | Bear Canyon | CA | Lake | BC1 | OP | Batteries | BA | IPP Non-CHP | 2 | 13 | 13 | 13 | 7 | 2024 | 14.7 | 13 | 13 | LIB |  |  |  | 7.5 | CS | PR |  | Y | Y | [11 empty] | N | [6 empty] | N
65685 | Tumbleweed Energy Storage, LLC | 66666 | Tumbleweed Energy Storage | CA | Kern | TWES1 | OP | Batteries | BA | IPP Non-CHP | 2 | 50 | 50 | 50 | 7 | 2024 | 200 | 50 | 50 | LIB |  |  |  | 16.4 | CS | PR | Y |  | Y |  |  |  |  | Y | [6 empty] | N | [6 empty] | N
65685 | Tumbleweed Energy Storage, LLC | 66666 | Tumbleweed Energy Storage | CA | Kern | TWES2 | OP | Batteries | BA | IPP Non-CHP | 2 | 75 | 75 | 75 | 8 | 2024 | 300 | 75 | 75 | LIB |  |  |  | 24.7 | CS | PR | Y |  | Y |  |  |  |  | Y | [6 empty] | N | [6 empty] | N
65675 | West Ford Flat Energy Storage | 66669 | West Ford Flat | CA | Lake | WFF1 | OP | Batteries | BA | IPP Non-CHP | 2 | 25 | 25 | 25 | 7 | 2024 | 27.4 | 25 | 25 | LIB |  |  |  | 14 | CS | Y |  | Y | Y |  |  | PR | [8 empty] | N | [6 empty] | N
61060 | Cypress Creek Renewables | 66690 | Brazos Bend BESS, LLC | TX | Fort Bend | BEND | OP | Batteries | BA | IPP Non-CHP | 2 | 100 | 100 | 100 | 9 | 2024 | 100 | 100 | 100 | LIB |  |  |  | 32.9 | CS | PR | Y |  | Y |  |  |  |  | Y | [6 empty] | N | [6 empty] | N
65700 | Atrisco Energy Storage LLC | 66694 | Atrisco Energy Storage | NM | Bernalillo | ATRES | OP | Batteries | BA | IPP Non-CHP | 2 | 300 | 300 | 300 | 11 | 2024 | 1200 | 300 | 300 | LIB |  |  |  | 99.8 | CS | PR | [14 empty] | N | [6 empty] | N
65727 | Saint Energy Storage II LLC | 66716 | Saint Energy Storage II LLC | AZ | Pinal | SB123 | OP | Batteries | BA | IPP Non-CHP | 2 | 100 | 100 | 100 | 9 | 2023 | 400 | 100 | 100 | LIB |  |  |  | 33 | CS | Y | Y | [8 empty] | PR | Y |  |  |  | Y | 63476 | SAINT |  |  |  |  | N
65730 | Eastover Solar, LLC | 66717 | Eastover Solar | SC | Richland | STOR | OP | Batteries | BA | IPP Non-CHP | 2 | 18 | 18 | 18 | 3 | 2023 | 72 | 18 | 18 | OTH |  |  |  | 53.5 | CS |  |  | PR | [7 empty] | Y |  | Y |  |  | Y | 66717 | ESTOR |  |  |  |  | N
64778 | Strata Manager, LLC | 66726 | Inland Empire Energy Storage | CA | San Bernardino | IEESS | OP | Batteries | BA | IPP Non-CHP | 2 | 70 | 70 | 70 | 10 | 2024 | 200 | 60 | 60 | LIB |  |  |  | 70 | CS |  | Y |  |  |  |  | PR | [8 empty] | N | [6 empty] | N
64778 | Strata Manager, LLC | 66727 | Georgia Ballard BESS | VT | Franklin | GBBES | OP | Batteries | BA | IPP Non-CHP | 2 | 5 | 5 | 5 | 5 | 2023 | 10 | 3 | 3 | LIB |  |  |  | 5 | CS |  | Y |  |  |  |  | PR | [8 empty] | N | [6 empty] | N
64778 | Strata Manager, LLC | 66728 | Springfield BESS | VT | Windsor | SFBES | OP | Batteries | BA | IPP Non-CHP | 2 | 5 | 5 | 5 | 5 | 2023 | 10 | 3 | 3 | LIB |  |  |  | 5 | CS |  | Y |  |  |  |  | PR | [8 empty] | N | [6 empty] | N
65754 | VESI 12 LLC | 66757 | Bottleneck Energy Storage | CA | Tulare | BN1 | OP | Batteries | BA | IPP Non-CHP | 2 | 80 | 80 | 80 | 10 | 2024 | 320 | 80 | 80 | LIB |  |  |  | 82.5 | CS | PR | Y | [13 empty] | N | [6 empty] | N
65755 | VESI 23 LLC | 66758 | Justin Court Energy Storage | NJ | Hunterdon | JC1 | OP | Batteries | BA | IPP Non-CHP | 2 | 20 | 20 | 20 | 2 | 2024 | 18.3 | 20 | 20 | LIB |  |  |  | 19.8 | CS |  | PR | [13 empty] | N | [6 empty] | N
64872 | Distributed Solar Development, LLC | 66764 | SCH - (2A) 156 Barhydt Rd Glenville | NY | Schenectady | 3954B | OP | Batteries | BA | IPP Non-CHP | 2 | 2.5 | 2.5 | 2.5 | 7 | 2021 | 10 | 2.5 | 2.5 | LIB |  |  |  | 1.2 | CS |  |  |  |  | Y | [5 empty] | PR |  | Y |  |  | Y | 66764 | 3954 |  |  |  |  | Y
64872 | Distributed Solar Development, LLC | 66765 | SCH County - (2B) 4982 Rynex Corners Rd | NY | Schenectady | 3595B | OP | Batteries | BA | IPP Non-CHP | 2 | 2.5 | 2.5 | 2.5 | 12 | 2020 | 10 | 2.5 | 2.5 | LIB |  |  |  | 10 | CS | [6 empty] | Y | PR |  |  | Y |  | Y |  |  | Y | 66765 | 3595 |  |  |  |  | N
64872 | Distributed Solar Development, LLC | 66767 | Source Power Company - Richland | NY | Oswego | 4725B | OP | Batteries | BA | IPP Non-CHP | 2 | 2.5 | 2.5 | 2.5 | 11 | 2021 | 9.5 | 2.5 | 2.5 | LIB |  |  |  | 9.5 | CS | [6 empty] | Y | PR |  |  | Y |  | Y |  |  | Y | 66767 | 4725 |  |  |  |  | N
64904 | AES Clean Energy | 66772 | Estrella Solar & Storage | CA | Los Angeles | ESTRB | OP | Batteries | BA | IPP Non-CHP | 2 | 28 | 28 | 28 | 12 | 2023 | 112 | 28 | 28 | LIB |  |  |  | 16.3 | CS |  | Y |  | Y |  |  | PR |  | Y |  | Y | Y |  |  |  | Y | 66772 | ESPV |  |  |  |  | Y
64904 | AES Clean Energy | 66773 | Raceway Solar & Storage | CA | Los Angeles | RCWYB | OP | Batteries | BA | IPP Non-CHP | 2 | 80 | 80 | 80 | 5 | 2024 | 320 | 80 | 80 | LIB |  |  |  | 31.2 | CS |  | Y |  | Y |  |  | PR |  | Y |  | Y | Y |  |  |  | Y | 66773 | RCWYS |  |  |  |  | Y
65076 | HEN Infrastructure, L.L.C. | 66782 | Hamilton BESS | TX | Val Verde | HAMIL | OP | Batteries | BA | IPP Non-CHP | 2 | 9.9 | 9.9 | 9.9 | 2 | 2024 | 9.9 | 9.9 | 9.9 | LIB |  |  |  | 1 | CS | Y | PR | [13 empty] | N | [6 empty] | N
65076 | HEN Infrastructure, L.L.C. | 66783 | Weil Tract BESS | TX | Nueces | WEILT | OP | Batteries | BA | IPP Non-CHP | 2 | 9.9 | 9.9 | 9.9 | 6 | 2024 | 9.9 | 9.9 | 9.9 | LIB |  |  |  | 1 | CS | Y | PR | [13 empty] | N | [6 empty] | N
65076 | HEN Infrastructure, L.L.C. | 66784 | Pauline BESS | TX | Henderson | PAULN | OP | Batteries | BA | IPP Non-CHP | 2 | 9.9 | 9.9 | 9.9 | 3 | 2024 | 9.9 | 9.9 | 9.9 | LIB |  |  |  | 1 | CS | Y | PR | [13 empty] | N | [6 empty] | N
65076 | HEN Infrastructure, L.L.C. | 66788 | Mineral Wells East BESS | TX | Palo Pinto | MNWLE | OP | Batteries | BA | IPP Non-CHP | 2 | 9.9 | 9.9 | 9.9 | 3 | 2024 | 9.9 | 9.9 | 9.9 | LIB |  |  |  | 1 | CS | Y | PR | [13 empty] | N | [6 empty] | N
65076 | HEN Infrastructure, L.L.C. | 66789 | Lufkin South BESS | TX | Angelina | LUFKS | OP | Batteries | BA | IPP Non-CHP | 2 | 9.9 | 9.9 | 9.9 | 3 | 2024 | 9.9 | 9.9 | 9.9 | LIB |  |  |  | 1 | CS | Y | PR | [13 empty] | N | [6 empty] | N
65076 | HEN Infrastructure, L.L.C. | 66790 | Judkins BESS | TX | Ector | JUDKS | OP | Batteries | BA | IPP Non-CHP | 2 | 9.9 | 9.9 | 9.9 | 3 | 2024 | 9.9 | 9.9 | 9.9 | LIB |  |  |  | 1 | CS | Y | PR | [13 empty] | N | [6 empty] | N
65076 | HEN Infrastructure, L.L.C. | 66791 | Garden City East BESS | TX | Glasscock | GRDNE | OP | Batteries | BA | IPP Non-CHP | 2 | 9.9 | 9.9 | 9.9 | 3 | 2024 | 9.9 | 9.9 | 9.9 | LIB |  |  |  | 1 | CS | Y | PR | [13 empty] | N | [6 empty] | N
65076 | HEN Infrastructure, L.L.C. | 66792 | Falfurrias BESS | TX | Brooks | FALFU | OP | Batteries | BA | IPP Non-CHP | 2 | 9.9 | 9.9 | 9.9 | 9 | 2024 | 9.9 | 9.9 | 9.9 | LIB |  |  |  | 1 | CS | Y | PR | [13 empty] | N | [6 empty] | N
65076 | HEN Infrastructure, L.L.C. | 66794 | Diboll BESS | TX | Angelina | DIBOL | OP | Batteries | BA | IPP Non-CHP | 2 | 9.9 | 9.9 | 9.9 | 3 | 2024 | 9.9 | 9.9 | 9.9 | LIB |  |  |  | 1 | CS | Y | PR | [13 empty] | N | [6 empty] | N
65076 | HEN Infrastructure, L.L.C. | 66795 | CISCO BESS | TX | Eastland | CISCO | OP | Batteries | BA | IPP Non-CHP | 2 | 9.9 | 9.9 | 9.9 | 10 | 2024 | 9.9 | 9.9 | 9.9 | LIB |  |  |  | 1 | CS | Y | PR | [13 empty] | N | [6 empty] | N
64872 | Distributed Solar Development, LLC | 66799 | Bishop Ranch - BR 1-Y | CA | Contra Costa | 4087B | OP | Batteries | BA | IPP Non-CHP | 2 | 0.7 | 0.7 | 0.7 | 3 | 2022 | 1.3 | 0.7 | 0.7 | LIB |  |  |  | 0.3 | CS | Y |  | Y |  |  |  | Y | PR |  |  | Y | Y |  |  |  | Y | 66799 | 4087 |  |  |  |  | N
64872 | Distributed Solar Development, LLC | 66800 | Bishop Ranch - BR 8-P | CA | Contra Costa | 4976B | OP | Batteries | BA | IPP Non-CHP | 2 | 0.5 | 0.5 | 0.5 | 11 | 2024 | 1.1 | 0.5 | 0.5 | LIB |  |  |  | 0.3 | CS | [6 empty] | Y | PR |  |  | Y | Y |  |  |  | Y | 66800 | 4976 |  |  |  |  | N
65774 | Fence Post Solar Project, LLC | 66801 | Fence Post Solar Hybrid Project, LLC | TX | Navarro | FNCBE | OP | Batteries | BA | IPP Non-CHP | 2 | 72 | 70 | 70 | 9 | 2024 | 115 | 70 | 70 | LIB |  |  |  | 217.9 | CS | PR | Y | [6 empty] | Y | [6 empty] | N | [6 empty] | N
65765 | Borden County Battery Energy Storage System LLC | 66804 | Borden County BESS | TX | Borden | 1 | OP | Batteries | BA | IPP Non-CHP | 2 | 150 | 150 | 150 | 8 | 2024 | 300 | 150 | 150 | LIB |  |  |  | 49.3 | CT | PR | Y | Y | Y | [11 empty] | N | [6 empty] | N
65779 | SEPV Cuyama, LLC | 66807 | SEPV Cuyama Hybrid | CA | Santa Barbara | CUYA1 | OP | Batteries | BA | IPP Non-CHP | 2 | 3 | 3 | 3 | 12 | 2023 | 12 | 3 | 3 | LIB |  |  |  | 3 | CS | PR | [9 empty] | Y |  | Y |  |  | Y | 66807 | CUYA2 |  |  |  |  | N
65781 | Sky Ranch Solar and Storage | 66814 | Sky Ranch Solar | NM | Valencia | SKYBA | OP | Batteries | BA | IPP Non-CHP | 2 | 50 | 50 | 50 | 4 | 2024 | 200 | 200 | 200 | LIB |  |  |  | 200 | CS |  |  |  |  | PR | [5 empty] | Y | Y |  |  |  | Y | 66814 | SKYPV |  |  |  |  | Y
64904 | AES Clean Energy | 66885 | Baldy Mesa 2_Silver Peak Hybrid | CA | San Bernardino | SPKBS | OP | Batteries | BA | IPP Non-CHP | 2 | 25 | 25 | 25 | 12 | 2024 | 100 | 25 | 25 | LIB |  |  |  | 16.4 | CS |  | Y |  | Y |  |  | PR |  | Y |  | Y |  | Y |  |  | Y | 66885 | SPKPV |  |  |  |  | Y
65303 | SR McNeal, LLC | 66925 | SR McNeal | AZ | Cochise | MCBA | OP | Batteries | BA | IPP Non-CHP | 2 | 20 | 20 | 20 | 12 | 2023 | 20 | 20 | 20 | LIB |  |  |  | 20 | BL | [10 empty] | PR | Y |  |  |  | Y | 66925 | MCNEA |  |  |  |  | Y
65838 | SMT Mercedes LLC | 66926 | SMT Mercedes LLC | TX | Hidalgo | SMTNM | OP | Batteries | BA | IPP Non-CHP | 2 | 10 | 10 | 10 | 12 | 2023 | 10 | 10 | 10 | LIB |  |  |  | 0.9 | CS | Y | Y | [6 empty] | PR | [6 empty] | N | [6 empty] | N
65839 | SMT Mission LLC | 66927 | SMT Mission LLC | TX | Hidalgo | SMTMB | OP | Batteries | BA | IPP Non-CHP | 2 | 10 | 10 | 10 | 12 | 2023 | 10 | 10 | 10 | LIB |  |  |  | 0.9 | CS | Y | PR | [13 empty] | N | [6 empty] | N
65844 | SMT Santa Rosa LLC | 66928 | SMT Santa Rosa LLC | TX | Cameron | SMTSR | OP | Batteries | BA | IPP Non-CHP | 2 | 10 | 10 | 10 | 12 | 2023 | 10 | 10 | 10 | LIB |  |  |  | 0.9 | CS | Y | PR | [13 empty] | N | [6 empty] | N
65843 | SMT Alamo LLC | 66929 | SMT Alamo LLC | TX | Hidalgo | SMTAL | OP | Batteries | BA | IPP Non-CHP | 2 | 10 | 10 | 10 | 12 | 2023 | 10 | 10 | 10 | LIB |  |  |  | 0.9 | CS | Y | PR | [13 empty] | N | [6 empty] | N
65842 | SMT Bay City LLC | 66930 | SMT Bay City LLC | TX | Matagorda | SMTBC | OP | Batteries | BA | IPP Non-CHP | 2 | 10 | 10 | 10 | 11 | 2023 | 10 | 8 | 10 | LIB |  |  |  | 0.9 | CS | Y | PR | [13 empty] | N | [6 empty] | N
65841 | SMT Elsa LLC | 66931 | SMT Elsa LLC | TX | Hidalgo | SMTEL | OP | Batteries | BA | IPP Non-CHP | 2 | 10 | 10 | 10 | 12 | 2023 | 10 | 6 | 10 | LIB |  |  |  | 0.9 | CS | Y | PR | [13 empty] | N | [6 empty] | N
65840 | SMT Los Fresnos LLC | 66932 | SMT Los Fresnos LLC | TX | Cameron | SMTLF | OP | Batteries | BA | IPP Non-CHP | 2 | 10 | 10 | 10 | 12 | 2023 | 10 | 10 | 10 | LIB |  |  |  | 0.9 | CS | Y | PR | [13 empty] | N | [6 empty] | N
65847 | SMT Harlingen II LLC | 66933 | SMT Harlingen II LLC | TX | Cameron | SMTH2 | OP | Batteries | BA | IPP Non-CHP | 2 | 10 | 10 | 10 | 12 | 2023 | 10 | 10 | 10 | LIB |  |  |  | 0.9 | CS | Y | PR | [13 empty] | N | [6 empty] | N
65845 | SMT Rio Grande I LLC | 66934 | SMT Rio Grande I LLC | TX | Starr | SMTR1 | OP | Batteries | BA | IPP Non-CHP | 2 | 10 | 10 | 10 | 12 | 2023 | 10 | 8.5 | 10 | LIB |  |  |  | 0.9 | CS | Y | PR | [13 empty] | N | [6 empty] | N
65846 | SMT Rio Grande II LLC | 66935 | SMT Rio Grande II LLC | TX | Starr | SMTR2 | OP | Batteries | BA | IPP Non-CHP | 2 | 10 | 10 | 10 | 12 | 2023 | 10 | 10 | 10 | LIB |  |  |  | 0.9 | CS | Y | PR | [13 empty] | N | [6 empty] | N
61950 | Terra-Gen Operating Co-Solar | 66946 | Lockhart ESS, LLC | CA | San Bernardino | LHESS | OP | Batteries | BA | IPP Non-CHP | 2 | 45 | 45 | 45 | 7 | 2024 | 180 | 45 | 45 | LIB |  |  |  | 4 | CS | PR | [14 empty] | N | [6 empty] | N
65552 | Terra-Gen Operating Co-BESS 2 | 66949 | Sagebrush Solar 2 ESS 40 | CA | Kern | 1 | OP | Batteries | BA | IPP Non-CHP | 2 | 40 | 40 | 40 | 9 | 2024 | 160 | 40 | 40 | LIB |  |  |  | 40 | CS | PR | Y |  | Y | [11 empty] | N | [6 empty] | N
65552 | Terra-Gen Operating Co-BESS 2 | 66950 | Sagebrush Solar 2 ESS 59 | CA | Kern | 1 | OP | Batteries | BA | IPP Non-CHP | 2 | 59 | 59 | 59 | 9 | 2024 | 236 | 59 | 59 | LIB |  |  |  | 59 | CS | PR | Y |  | Y | [11 empty] | N | [6 empty] | N
65859 | EDPR Scarlet II LLC | 66951 | Scarlet II Hybrid | CA | Fresno | GEN04 | OP | Batteries | BA | IPP Non-CHP | 2 | 150 | 150 | 150 | 12 | 2024 | 600 | 150 | 150 | LIB |  |  |  | 3.6 | CS | [10 empty] | PR | Y |  |  |  | Y | 65859 | GEN03 |  |  |  |  | N
67085 | MSS Energy Holdings, LLC (d.b.a. Calibrant Energy) | 66966 | Acton-Boxborough Schools BESS | MA | Middlesex | ABRSD | OP | Batteries | BA | IPP Non-CHP | 2 | 2.1 | 2.1 | 2.1 | 5 | 2021 | 4.3 | 2.1 | 2.1 | LIB |  |  |  | 2.1 | CS | [5 empty] | Y |  | PR | [7 empty] | N | [6 empty] | N
62759 | National Grid Renewables | 67019 | Copperhead Solar, LLC | TX | McLennan | CHSTG | OP | Batteries | BA | IPP Non-CHP | 2 | 100 | 100 | 100 | 9 | 2024 | 100 | 100 | 100 | LIB |  |  |  | 48 | CS |  | PR |  | Y |  |  |  |  | Y |  |  | Y |  |  |  | N | [6 empty] | N
13683 | North Carolina El Member Corp | 67036 | Davistown-Mercer | NC | Edgecombe | BAT1 | OP | Batteries | BA | Electric Utility | 1 | 2.5 | 2.5 | 2.5 | 12 | 2024 | 5 | 2.5 | 2.5 | LIB |  |  |  | 2.5 | CS | [6 empty] | Y | PR | [7 empty] | N | [6 empty] | Y
13683 | North Carolina El Member Corp | 67037 | Medoc | NC | Halifax | BAT1 | OP | Batteries | BA | Electric Utility | 1 | 2.5 | 2.5 | 2.5 | 12 | 2024 | 5 | 2.5 | 2.5 | LIB |  |  |  | 2.5 | CS | [6 empty] | Y | PR | [7 empty] | N | [6 empty] | Y
13683 | North Carolina El Member Corp | 67040 | Archie Horne | NC | Onslow | BAT1 | OP | Batteries | BA | Electric Utility | 1 | 10 | 10 | 10 | 12 | 2024 | 20 | 10 | 10 | LIB |  |  |  | 10 | CS | [6 empty] | Y | PR | [7 empty] | N | [6 empty] | Y
13683 | North Carolina El Member Corp | 67041 | McLauchin | NC | Hoke | BAT1 | OP | Batteries | BA | Electric Utility | 1 | 15 | 15 | 15 | 12 | 2024 | 30 | 15 | 15 | LIB |  |  |  | 15 | CS | [6 empty] | Y | PR | [7 empty] | N | [6 empty] | Y
13683 | North Carolina El Member Corp | 67042 | Butler | NC | Cumberland | BAT1 | OP | Batteries | BA | Electric Utility | 1 | 10 | 10 | 10 | 12 | 2024 | 20 | 10 | 10 | LIB |  |  |  | 10 | CS | [6 empty] | Y | PR | [7 empty] | N | [6 empty] | Y
13683 | North Carolina El Member Corp | 67043 | Double Creek | NC | Stokes | BAT1 | OP | Batteries | BA | Electric Utility | 1 | 5 | 5 | 5 | 12 | 2024 | 10 | 5 | 5 | LIB |  |  |  | 5 | CS | [6 empty] | Y | PR | [7 empty] | N | [6 empty] | Y
13683 | North Carolina El Member Corp | 67044 | Fairfield Harbor | NC | Craven | BAT1 | OP | Batteries | BA | Electric Utility | 1 | 5 | 5 | 5 | 12 | 2024 | 10 | 5 | 5 | LIB |  |  |  | 5 | CS | [6 empty] | Y | PR | [7 empty] | N | [6 empty] | Y
65984 | Longbow BESS, LLC | 67083 | Longbow BESS, LLC | TX | Brazoria | LBBES | OP | Batteries | BA | IPP Non-CHP | 2 | 174 | 174 | 174 | 10 | 2024 | 407.4 | 174 | 174 | LIB |  |  |  | 82.5 | CS | PR | Y |  | Y | [11 empty] | N | [6 empty] | N
65968 | Yellow Pine Solar II, LLC | 67091 | Yellow Pine II | NV | Clark | YP2AB | OP | Batteries | BA | IPP Non-CHP | 2 | 53 | 53 | 53 | 5 | 2024 | 212 | 53 | 53 | LIB |  |  |  | 212 | CS | PR |  |  | Y |  |  |  | Y | [7 empty] | N | [6 empty] | N
65968 | Yellow Pine Solar II, LLC | 67091 | Yellow Pine II | NV | Clark | YP2BB | OP | Batteries | BA | IPP Non-CHP | 2 | 32 | 32 | 32 | 5 | 2024 | 128 | 12.8 | 12.8 | LIB |  |  |  | 128 | CS | Y | [9 empty] | PR | Y |  |  |  | Y | 67091 | YP2BP |  |  |  |  | N
65965 | Crow Creek Solar, LLC | 67092 | Paulsell | CA | Stanislaus | PSLBA | OP | Batteries | BA | IPP Non-CHP | 2 | 15 | 15 | 15 | 6 | 2024 | 60 | 15 | 15 | LIB |  |  |  | 5 | CS | Y |  |  | Y |  |  |  | PR | [7 empty] | N | [6 empty] | N
65552 | Terra-Gen Operating Co-BESS 2 | 67093 | Mojave 16/17/18 BESS | CA | Kern | GEN 1 | OP | Batteries | BA | IPP Non-CHP | 2 | 77 | 70.6 | 70.6 | 8 | 2020 | 77 | 77 | 77 | LIB |  |  |  | 77 | CS | PR | Y |  | Y | [11 empty] | N | [6 empty] | N
14127 | Omaha Public Power District | 67122 | BRIGHT Battery | NE | Cass | 1 | OP | Batteries | BA | Electric Utility | 1 | 1 | 1 | 1 | 3 | 2023 | 2.4 | 1 | 1 | LIB |  |  |  | 1 | CS | [6 empty] | PR |  | Y | [6 empty] | N | [6 empty] | Y
66033 | Groton BESS 2 LLC | 67162 | Groton BESS 2 | MA | Middlesex | 90910 | OP | Batteries | BA | IPP Non-CHP | 2 | 2 | 2 | 2 | 8 | 2024 | 8.9 | 2 | 2 | LIB |  |  |  | 2 | CS |  | Y |  |  |  |  | PR | [8 empty] | N | [6 empty] | N
66050 | Solar Star Prime 4 LLC | 67170 | Amazon SAN3 Solar Project | CA | San Diego | ASBA | OP | Batteries | BA | IPP Non-CHP | 2 | 2.4 | 2.4 | 2.4 | 5 | 2024 | 8.9 | 2.4 | 2.4 | LIB |  |  |  | 1 | CS | [7 empty] | PR |  |  | Y |  | Y |  |  | Y | 67170 | ASSP |  |  |  |  | N
66057 | Rodeo Ranch Energy Storage, LLC | 67175 | Rodeo Ranch Energy Storage | TX | Reeves | RODE1 | OP | Batteries | BA | IPP Non-CHP | 2 | 300 | 300 | 300 | 12 | 2023 | 600 | 300 | 300 | LIB |  |  |  | 97 | CS | Y | PR | [6 empty] | Y | [6 empty] | N | [6 empty] | N
66056 | Mohave Energy | 67178 | Mohave Energy - Hybrid | AZ | Mohave | MEBA | OP | Batteries | BA | Electric Utility | 1 | 15 | 15 | 15 | 9 | 2023 | 60 | 15 | 15 | LIB |  |  |  | 1.2 | CS | Y | Y |  |  | Y | Y | Y | Y |  |  | PR |  | Y |  |  | Y | 67178 | MEPV |  |  |  |  | N
66067 | Groton BESS 1 LLC | 67185 | Groton BESS 1 | MA | Middlesex | 90911 | OP | Batteries | BA | IPP Non-CHP | 2 | 2 | 2 | 2 | 8 | 2024 | 8.9 | 2 | 2 | LIB |  |  |  | 2 | CS |  | Y |  |  |  |  | PR | [8 empty] | N | [6 empty] | N
66068 | Holden BESS 1 LLC | 67186 | Holden BESS 1 | MA | Worcester | 90913 | OP | Batteries | BA | IPP Non-CHP | 2 | 5 | 5 | 5 | 8 | 2024 | 22.4 | 5 | 5 | LIB |  |  |  | 5 | CS |  | Y |  |  |  |  | PR | [8 empty] | N | [6 empty] | N
66069 | Paxton BESS 1 LLC | 67187 | Paxton BESS 1 | MA | Worcester | 90912 | OP | Batteries | BA | IPP Non-CHP | 2 | 3 | 3 | 3 | 11 | 2024 | 8.9 | 3 | 3 | LIB |  |  |  | 3 | CS |  | Y |  |  |  |  | PR | [8 empty] | N | [6 empty] | N
66110 | Anemoi Energy Storage, LLC | 67236 | Anemoi Energy Storage | TX | Hidalgo | ANEM1 | OP | Batteries | BA | IPP Non-CHP | 2 | 200 | 200 | 200 | 6 | 2024 | 400 | 200 | 200 | LIB |  |  |  | 72 | CS | PR | Y |  | Y |  |  |  |  | Y | Y | [5 empty] | N | [6 empty] | N
66111 | Ebony Energy Storage, LLC | 67237 | Ebony Energy Storage | TX | Comal | EBON1 | OP | Batteries | BA | IPP Non-CHP | 2 | 207.9 | 200 | 200 | 6 | 2024 | 400 | 200 | 200 | LIB |  |  |  | 72 | CS | PR | Y |  | Y |  |  |  |  | Y | Y | [5 empty] | N | [6 empty] | N
65043 | Madison Energy Investments LLC | 67241 | 401 South | MA | Berkshire | 401SB | OP | Batteries | BA | IPP Non-CHP | 2 | 1 | 1 | 1 | 12 | 2023 | 2 | 0.5 | 0.5 | LIB |  |  |  | 1 | CS | [10 empty] | PR | Y |  |  |  | Y | 67241 | 4SPV1 |  |  |  |  | N
65043 | Madison Energy Investments LLC | 67242 | 5 Berry | MA | Norfolk | 5BES1 | OP | Batteries | BA | IPP Non-CHP | 2 | 3 | 3 | 3 | 9 | 2023 | 7.5 | 1 | 1 | LIB |  |  |  | 1 | CS | [10 empty] | PR |  |  | Y |  | Y | 67242 | 5BPV1 |  |  |  |  | N
64872 | Distributed Solar Development, LLC | 67275 | White Plains_RFP-Gedney Way Landfill | NY | Westchester | 4072B | OP | Batteries | BA | IPP Non-CHP | 2 | 1.3 | 1.3 | 1.3 | 4 | 2022 | 5.1 | 1.3 | 1.3 | LIB |  |  |  | 0.8 | CS |  | PR |  |  | Y | [5 empty] | Y | Y |  |  |  | Y | 67275 | 4072C | 67275 | 4072G |  |  | N
66147 | FFP NY Goshen Project1, LLC | 67281 | FFP - NY Urbanski | NY | Orange | 5653B | OP | Batteries | BA | IPP Non-CHP | 2 | 4 | 4 | 4 | 5 | 2024 | 10.5 | 4 | 4 | LIB |  |  |  | 3.2 | CS |  |  |  |  | Y | [5 empty] | PR |  | Y |  |  | Y | 66147 | 5653 |  |  |  |  | N
66148 | FFP NY Goshen Project2, LLC | 67282 | FFP - NY Varano | NY | Orange | 5654B | OP | Batteries | BA | IPP Non-CHP | 2 | 5 | 5 | 5 | 5 | 2024 | 10.5 | 5 | 5 | LIB |  |  |  | 3.2 | CS |  |  |  |  | Y | [5 empty] | PR |  | Y |  |  | Y | 67282 | 5654 |  |  |  |  | N
59380 | Enel Green Power NA, Inc. | 67284 | Ganado Solar | TX | Jackson | GBA | OP | Batteries | BA | IPP Non-CHP | 2 | 70.5 | 70.5 | 70.5 | 3 | 2024 | 115 | 70 | 70 | LIB |  |  |  | 72.8 | CS | PR | Y | [6 empty] | Y | [6 empty] | N | [6 empty] | N
66151 | Sun Streams PVS, LLC | 67285 | Sun Streams 3 | AZ | Maricopa | GEN02 | OP | Batteries | BA | IPP Non-CHP | 2 | 215 | 215 | 215 | 6 | 2024 | 860 | 215 | 215 | LIB |  |  |  | 70.7 | CS |  |  | Y |  | Y | [5 empty] | PR | Y |  |  |  | Y | 67285 | GEN01 |  |  |  |  | N
66160 | Freemans Way Solar Project 2019, LLC | 67296 | CVEC Round 4 Brewster Captn Golf Course | MA | Barnstable | 3658B | OP | Batteries | BA | IPP Non-CHP | 2 | 0.4 | 0.4 | 0.4 | 3 | 2022 | 0.9 | 0.4 | 0.4 | LIB |  |  |  | 0.4 | CS |  |  |  |  | Y |  | Y | PR |  |  | Y | Y |  |  |  | Y | 67296 | 3658 |  |  |  |  | N
19499 | United Power, Inc | 67300 | Rattlesnake Ridge Battery Storage | CO | Weld | RATBA | OP | Batteries | BA | Electric Utility | 1 | 11.8 | 11.8 | 11.8 | 5 | 2024 | 47 | 11.8 | 11.8 | LIB |  |  |  | 4.6 | CS | PR |  |  | Y |  | Y | Y | [8 empty] | N | [6 empty] | Y
19499 | United Power, Inc | 67301 | Parkway Battery Storage | CO | Broomfield | PKWBA | OP | Batteries | BA | Electric Utility | 1 | 7.8 | 7.8 | 7.8 | 5 | 2024 | 31.3 | 7.8 | 7.8 | LIB |  |  |  | 3.1 | CS | PR |  |  | Y |  | Y | Y | [8 empty] | N | [6 empty] | Y
19499 | United Power, Inc | 67302 | Frederick Battery Storage | CO | Weld | FREBA | OP | Batteries | BA | Electric Utility | 1 | 7.8 | 7.8 | 7.8 | 9 | 2024 | 31.3 | 7.8 | 7.8 | LIB |  |  |  | 3.1 | CS | PR |  |  | Y |  | Y | Y | [8 empty] | N | [6 empty] | Y
19499 | United Power, Inc | 67303 | Mead Battery Storage | CO | Weld | MEABA | OP | Batteries | BA | Electric Utility | 1 | 7.8 | 7.8 | 7.8 | 5 | 2024 | 31.3 | 7.8 | 7.8 | LIB |  |  |  | 3.1 | CS | PR |  |  | Y |  | Y | Y | [8 empty] | N | [6 empty] | Y
19499 | United Power, Inc | 67304 | Davis Battery Storage | CO | Weld | DAVBA | OP | Batteries | BA | Electric Utility | 1 | 11.8 | 11.8 | 11.8 | 8 | 2024 | 47 | 11.8 | 11.8 | LIB |  |  |  | 4.6 | CS | PR |  |  | Y |  | Y | Y | [8 empty] | N | [6 empty] | Y
19499 | United Power, Inc | 67305 | Bromley Battery Storage | CO | Adams | BROBA | OP | Batteries | BA | Electric Utility | 1 | 11.8 | 11.8 | 11.8 | 6 | 2024 | 47 | 11.8 | 11.8 | LIB |  |  |  | 4.6 | CS | PR |  |  | Y |  | Y | Y | [8 empty] | N | [6 empty] | Y
19499 | United Power, Inc | 67306 | Keenesburg Battery Storage | CO | Weld | KEEBA | OP | Batteries | BA | Electric Utility | 1 | 11.8 | 11.8 | 11.8 | 5 | 2024 | 47 | 11.8 | 11.8 | LIB |  |  |  | 4.6 | CS | PR |  |  | Y |  | Y | Y | [8 empty] | N | [6 empty] | Y
19499 | United Power, Inc | 67307 | Platte Valley Battery Storage | CO | Weld | PLVBA | OP | Batteries | BA | Electric Utility | 1 | 7.8 | 7.8 | 7.8 | 7 | 2024 | 31.3 | 7.8 | 7.8 | LIB |  |  |  | 3.1 | CS | PR |  |  | Y |  | Y | Y | [7 empty] | Y | N | 67307 | PLVBA |  |  |  |  | Y
65043 | Madison Energy Investments LLC | 67457 | 665 Scenic Highway | MA | Barnstable | SHBE1 | OP | Batteries | BA | IPP Non-CHP | 2 | 1.5 | 1.5 | 1.5 | 12 | 2022 | 31 | 1 | 1 | LIB |  |  |  | 1 | CS | [10 empty] | PR |  | Y |  |  | Y | 67457 | SHPV1 |  |  |  |  | N
65043 | Madison Energy Investments LLC | 67464 | 1 Commercial | MA | Norfolk | CM1BS | OP | Batteries | BA | IPP Non-CHP | 2 | 1 | 1 | 1 | 9 | 2023 | 2 | 1 | 1 | LIB |  |  |  | 1 | CS | [10 empty] | PR |  | Y |  |  | Y | 67464 | CM1PV |  |  |  |  | N
66219 | Cavalry Energy Center LLC | 67489 | Cavalry Solar Hybrid | IN | White | CAVBS | OP | Batteries | BA | Electric Utility | 1 | 45 | 45 | 45 | 5 | 2024 | 180 | 45 | 11.3 | LIB |  |  |  | 3.6 | CS | Y | Y |  | Y |  |  | Y |  | PR | Y | [5 empty] | N | [6 empty] | N
65076 | HEN Infrastructure, L.L.C. | 67493 | Pavlov | TX | Matagorda | PAVLV | OP | Batteries | BA | IPP Non-CHP | 2 | 9.9 | 9.9 | 9.9 | 10 | 2024 | 9.9 | 9.9 | 9.9 | LIB |  |  |  | 9.9 | CS | PR | Y |  | Y | [11 empty] | N | [6 empty] | N
65076 | HEN Infrastructure, L.L.C. | 67494 | Mainland | TX | Galveston | MLNDB | OP | Batteries | BA | IPP Non-CHP | 2 | 9.9 | 9.9 | 9.9 | 6 | 2024 | 9.9 | 9.9 | 9.9 | LIB |  |  |  | 9.9 | CS | PR | Y |  | Y | [11 empty] | N | [6 empty] | N
65076 | HEN Infrastructure, L.L.C. | 67496 | Sandlake | TX | Reeves | SDLKB | OP | Batteries | BA | IPP Non-CHP | 2 | 9.9 | 9.9 | 9.9 | 10 | 2024 | 9.9 | 9.9 | 9.9 | LIB |  |  |  | 9.9 | CS | PR | Y |  | Y | [11 empty] | N | [6 empty] | N
20421 | Western Minnesota Mun Pwr Agny | 67545 | Marshall Solar Plus LLC | MN | Lyon | MARST | OP | Batteries | BA | Electric Utility | 1 | 5 | 5 | 5 | 12 | 2024 | 30.6 | 5 | 5 | LIB |  |  |  | 1.7 | CS | PR |  |  |  | Y | [5 empty] | Y | Y |  |  | Y | Y | 67545 | MARSL |  |  |  |  | N
66256 | LSE Lepus LLC | 67577 | Monument Valley | MA | Berkshire | MONBA | OP | Batteries | BA | IPP Non-CHP | 2 | 1 | 1 | 1 | 1 | 2022 | 2.2 | 1 | 1 | LIB |  |  |  | 1 | CS | [10 empty] | PR |  |  | Y |  | Y | 67577 | MON22 |  |  |  |  | N
66257 | LSE Ophiuchus LLC | 67578 | Sandwich | MA | Barnstable | SWABA | OP | Batteries | BA | IPP Non-CHP | 2 | 2 | 2 | 2 | 7 | 2023 | 4.6 | 2 | 2 | LIB |  |  |  | 2 | CS | [10 empty] | PR |  |  | Y |  | Y | 67578 | SWI23 |  |  |  |  | N
64904 | AES Clean Energy | 67579 | AES ES Alamitos 2 LLC | CA | Los Angeles | ALMT2 | OP | Batteries | BA | IPP Non-CHP | 2 | 82 | 82 | 82 | 11 | 2024 | 328 | 82 | 82 | LIB |  |  |  | 36.3 | CS |  | Y |  | Y |  |  | PR |  | Y | [6 empty] | N | [6 empty] | N
60025 | Greenbacker Renewable Energy Corporation | 67695 | Holtville | CA | Imperial | 823 | OP | Batteries | BA | IPP Non-CHP | 2 | 30 | 30 | 30 | 7 | 2024 | 127 | 30 | 30 | LIB |  |  |  | 1.5 | CS | Y | [5 empty] | PR | [8 empty] | N | [6 empty] | N
15248 | Portland General Electric Co | 67698 | Coffee Creek BESS | OR | Washington | CCRK1 | OP | Batteries | BA | Electric Utility | 1 | 17 | 17 | 17 | 12 | 2024 | 34 | 17 | 17 | LIB |  |  |  | 17 | CS |  | Y |  | PR | [5 empty] | Y | [5 empty] | N | [6 empty] | Y
15248 | Portland General Electric Co | 67712 | Constable BESS | OR | Washington | CSTB1 | OP | Batteries | BA | Electric Utility | 1 | 75 | 75 | 75 | 12 | 2024 | 300 | 75 | 75 | LIB |  |  |  | 75 | CS | Y |  |  | PR |  |  | Y |  | Y | [6 empty] | N | [6 empty] | N
66338 | Al Pastor BESS LLC | 67721 | Al Pastor Battery Storage Plant | TX | Dawson | ALPTR | OP | Batteries | BA | IPP Non-CHP | 2 | 100.3 | 100.3 | 100.3 | 11 | 2024 | 145 | 100.3 | 100.3 | LIB |  |  |  | 32.9 | CS | PR |  |  | Y | [11 empty] | N | [6 empty] | N
66351 | Citadel BESS LLC | 67738 | Citadel Battery Storage Plant | TX | Harris | CITDL | OP | Batteries | BA | IPP Non-CHP | 2 | 204 | 204 | 204 | 12 | 2024 | 298 | 204 | 204 | LIB |  |  |  | 87.9 | CS | PR |  |  | Y | [11 empty] | N | [6 empty] | N
66350 | Wigeon Whistle BESS LLC | 67739 | Wigeon Whistle Battery Storage Plant | TX | Collin | WIDWH | OP | Batteries | BA | IPP Non-CHP | 2 | 120 | 120 | 120 | 12 | 2024 | 174 | 120 | 120 | LIB |  |  |  | 8.6 | CS | PR |  |  | Y | [11 empty] | N | [6 empty] | N
66355 | Bollinger Canyon Road BR 1-X Solar Project 2020 | 67743 | Bishop Ranch BR 1-X | CA | Contra Costa | 4057B | OP | Batteries | BA | IPP Non-CHP | 2 | 0.5 | 0.5 | 0.5 | 3 | 2022 | 1.1 | 0.5 | 0.5 | LIB |  |  |  | 1 | CS | [6 empty] | Y | PR |  |  | Y | Y |  |  |  | Y | 67743 | 4057C | 67743 | 4057R |  |  | N
66357 | Shapham Place Solar Project 2020 LLC | 67745 | White Plains RFP Shapham Place | NY | Westchester | 4075B | OP | Batteries | BA | IPP Non-CHP | 2 | 5 | 5 | 5 | 5 | 2022 | 2 | 0.5 | 0.5 | LIB |  |  |  | 1 | CS |  | PR |  |  | Y | [5 empty] | Y | Y |  |  |  | Y | 67745 | 4075 |  |  |  |  | N
66361 | Stampede Solar Project LLC | 67762 | Stampede Solar Hybrid | TX | Hopkins | STMPB | OP | Batteries | BA | IPP Non-CHP | 2 | 72.2 | 72.2 | 72.2 | 10 | 2024 | 115 | 70 | 70 | LIB |  |  |  | 124.9 | CS | PR | Y | [6 empty] | Y | [6 empty] | N | [6 empty] | N
66423 | VESI 34 LLC | 67851 | Montague Energy Storage | NJ | Sussex | MONT1 | OP | Batteries | BA | IPP Non-CHP | 2 | 20 | 20 | 20 | 12 | 2024 | 20 | 20 | 20 | LIB |  |  |  | 21.4 | CS | PR | Y |  | Y | [11 empty] | N | [6 empty] | N
64904 | AES Clean Energy | 67855 | Westwing | AZ | Maricopa | WESTW | OP | Batteries | BA | IPP Non-CHP | 2 | 82 | 82 | 82 | 9 | 2024 | 329.6 | 82 | 82 | LIB |  |  |  | 27.1 | CS | PR | Y |  | Y |  |  |  |  | Y | [6 empty] | N | [6 empty] | Y
66433 | Giga Texas Energy LLC | 67860 | GFTX BESS | TX | Travis | GFTX | OP | Batteries | BA | IPP Non-CHP | 2 | 125 | 125 | 125 | 8 | 2024 | 250 | 125 | 125 | OTH |  |  |  | 41.1 | CS | PR | Y |  | Y |  |  |  |  | Y | Y | [5 empty] | N | [6 empty] | N
66432 | BT Connolly Storage, LLC | 67861 | Connolly BESS | TX | Wise | CNLY | OP | Batteries | BA | IPP Non-CHP | 2 | 125 | 125 | 125 | 11 | 2024 | 250 | 125 | 125 | OTH |  |  |  | 41.1 | CS | PR | Y |  | Y |  |  |  |  | Y | [6 empty] | N | [6 empty] | Y
66444 | Troutdale Grid, LLC | 67869 | Sundial (Troutdale) BESS | OR | Multnomah | BTD | OP | Batteries | BA | IPP Non-CHP | 2 | 200 | 200 | 200 | 12 | 2024 | 800 | 200 | 200 | LIB |  |  |  | 200 | CT | [6 empty] | Y | PR | [7 empty] | N | [6 empty] | N
66445 | NineDot Holdings, LLC | 67883 | Gabby Giffords Clean Energy, LLC | NY | Richmond | ND003 | OP | Batteries | BA | IPP Non-CHP | 2 | 5 | 5 | 5 | 12 | 2024 | 21.7 | 2.7 | 5 | LIB |  |  |  | 4.4 | CS | Y |  |  |  |  | Y | PR | [8 empty] | N | [6 empty] | Y
66445 | NineDot Holdings, LLC | 67883 | Gabby Giffords Clean Energy, LLC | NY | Richmond | ND004 | OP | Batteries | BA | IPP Non-CHP | 2 | 3 | 3 | 3 | 12 | 2024 | 12.4 | 1.6 | 3 | LIB |  |  |  | 2.5 | CS | Y |  |  |  |  | Y | PR | [8 empty] | N | [6 empty] | Y
66445 | NineDot Holdings, LLC | 67886 | Gunther | NY | Bronx | ND001 | OP | Batteries | BA | IPP Non-CHP | 2 | 1.5 | 1.5 | 1.5 | 9 | 2023 | 6.2 | 1.5 | 1.5 | NIB |  |  |  | 1.3 | CS | Y |  |  |  |  | Y | PR | [8 empty] | N | [6 empty] | Y
66445 | NineDot Holdings, LLC | 67886 | Gunther | NY | Bronx | ND002 | OP | Batteries | BA | IPP Non-CHP | 2 | 1.5 | 1.5 | 1.5 | 9 | 2023 | 6.2 | 1.5 | 1.5 | NIB |  |  |  | 1.3 | CS | Y |  |  |  |  | Y | PR | [8 empty] | N | [6 empty] | Y
58871 | Citizens Enterprises Corporation | 67899 | PNY BESS LLC | PA | Philadelphia | GEN5 | OP | Batteries | BA | IPP Non-CHP | 2 | 6.2 | 6.2 | 6.2 | 8 | 2021 | 6.2 | 6.2 | 6.2 | LIB |  |  |  | 6.4 | CS |  | PR |  |  |  |  | Y | [8 empty] | N | [6 empty] | N
4363 | Corn Belt Power Coop | 67948 | Hampton Substation Energy Storage | IA | Franklin | MP1 | OP | Batteries | BA | Electric Utility | 1 | 1.8 | 1.4 | 1.4 | 11 | 2022 | 9.1 | 1.4 | 1.4 | LIB |  |  |  | 1.4 | CS | [7 empty] | PR | [7 empty] | N | [6 empty] | N
66569 | Whetstone Power Operations LLC | 68058 | Prairie Center Energy LLC | CO | Adams | PCEBS | OP | Batteries | BA | IPP Non-CHP | 2 | 35.4 | 33.7 | 33.7 | 12 | 2024 | 235 | 35.4 | 35.4 | OTH |  |  |  | 26.5 | CS | [7 empty] | PR | [7 empty] | N | [6 empty] | Y
66574 | EDPRNA DG CA Livermore LLC | 68064 | CA- US Foods- Livermore | CA | Alameda | LBA | OP | Batteries | BA | IPP Non-CHP | 2 | 1.2 | 1.2 | 1.2 | 8 | 2024 | 2.1 | 0.6 | 0.6 | LIB |  |  |  | 1.2 | CS | Y |  | Y |  | Y | Y | PR |  |  |  | Y | Y |  |  |  | Y | 66574 | USFL |  |  |  |  | N
66580 | Old Frontier Solar III PV, LLC | 68069 | Old Frontier Solar III | MA | Franklin | 16502 | OP | Batteries | BA | IPP Non-CHP | 2 | 2 | 2 | 2 | 9 | 2022 | 2.2 | 2 | 2 | LIB |  |  |  | 0 | CT | [10 empty] | PR |  | Y |  |  | Y | 68609 | 16501 |  |  |  |  | N
5504 | Vistra Corp | 68147 | Coffeen Solar BESS | IL | Montgomery | 2 | OP | Batteries | BA | IPP Non-CHP | 2 | 2 | 2 | 2 | 12 | 2024 | 8 | 2 | 2 | LIB |  |  |  | 0.7 | CS | PR | [14 empty] | N | [6 empty] | N
5504 | Vistra Corp | 68148 | Baldwin Solar BESS | IL | Randolph | 2 | OP | Batteries | BA | IPP Non-CHP | 2 | 2 | 2 | 2 | 12 | 2024 | 8 | 2 | 2 | LIB |  |  |  | 0.7 | CS | PR | [14 empty] | N | [6 empty] | N
60520 | SoCore Energy LLC | 68266 | North Juvenile Detention Center Solar | CA | Tulare | BA1 | OP | Batteries | BA | IPP Non-CHP | 2 | 0.3 | 0.3 | 0.3 | 11 | 2019 | 0.5 | 0.3 | 0.3 | LIB |  |  |  | 0.3 | CS |  | Y | [5 empty] | PR | Y | [6 empty] | N | [6 empty] | Y
1167 | Baltimore Gas & Electric Co | 68335 | Fairhaven | MD | Anne Arundel | FAIRH | OP | Batteries | BA | Electric Utility | 1 | 2.5 | 0.7 | 0.7 | 9 | 2024 | 7.1 | 2.3 | 0.4 | LIB |  |  |  | 1.2 | CS |  | Y |  |  |  |  | PR | [8 empty] | N | [6 empty] | N
66866 | University of Massachusetts Amherst | 68493 | Central Heating Plant | MA | Hampshire | BAT1 | OP | Batteries | BA | Commercial CHP | 5 | 1.3 | 1.3 | 1.3 | 1 | 2019 | 1.3 | 1.3 | 1.3 | LIB |  |  |  | 1 | CS | PR | [5 empty] | Y | Y |  | Y | [5 empty] | N | [6 empty] | Y
66866 | University of Massachusetts Amherst | 68493 | Central Heating Plant | MA | Hampshire | BAT2 | OP | Batteries | BA | Commercial CHP | 5 | 2 | 2 | 2 | 1 | 2022 | 2 | 2 | 2 | LIB |  |  |  | 1 | CS | PR | [5 empty] | Y | Y |  | Y | [5 empty] | N | [6 empty] | Y
66922 | Pacifico Power | 68547 | Tipton 1 - (CA) | CA | Tulare | TIP1B | OP | Batteries | BA | IPP Non-CHP | 2 | 1 | 1 | 1 | 12 | 2024 | 3.9 | 1 | 1 | LIB |  |  |  | 0.5 | CS |  |  | PR | [7 empty] | Y | Y |  |  |  | Y | 68547 | TIP1B |  |  |  |  | N
66922 | Pacifico Power | 68548 | Tipton 2 - (CA) | CA | Tulare | TIP2B | OP | Batteries | BA | IPP Non-CHP | 2 | 0.7 | 0.7 | 0.7 | 12 | 2024 | 2.9 | 0.7 | 0.7 | LIB |  |  |  | 0.3 | CS |  |  | PR | [7 empty] | Y | Y |  |  |  | Y | 68548 | TIP2B |  |  |  |  | N
66953 | United Parcel Service | 68575 | Visalia Solar | CA | Tulare | UPSB1 | OP | Batteries | BA | Commercial Non-CHP | 4 | 1.1 | 1.1 | 1.1 | 6 | 2024 | 4.3 | 1.1 | 1.1 | LIB |  |  |  | 0.2 | CS | [6 empty] | Y |  |  | PR | Y | Y |  |  |  | Y | 68575 | UPSV1 |  |  |  |  | N
66970 | Macadamia Nut Road Solar Project 2019 | 68605 | Mauna Loa Macadamia Nut | HI | Hawaii | 3146B | OP | Batteries | BA | IPP Non-CHP | 2 | 0.5 | 0.5 | 0.5 | 12 | 2021 | 1.3 | 0.5 | 0.5 | LIB |  |  |  | 0.1 | CS | [6 empty] | Y | PR |  |  | Y | Y |  |  |  | Y | 68605 | 3146G |  |  |  |  | N
3522 | Chugach Electric Assn Inc | 68611 | International Battery Substation (IBSS) | AK | Anchorage | IBSS | OP | Batteries | BA | Electric Utility | 1 | 40 | 40 | 40 | 10 | 2024 | 80 | 40 | 40 | LIB |  |  |  | 40 | CS |  | PR |  | Y | [11 empty] | N | [6 empty] | N
60520 | SoCore Energy LLC | 68679 | Partridge Solar | MA | Berkshire | BA1 | OP | Batteries | BA | IPP Non-CHP | 2 | 3 | 3 | 3 | 9 | 2022 | 3 | 3 | 3 | LIB |  |  |  | 3 | CS |  | Y | [5 empty] | PR | Y | [6 empty] | N | [6 empty] | Y
60520 | SoCore Energy LLC | 68680 | Saddleback Solar | MA | Berkshire | BA1 | OP | Batteries | BA | IPP Non-CHP | 2 | 2.5 | 2.5 | 2.5 | 9 | 2022 | 2.5 | 2.5 | 2.5 | LIB |  |  |  | 2.5 | CS |  | Y | [5 empty] | PR | Y | [6 empty] | N | [6 empty] | Y
67035 | Prologis Logistics Services Incorporated BESS | 68683 | Crockett BESS | TX | Harris | HO241 | OP | Batteries | BA | IPP Non-CHP | 2 | 10 | 9.5 | 9.5 | 12 | 2024 | 24.8 | 10 | 10 | LIB |  |  |  | 3.3 | CS | PR | Y |  | Y | [11 empty] | N | [6 empty] | N
67035 | Prologis Logistics Services Incorporated BESS | 68684 | Century BESS | TX | Tarrant | DL805 | OP | Batteries | BA | IPP Non-CHP | 2 | 10 | 9.5 | 9.5 | 12 | 2024 | 24.8 | 10 | 10 | LIB |  |  |  | 3.3 | CS | PR | Y |  | Y |  |  |  |  | Y | [6 empty] | N | [6 empty] | N
67035 | Prologis Logistics Services Incorporated BESS | 68685 | Liggett Switch | TX | Tarrant | DL745 | OP | Batteries | BA | IPP Non-CHP | 2 | 10 | 9.7 | 9.7 | 12 | 2024 | 12.4 | 10 | 10 | LIB |  |  |  | 3.3 | CS | PR | Y |  | Y |  |  |  |  | Y | [6 empty] | N | [6 empty] | N
60520 | SoCore Energy LLC | 68742 | Skyline Solar | MA | Berkshire | BA1 | OP | Batteries | BA | IPP Non-CHP | 2 | 3 | 3 | 3 | 9 | 2022 | 3 | 3 | 3 | LIB |  |  |  | 3 | CS |  | Y | [5 empty] | PR | Y | [6 empty] | N | [6 empty] | Y
60520 | SoCore Energy LLC | 68743 | Adams Grove Solar | MA | Berkshire | BA1 | OP | Batteries | BA | IPP Non-CHP | 2 | 3.3 | 3.3 | 3.3 | 9 | 2022 | 3.3 | 3.3 | 3.3 | LIB |  |  |  | 3.3 | CS |  | Y | [5 empty] | PR | Y | [6 empty] | N | [6 empty] | Y
67061 | Sunrise on Wing Ln. LLC | 68773 | Apollo | MA | Bristol | 52B | OP | Batteries | BA | IPP Non-CHP | 2 | 1.3 | 1.3 | 1.3 | 9 | 2021 | 2.8 | 1.3 | 1.3 | LIB |  |  |  | 0.2 | CS | PR | Y |  |  | Y |  | Y | [5 empty] | Y |  |  | Y | 68773 | 52 |  |  |  |  | Y
64846 | Google, Inc. | 68816 | Google Bayhill Solar PV and Microgrid | CA | San Mateo | GBHBM | OP | Batteries | BA | IPP Non-CHP | 2 | 2.6 | 2.6 | 2.6 | 4 | 2024 | 5.3 | 2.5 | 2.2 | LIB |  |  |  | 0.8 | CS | Y | [5 empty] | Y |  |  | Y | PR |  | Y |  |  | Y | 68816 | GBHPV |  |  |  |  | N
67132 | Longhorn Storage LLC | 68878 | Longhorn Storage | TX | Eastland | LONGH | OP | Batteries | BA | IPP Non-CHP | 2 | 165 | 142.1 | 142.1 | 9 | 2024 | 165 | 150 | 150 | LIB |  |  |  | 68.7 | CS | Y | PR | Y | Y |  |  | Y |  | Y | [6 empty] | N | [6 empty] | N
67139 | Libra Storage LLC | 68895 | Libra Storage | TX | Guadalupe | LIBR | OP | Batteries | BA | IPP Non-CHP | 2 | 236.3 | 201.02 | 201.02 | 12 | 2023 | 236.3 | 200 | 200 | LIB |  |  |  | 124.2 | CS | Y | PR | Y | Y |  |  | Y |  | Y | [6 empty] | N | [6 empty] | N
67142 | Sun Valley Storage LLC | 68896 | Sun Valley Storage | TX | Hill | SUNVB | OP | Batteries | BA | IPP Non-CHP | 2 | 123.3 | 123.3 | 123.3 | 1 | 2024 | 123 | 100 | 100 | LIB |  |  |  | 70.2 | CS | Y | PR | Y | Y |  |  | Y |  | Y | [6 empty] | N | [6 empty] | N
65043 | Madison Energy Investments LLC | 69073 | 20 Bedford | MA | Plymouth | BA237 | OP | Batteries | BA | IPP Non-CHP | 2 | 1 | 1 | 1 | 12 | 2024 | 1 | 0.3 | 0.2 | LIB |  |  |  |  | CS | [10 empty] | PR |  | Y |  |  | Y | 69073 | SP237 |  |  |  |  | Y
65043 | Madison Energy Investments LLC | 69075 | 376 Nash | MA | Bristol | BA149 | OP | Batteries | BA | IPP Non-CHP | 2 | 0.5 | 0.5 | 0.5 | 12 | 2024 | 2 | 0.3 | 0.3 | LIB |  |  |  |  | CS | [10 empty] | PR |  | Y |  |  | Y | 69075 | SP149 |  |  |  |  | Y
65043 | Madison Energy Investments LLC | 69076 | 342 Circuit | MA | Plymouth | BA148 | OP | Batteries | BA | IPP Non-CHP | 2 | 1 | 1 | 1 | 9 | 2024 | 1.1 | 0.4 | 0.4 | LIB |  |  |  |  | CS | [10 empty] | PR |  | Y |  |  | Y | 69076 | SP148 |  |  |  |  | N

## Proposed
2024 Form EIA-860 Data - Schedule 3, 'Energy Storage Data' (Proposed Units Only)
Utility ID | Utility Name | Plant Code | Plant Name | State | County | Generator ID | Status | Technology | Prime Mover | Sector Name | Sector | Nameplate Capacity (MW) | Summer Capacity (MW) | Winter Capacity (MW) | Current Month | Current Year | Nameplate Energy Capacity (MWh) | Maximum Charge Rate (MW) | Maximum Discharge Rate (MW) | Storage Technology 1 | Storage Technology 2 | Storage Technology 3 | Storage Technology 4 | Nameplate Reactive Power Rating | Storage Enclosure Type | Arbitrage | Frequency Regulation | Load Following | Ramping / Spinning Reserve | Co-Located Renewable Firming | Transmission and Distribution Deferral | System Peak Shaving | Load Management | Voltage or Reactive Power Support | Backup Power | Excess Wind and Solar Generation | AC Coupled | DC Coupled | DC Tightly Coupled | Independent | Direct Support of Another Unit | Direct Support Plant ID 1 | Direct Support Gen ID 1 | Direct Support Plant ID 2 | Direct Support Gen ID 2 | Direct Support Plant ID 3 | Direct Support Gen ID 3 | Support T&D Asset
7140 | Georgia Power Co | 708 | Hammond | GA | Floyd | 5 | U | Batteries | BA | Electric Utility | 1 | 57.5 | 57.5 | 57.5 | 9 | 2026 | 260 | 57.5 | 57.5 | LIB |  |  |  | 18.9 | CS | PR | Y | Y | Y |  |  | Y |  | Y | [6 empty] | N | [6 empty] | N
10171 | Kentucky Utilities Co | 1355 | E W Brown | KY | Mercer | BESS | T | Batteries | BA | Electric Utility | 1 | 125 | 125 | 125 | 1 | 2027 | 500 | 100 | 125 | LIB |  |  |  | 92 | CS |  |  | PR | [12 empty] | N | [6 empty] | N
7570 | Great River Energy | 2038 | Cambridge CT Hybrid | MN | Isanti | BA1 | P | Batteries | BA | Electric Utility | 1 | 1.5 | 1.2 | 1.2 | 12 | 2025 | 150 | 0.5 | 1.5 | MAB |  |  |  | 1.5 | CS | PR | [14 empty] | N | [6 empty] | N
17833 | City Utilities of Springfield - (MO) | 2161 | James River Power Station | MO | Greene | BAT1 | P | Batteries | BA | Electric Utility | 1 | 31 | 31 | 31 | 1 | 2027 | 186 | 31 | 31 | OTH |  |  |  | 23.3 | CS | Y | [5 empty] | PR |  | Y | [6 empty] | N | [6 empty] | N
20856 | Wisconsin Power & Light Co | 4050 | Edgewater | WI | Sheboygan | BESS1 | T | Batteries | BA | Electric Utility | 1 | 99 | 99 | 99 | 6 | 2026 | 396 | 99 | 99 | LIB |  |  |  | 87.3 | CS | PR | [14 empty] | N | [6 empty] | Y
54803 | Dynegy Oakland, LLC | 6211 | Dynegy Oakland Power Plant | CA | Alameda | GEN4 | P | Batteries | BA | IPP Non-CHP | 2 | 43.3 | 43.3 | 43.3 | 5 | 2027 | 173.2 | 43.3 | 43.3 | LIB |  |  |  | 28.8 | CS | PR | [14 empty] | N | [6 empty] | N
10071 | Kauai Island Utility Cooperative | 6474 | Port Allen (HI) | HI | Kauai | BBA9 | L | Batteries | BA | Electric Utility | 1 | 6 | 6 | 6 | 3 | 2026 | 12 | 6 | 6 | LIB |  |  |  | 6 | CS |  | Y |  | Y | PR |  | Y |  | Y |  | Y | Y |  |  |  | Y | 58549 | 1 |  |  |  |  | N
18454 | Tampa Electric Co | 7873 | H L Culbreath Bayside Power Station | FL | Hillsborough | BESS1 | U | Batteries | BA | Electric Utility | 1 | 20 | 20 | 20 | 12 | 2025 | 40 | 20 | 20 | LIB |  |  |  | 10.5 | CS | Y | Y | Y | Y |  |  | PR |  |  |  | Y |  |  |  | Y | N | [6 empty] | Y
61950 | Terra-Gen Operating Co-Solar | 10444 | Lockhart Solar PV, LLC | CA | San Bernardino | LHC1 | U | Batteries | BA | IPP Non-CHP | 2 | 69 | 69 | 69 | 10 | 2025 | 69 | 69 | 69 | LIB |  |  |  | 1 | CS | PR | [14 empty] | N | [6 empty] | N
63599 | Pure Hedge LLC | 50736 | Pure Hedge LLC | CT | Windham | FSS13 | U | Batteries | BA | IPP Non-CHP | 2 | 20 | 20 | 20 | 10 | 2025 | 50 | 6.3 | 6.3 | NIB |  |  |  | 40 | CT | [9 empty] | PR | [5 empty] | N | [6 empty] | Y
59527 | CalPeak Power, LLC | 55510 | Border Hybrid Energy Center | CA | San Diego | HER | V | Batteries | BA | IPP Non-CHP | 2 | 54.1 | 52 | 52 | 7 | 2025 | 54.1 | 52 | 52 | LIB |  |  |  | 33.8 | CS | PR | Y | Y | Y |  |  |  |  | Y | [6 empty] | N | [6 empty] | N
50123 | Leeward Asset Management, LLC | 56446 | Buena Vista Energy LLC | CA | Contra Costa | BVBAT | P | Batteries | BA | IPP Non-CHP | 2 | 100 | 100 | 100 | 12 | 2026 | 400 | 100 | 100 | LIB |  |  |  | 100 | CS |  |  |  |  | PR | [5 empty] | Y |  | Y |  |  | Y | 56446 | 1 |  |  |  |  | N
10071 | Kauai Island Utility Cooperative | 58639 | KRS I Anahola Solar Hybrid | HI | Kauai | BESS8 | P | Batteries | BA | Electric Utility | 1 | 12 | 12 | 12 | 3 | 2026 | 24 | 12 | 12 | LIB |  |  |  | 12 | CS | Y | Y | Y | Y | Y |  |  |  | Y |  | PR | Y |  |  |  | N | [6 empty] | N
10071 | Kauai Island Utility Cooperative | 58640 | KRS II Koloa Solar | HI | Kauai | BESS7 | P | Batteries | BA | Electric Utility | 1 | 12 | 12 | 12 | 3 | 2026 | 24 | 12 | 12 | LIB |  |  |  | 12 | CS | Y | Y | Y | Y | Y |  |  |  | Y |  | PR | Y |  |  |  | N | [6 empty] | N
60796 | 91MC 8me LLC | 61167 | Aratina Solar Center 1B | CA | San Bernardino | BESS | U | Batteries | BA | IPP Non-CHP | 2 | 50 | 50 | 50 | 6 | 2026 | 200 | 50 | 50 | LIB |  |  |  | 65 | CS | PR | [10 empty] | Y |  |  |  | Y | 61167 | 91MC8 |  |  |  |  | Y
60798 | 69SV 8me LLC | 61169 | Eland Solar & Storage Center, Phase 2 Hy | CA | Kern | 61169 | V | Batteries | BA | IPP Non-CHP | 2 | 150 | 150 | 150 | 7 | 2025 | 600 | 150 | 150 | LIB |  |  |  | 100 | CS | [7 empty] | Y | Y |  | PR | Y |  |  |  | Y | 61169 | 60798 |  |  |  |  | Y
60799 | 33UI 8me LLC | 61170 | Gale 1 Solar | UT | Millard | 33UI9 | P | Batteries | BA | IPP Non-CHP | 2 | 150 | 150 | 150 | 12 | 2028 | 600 | 150 | 150 | LIB |  |  |  | 50 | CS |  | Y |  | Y | Y |  |  |  | Y |  | PR | Y |  |  |  | N | [6 empty] | N
60971 | NYC Energy LLC | 61331 | NISA Electric Generation Project | NY | Kings | BA1 | P | Batteries | BA | IPP Non-CHP | 2 | 79.9 | 79.9 | 79.9 | 6 | 2027 | 1200 | 300 | 300 | [5 empty] | CS | PR | [9 empty] | Y |  |  |  |  | Y | [6 empty] | Y
60971 | NYC Energy LLC | 61331 | NISA Electric Generation Project | NY | Kings | BA2 | P | Batteries | BA | IPP Non-CHP | 2 | 220.1 | 220.1 | 220.1 | 6 | 2027 | 1200 | 300 | 300 | [5 empty] | CS | PR | Y | [8 empty] | Y |  |  |  |  | Y | [6 empty] | Y
7140 | Georgia Power Co | 61648 | Robins Air Force Base Solar | GA | Bibb | 2 | U | Batteries | BA | Electric Utility | 1 | 128 | 128 | 128 | 3 | 2026 | 512 | 128 | 128 | LIB |  |  |  | 42.1 | CS | PR | Y | Y | Y |  |  | Y |  | Y | [6 empty] | N | [6 empty] | N
18454 | Tampa Electric Co | 61667 | Wimauma Solar and Battery Storage | FL | Hillsborough | BESS1 | TS | Batteries | BA | Electric Utility | 1 | 40 | 40 | 40 | 4 | 2025 | 80 | 40 | 40 | LIB |  |  |  | 13.1 | CS | Y | Y | Y | Y | Y |  | PR |  | Y |  | Y | Y |  |  |  | N | [6 empty] | N
56201 | Engie North America | 61803 | Sierra Energy Storage, LLC | CA | Tuolumne | 10003 | TS | Batteries | BA | IPP Non-CHP | 2 | 10 | 10 | 10 | 9 | 2025 | 40 | 10 | 10 | LIB |  |  |  | 3.2 | CS | Y | PR | [13 empty] | N | [6 empty] | N
61716 | Big Fork Solar | 62184 | Big Fork Solar | SC | Barnwell | 27 | T | Batteries | BA | IPP Non-CHP | 2 | 74.9 | 74.9 | 74.9 | 6 | 2026 | 299.6 | 74.9 | 74.9 | LIB |  |  |  | 87.9 | CS |  |  |  |  | Y |  | PR | [5 empty] | Y |  |  | Y | 61716 | 26 |  |  |  |  | N
61720 | Colleton Solar | 62188 | Colleton Solar | SC | Colleton | 31 | T | Batteries | BA | IPP Non-CHP | 2 | 74.9 | 74.9 | 74.9 | 6 | 2026 | 299.6 | 74.9 | 74.9 | LIB |  |  |  | 87.9 | CS |  |  |  |  | Y |  | PR | [5 empty] | Y |  |  | Y | 61720 | 30 |  |  |  |  | N
61722 | Crossroads Solar | 62190 | Crossroads Solar | SC | Barnwell | 33 | T | Batteries | BA | IPP Non-CHP | 2 | 50 | 50 | 50 | 6 | 2026 | 200 | 50 | 50 | LIB |  |  |  | 58.6 | CS |  |  |  |  | Y |  | PR | [5 empty] | Y |  |  | Y | 61722 | 32 |  |  |  |  | N
61807 | Quest Solar | 62299 | Quest Solar | SC | Allendale | 67 | T | Batteries | BA | IPP Non-CHP | 2 | 50 | 50 | 50 | 6 | 2026 | 200 | 50 | 50 | LIB |  |  |  | 58.6 | CS |  |  |  |  | Y |  | PR | [5 empty] | Y |  |  | Y | 61807 | 66 |  |  |  |  | N
7140 | Georgia Power Co | 62377 | Moody Air Force Base Solar | GA | Lowndes | 2 | U | Batteries | BA | Electric Utility | 1 | 49.5 | 49.5 | 49.5 | 3 | 2026 | 198 | 49.5 | 49.5 | LIB |  |  |  | 16.3 | CS | PR | Y | Y | Y |  |  | Y |  | Y | [6 empty] | N | [6 empty] | N
62023 | Skeleton Creek Energy Center | 62494 | Skeleton Creek Energy Center Hybrid | OK | Garfield | SCBAT | P | Batteries | BA | IPP Non-CHP | 2 | 252 | 252 | 252 | 12 | 2025 | 1008 | 252 | 252 | LIB |  |  |  | 82.8 | CS | Y |  |  |  | PR | [6 empty] | Y |  |  |  | Y | 62494 | SCSOL |  |  |  |  | N
62008 | Hale Kuawehi Solar LLC | 62529 | Hale Kuawehi Solar Hybrid | HI | Hawaii | HKBA | V | Batteries | BA | IPP Non-CHP | 2 | 30 | 30 | 30 | 3 | 2025 | 30 | 30 | 30 | LIB |  |  |  | 30 | CS |  |  | Y | [7 empty] | PR | Y |  |  |  | N | [6 empty] | N
62646 | Painter Energy Storage, LLC | 62729 | Painter Energy Storage | CA | Santa Barbara | PAIN1 | U | Batteries | BA | IPP Non-CHP | 2 | 10 | 10 | 10 | 8 | 2025 | 20 | 10 | 10 | LIB |  |  |  | 3 | BL | PR | Y |  | Y |  |  |  |  | Y | [6 empty] | N | [6 empty] | N
62733 | Cranberry Point Energy Storage LLC | 62844 | Cranberry Point Energy Storage | MA | Plymouth | NA | U | Batteries | BA | IPP Non-CHP | 2 | 150 | 150 | 150 | 5 | 2025 | 300 | 150 | 150 | LIB |  |  |  | 82.9 | CS | PR | [14 empty] | N | [6 empty] | N
62760 | EDPR CA Solar Park VI LLC | 62892 | EDPR CA Solar Park VI LLC (CA) Hybrid | CA | Fresno | SONR2 | T | Batteries | BA | IPP Non-CHP | 2 | 40 | 40 | 40 | 10 | 2026 | 40 | 40 | 60 | LIB |  |  |  | 240 | CS | PR | [10 empty] | Y |  |  |  | Y | 62760 | SONRI |  |  |  |  | N
62910 | 300MS 8me LLC | 63113 | Southern Bighorn Solar Hybrid | NV | Clark | BESS | P | Batteries | BA | IPP Non-CHP | 2 | 300 | 300 | 300 | 5 | 2028 | 1200 | 300 | 300 | LIB |  |  |  | 300 | CS | PR | Y |  |  | Y | [5 empty] | Y | Y |  |  |  | Y | 63113 | SBS |  |  |  |  | N
62936 | TREX US Red Holly LLC | 63202 | TREX US Red Holly | TX | Lynn | 701-S | L | Batteries | BA | IPP Non-CHP | 2 | 50 | 50 | 50 | 7 | 2027 | 200 | 100 | 100 | LIB |  |  |  | 53.5 | CS | Y | Y |  | Y | PR |  | Y |  | Y |  | Y | Y |  |  |  | Y | 63202 | 701 |  |  |  |  | N
63243 | Solar Carver 3, LLC | 63506 | Solar Carver 3 Hybrid | MA | Plymouth | BCRV3 | V | Batteries | BA | IPP Non-CHP | 2 | 1 | 1 | 1 | 9 | 2025 | 2 | 2.1 | 2.1 | LIB |  |  |  | 2 | CS | Y | [9 empty] | PR |  | Y |  |  | Y | 63506 | 63243 |  |  |  |  | N
63257 | Solar Carver 1, LLC | 63541 | Solar Carver 1 Hybrid | MA | Plymouth | BCRV1 | V | Batteries | BA | IPP Non-CHP | 2 | 2 | 2 | 2 | 9 | 2025 | 1.9 | 4.5 | 4.5 | LIB |  |  |  | 1.9 | CS | PR | Y | [8 empty] | Y |  | Y |  |  | Y | 63541 | 63257 |  |  |  |  | Y
63289 | Key Capture Energy | 63584 | NY2 Battery | NY | Orange | NY2 | L | Batteries | BA | IPP Non-CHP | 2 | 151.5 | 151.5 | 151.5 | 3 | 2028 | 303 | 151.5 | 151.5 | LIB |  |  |  | 151.5 | CS | Y | PR |  | Y |  |  |  |  | Y | [6 empty] | N | [6 empty] | N
63416 | Ho'Ohana Solar 1 LLC | 63723 | Ho'Ohana Solar 1 | HI | Honolulu | HESS1 | TS | Batteries | BA | IPP Non-CHP | 2 | 52 | 52 | 52 | 7 | 2025 | 208 | 52 | 52 | LIB |  |  |  | 17 | CS |  | Y |  |  | Y |  | Y |  | PR |  | Y | Y |  |  |  | Y | 63723 | H0001 |  |  |  |  | N
61222 | 174 Power Global Corp. | 63798 | Atlas | AZ | La Paz | ATLB1 | P | Batteries | BA | IPP Non-CHP | 2 | 300 | 300 | 300 | 12 | 2025
63520 | 326FW 8me LLC | 63841 | Arida Solar (Hybrid) | NV | Clark | BESS | P | Batteries | BA | IPP Non-CHP | 2 | 370 | 370 | 370 | 6 | 2028 | 1480 | 370 | 370 | LIB |  |  |  | 95 | CS | PR | [11 empty] | Y |  |  | N | [6 empty] | N
63527 | Westlands Cherry, LLC | 63850 | Cherry | CA | Kings | BESS1 | T | Batteries | BA | IPP Non-CHP | 2 | 40 | 40 | 40 | 12 | 2025 | 160 | 40 | 40 | LIB |  |  |  | 13.8 | CS | Y | PR |  | Y |  |  |  | Y | Y |  |  | Y |  |  |  | N | 63850 | BESS1 |  |  |  |  | N
63527 | Westlands Cherry, LLC | 63850 | Cherry | CA | Kings | BESS2 | T | Batteries | BA | IPP Non-CHP | 2 | 110 | 110 | 110 | 7 | 2026 | 440 | 110 | 110 | LIB |  |  |  |  | CS | Y | PR |  | Y |  |  |  | Y | Y |  |  | Y |  |  |  | N | 63850 | BESS2 |  |  |  |  | N
56215 | Big Sky Wind, LLC | 64202 | Big Star Solar, LLC (Hybrid) | TX | Bastrop | BGSTB | V | Batteries | BA | IPP Non-CHP | 2 | 80 | 80 | 80 | 9 | 2025 | 120 | 80 | 80 | LIB |  |  |  | 3.3 | CS |  | PR | [9 empty] | Y |  |  |  | N | [6 empty] | Y
63807 | 302PN 8me LLC | 64208 | Red Antelope Solar & Energy Storage Farm | AZ | Coconino | 30PNB | P | Batteries | BA | IPP Non-CHP | 2 | 300 | 300 | 300 | 5 | 2028 | 1200 | 300 | 300 | LIB |  |  |  | 147.1 | CS | PR | Y |  |  | Y | [5 empty] | Y | Y |  |  |  | N | [6 empty] | Y
63806 | 26SB 8me LLC | 64209 | Bellefield 2 Solar & Energy Storage Farm | CA | Kern | 26SBB | P | Batteries | BA | IPP Non-CHP | 2 | 500 | 500 | 500 | 11 | 2026 | 2000 | 500 | 500 | LIB |  |  |  | 240 | CS |  | Y |  |  | PR |  |  | Y | Y |  | Y | Y |  |  |  | Y | 64209 | 26SBA |  |  |  |  | Y
63805 | 50LW 8me LLC | 64210 | Bellefield Solar and Energy Storage Farm | CA | Kern | 50LWB | P | Batteries | BA | IPP Non-CHP | 2 | 500 | 500 | 500 | 9 | 2025 | 2000 | 500 | 500 | LIB |  |  |  | 230 | CS |  | Y |  |  | PR |  |  | Y | Y |  | Y | Y |  |  |  | Y | 64210 | 50LWA |  |  |  |  | Y
63825 | 45MG 8me LLC | 64215 | Aratina Solar Center 2 | CA | Kern | 45MGB | T | Batteries | BA | IPP Non-CHP | 2 | 200 | 200 | 200 | 7 | 2026 | 800 | 200 | 200 | LIB |  |  |  | 65 | CS | PR | [9 empty] | Y |  | Y |  |  | Y | 64215 | 45MGA |  |  |  |  | N
63826 | 201LC 8me LLC | 64216 | Rockmont Solar and Storage Project | NM | San Juan | 309SJ | P | Batteries | BA | IPP Non-CHP | 2 | 30 | 30 | 30 | 12 | 2027 | 120 | 30 | 30 | LIB |  |  |  | 15.7 | CS | PR | Y |  |  | Y | [6 empty] | Y |  |  |  | N | [6 empty] | Y
63838 | Hecate Grid Swiftsure LLC | 64235 | Swiftsure | NY | Richmond | SWFTS | P | Batteries | BA | IPP Non-CHP | 2 | 121 | 121 | 121 | 11 | 2030 | 121 | 30.3 | 30.3 | LIB |  |  |  | 127 | CS | Y | Y |  |  |  |  | PR | [8 empty] | N | [6 empty] | N
63839 | Hecate Grid Clermont 1 LLC | 64236 | Clermont | NY | Nassau | CLRMT | P | Batteries | BA | IPP Non-CHP | 2 | 100 | 100 | 100 | 12 | 2026 | 400 | 100 | 100 | LIB |  |  |  | 1 | CS | PR | Y | [13 empty] | N | [6 empty] | N
18642 | Tennessee Valley Authority | 64255 | Vonore Battery Energy Storage System | TN | Monroe | VBESS | U | Batteries | BA | Electric Utility | 1 | 20 | 20 | 20 | 12 | 2025 | 40 | 10 | 10 | LIB |  |  |  | 1 | CS |  | Y |  |  |  | Y | PR | [8 empty] | N | [6 empty] | N
64077 | JVR Energy Park LLC | 64428 | JVR Energy Park LLC | CA | San Diego | JVR1B | P | Batteries | BA | IPP Non-CHP | 2 | 70 | 70 | 70 | 8 | 2026 | 70 | 63 | 22 | FLB |  |  |  | 95 | CS | Y | [9 empty] | PR | Y |  |  |  | Y | 64428 | JVR1A |  |  |  |  | N
58764 | Origis Energy USA, Inc | 64529 | Golden Triangle | MS | Lowndes | MS5_S | V | Batteries | BA | IPP Non-CHP | 2 | 50 | 50 | 50 | 1 | 2025 | 200 | 50 | 50 | LIB |  |  |  | 37.5 | CS | PR | [14 empty] | N | [6 empty] | N
56201 | Engie North America | 64531 | Noosa Energy Storage LLC | CA | San Joaquin | KOV4A | U | Batteries | BA | IPP Non-CHP | 2 | 99 | 99 | 99 | 3 | 2026 | 500 | 99 | 99 | LIB |  |  |  | 32.5 | CS | Y | PR | [13 empty] | N | [6 empty] | N
64230 | Sanford ESS, LLC | 64615 | Sanford ESS, LLC | ME | York | 1 | T | Batteries | BA | IPP Non-CHP | 2 | 5 | 5 | 5 | 12 | 2026 | 10 | 4.9 | 4.9 | LIB |  |  |  | 4.9 | CS | Y | PR | [13 empty] | N | [6 empty] | N
64233 | South Portland ESS, LLC | 64616 | South Portland ESS, LLC | ME | Cumberland | 1 | T | Batteries | BA | IPP Non-CHP | 2 | 10 | 10 | 10 | 12 | 2026 | 20 | 10 | 10 | LIB |  |  |  | 10 | CS | Y | PR | [13 empty] | N | [6 empty] | N
64246 | 99MT 8me, LLC | 64632 | Sienna Solar Farm | CA | San Bernardino | 99MTB | P | Batteries | BA | IPP Non-CHP | 2 | 200 | 200 | 200 | 12 | 2028 | 800 | 200 | 200 | LIB | FLB |  |  | 200 | CS |  | Y |  |  | Y |  |  |  | Y |  | PR |  | Y |  |  | Y | 64246 | 99MTB |  |  |  |  | Y
64904 | AES Clean Energy | 64633 | Rexford Solar Farm | CA | Tulare | 20SDB | V | Batteries | BA | IPP Non-CHP | 2 | 240 | 240 | 240 | 2 | 2025 | 960 | 240 | 240 | LIB |  |  |  | 197.2 | CS |  | Y |  |  |  |  | PR |  |  |  |  | Y |  |  |  | Y | 64633 | 20SD8 |  |  |  |  | Y
64245 | 90FI 8me, LLC | 64634 | Kingsley Solar Farm | CA | Imperial | 90FIB | P | Batteries | BA | IPP Non-CHP | 2 | 74 | 74 | 74 | 12 | 2027 | 296 | 74 | 74 | LIB | FLB |  |  | 148 | CS |  | Y | [6 empty] | Y |  | PR |  | Y |  |  | Y | 64245 | 90FIB |  |  |  |  | Y
64244 | Big Rock ESS Assets, LLC | 64636 | Big Rock Solar Farm | CA | Imperial | 92JTB | V | Batteries | BA | IPP Non-CHP | 2 | 200 | 200 | 200 | 5 | 2025 | 200 | 200 | 200 | LIB |  |  |  | 241 | CS | PR | [14 empty] | N | [6 empty] | N
61514 | Agilitas Energy, Inc. | 64758 | Manorville II | NY | Suffolk | MANB | L | Batteries | BA | IPP Non-CHP | 2 | 0.8 | 0.8 | 0.8 | 12 | 2026 | 2.9 | 0.7 | 0.7 | LIB |  |  |  | 0.7 | CS | PR | [9 empty] | Y |  |  |  |  | N | [6 empty] | N
61514 | Agilitas Energy, Inc. | 64761 | Patchogue ESS | NY | Suffolk | PAT | L | Batteries | BA | IPP Non-CHP | 2 | 2 | 2 | 2 | 8 | 2025 | 11.9 | 2 | 2 | LIB |  |  |  | 2 | CS | PR | [14 empty] | N | [6 empty] | N
64355 | Solariant Capital, LLC | 64849 | Wildcat Solar Power Plant LLC | NM | McKinley | ATMWS | P | Batteries | BA | IPP Non-CHP | 2 | 50 | 50 | 50 | 12 | 2027 | 200 | 50 | 50 | LIB |  |  |  | 16.4 | CS | PR |  |  |  | Y |  |  |  | Y |  |  | Y |  |  |  | Y | 64849 | WILDC |  |  |  |  | N
64370 | IP Radian, LLC | 64859 | IP Radian, LLC | TX | Brown | RADBA | V | Batteries | BA | IPP Non-CHP | 2 | 160 | 160 | 160 | 8 | 2025 | 320 | 160 | 160 | LIB |  |  |  | 99 | CS | PR | Y | [13 empty] | N | [6 empty] | N
50123 | Leeward Asset Management, LLC | 64864 | Chaparral Springs | CA | Kern | CHAPB | V | Batteries | BA | IPP Non-CHP | 2 | 52 | 52 | 52 | 4 | 2025 | 208 | 52 | 52 | LIB |  |  |  | 52 | CS |  |  |  |  | PR | [5 empty] | Y |  |  | Y |  | Y | 64864 | CHAPS |  |  |  |  | N
50123 | Leeward Asset Management, LLC | 64864 | Chaparral Springs | CA | Kern | WS3BA | V | Batteries | BA | IPP Non-CHP | 2 | 36 | 36 | 36 | 4 | 2025 | 144 | 36 | 36 | LIB |  |  |  | 36 | CS |  |  |  |  | PR | [5 empty] | Y |  |  | Y |  | Y | 64864 | GEN01 |  |  |  |  | N
65265 | Repsol Renewables NA | 64911 | South Ripley Solar | NY | Chautauqua | CSRB1 | L | Batteries | BA | IPP Non-CHP | 2 | 20 | 20 | 20 | 12 | 2027 | 80 | 20 | 20 | LIB |  |  |  | 8.5 | CS | Y |  |  |  | Y | [5 empty] | PR | Y |  |  |  | Y | 64911 | CSRS1 |  |  |  |  | N
20856 | Wisconsin Power & Light Co | 65007 | Grant County | WI | Grant | BESS1 | T | Batteries | BA | Electric Utility | 1 | 100 | 100 | 100 | 9 | 2025 | 400 | 100 | 100 | ECC |  |  |  | 79.9 | OT | PR | [14 empty] | N | [6 empty] | N
20856 | Wisconsin Power & Light Co | 65011 | Wood County | WI | Wood | BESS1 | T | Batteries | BA | Electric Utility | 1 | 75 | 75 | 75 | 10 | 2025 | 300 | 75 | 75 | ECC |  |  |  | 59.9 | OT | PR | [14 empty] | N | [6 empty] | Y
5248 | Dominion Energy Inc. | 65043 | Dulles Solar and Storage | VA | Loudoun | DUST | L | Batteries | BA | Electric Utility | 1 | 50 | 50 | 50 | 12 | 2026 | 200 | 50 | 50 | LIB |  |  |  | 2.5 | CS | [10 empty] | PR |  |  |  | Y | N | 65043 | DUSO |  |  |  |  | N
64514 | Royalston Solar One, LLC | 65136 | Royalston Solar One | MA | Worcester | VCPS1 | P | Batteries | BA | IPP Non-CHP | 2 | 2.5 | 2.5 | 2.5 | 6 | 2027 | 5 | 2.5 | 2.5 | LIB |  |  |  | 2.5 | CS | Y | Y | [6 empty] | Y |  | PR | Y |  |  |  | N | [6 empty] | Y
61222 | 174 Power Global Corp. | 65141 | Boulder Solar III LLC | NV | Clark | BS3ES | P | Batteries | BA | IPP Non-CHP | 2 | 127.9 | 127.9 | 127.9 | 12 | 2025 | 511.4 | 127.9 | 127.9 | LIB |  |  |  | 42 | CS | [7 empty] | Y |  |  | PR | Y |  |  |  | Y | 65141 | BS301 |  |  |  |  | N
64519 | Deer Wood Storage, LLC | 65145 | Deer Wood Storage, LLC | VA | Buckingham | ENX12 | P | Batteries | BA | IPP Non-CHP | 2 | 30 | 30 | 30 | 11 | 2026 | 120 | 30 | 30 | LIB |  |  |  | 30 | CS | Y | [5 empty] | PR | [8 empty] | N | [6 empty] | Y
61514 | Agilitas Energy, Inc. | 65239 | AE-ESS NWS 1, LLC | NY | Queens | NWS | U | Batteries | BA | IPP Non-CHP | 2 | 5 | 4.9 | 4.9 | 6 | 2025 | 24.6 | 4.8 | 4.8 | LIB |  |  |  | 4.8 | CS | Y | [5 empty] | PR | [8 empty] | N | [6 empty] | Y
64674 | Noria Hondo Solar LLC | 65344 | Noria Hondo Solar (Hybrid) | TX | Kleberg | 66149 | L | Batteries | BA | IPP Non-CHP | 2 | 75 | 75 | 75 | 10 | 2026 | 75 | 75 | 75 | LIB |  |  |  | 56 | CS | PR | Y | [8 empty] | Y | Y |  |  |  | Y | 65344 | 66148 |  |  |  |  | N
64684 | Mulligan Solar | 65349 | Mulligan Solar, LLC | IL | Logan | MLGA2 | L | Batteries | BA | IPP Non-CHP | 2 | 40 | 40 | 40 | 2 | 2027 | 160 | 40 | 40 | LIB |  |  |  | 13.1 | CS | PR | Y |  | Y | [7 empty] | Y |  |  |  | N | 65349 | MLGA2 |  |  |  |  | Y
64738 | Hummingbird Energy Storage, LLC | 65395 | Hummingbird Energy Storage LLC | CA | Santa Clara | HUMB1 | V | Batteries | BA | IPP Non-CHP | 2 | 75 | 75 | 75 | 9 | 2025 | 75 | 75 | 75 | LIB |  |  |  | 36.3 | CS | PR | [14 empty] | N | [6 empty] | N
64739 | Black Walnut Energy Storage LLC | 65396 | Black Walnut Energy Storage LLC | CA | Ventura | BW1 | U | Batteries | BA | IPP Non-CHP | 2 | 15 | 15 | 15 | 11 | 2025 | 15 | 15 | 15 | LIB |  |  |  | 7.3 | CS | PR | [14 empty] | N | [6 empty] | N
64741 | Homestead Energy Storage, LLC | 65398 | Homestead Energy Storage LLC | CA | Los Angeles | HMSD1 | T | Batteries | BA | IPP Non-CHP | 2 | 14 | 14 | 14 | 6 | 2026 | 15 | 15 | 15 | LIB |  |  |  | 7.3 | CS | PR | [14 empty] | N | [6 empty] | N
5504 | Vistra Corp | 65401 | Newton Solar BESS LLC | IL | Jasper | BA | P | Batteries | BA | IPP Non-CHP | 2 | 2 | 2 | 2 | 3 | 2026 | 8 | 2 | 2 | LIB |  |  |  | 0.7 | CS | PR | [14 empty] | N | [6 empty] | N
64736 | Beartooth Energy Storage, LLC | 65407 | Beartooth Energy Storage LLC | MT | Yellowstone | BEAR1 | L | Batteries | BA | IPP Non-CHP | 2 | 50 | 50 | 50 | 12 | 2027 | 50 | 25 | 25 | LIB |  |  |  | 2 | CS | PR | Y | [13 empty] | N | [6 empty] | N
50123 | Leeward Asset Management, LLC | 65445 | Ridgely Energy Farm | TN | Lake | RBESS | V | Batteries | BA | IPP Non-CHP | 2 | 50 | 50 | 50 | 8 | 2025 | 80 | 20 | 20 | LIB |  |  |  | 20 | CS |  |  |  |  | PR | [5 empty] | Y |  |  |  | Y | Y | 65445 | RIGPV |  |  |  |  | N
17609 | Southern California Edison Co | 65458 | Anode (Springville) BESS | CA | Tulare | ANOD1 | V | Batteries | BA | Electric Utility | 1 | 112.5 | 112.5 | 112.5 | 10 | 2025 | 450 | 112.5 | 112.5 | LIB |  |  |  | 37 | CS | [6 empty] | PR |  | Y | [6 empty] | N | [6 empty] | Y
17609 | Southern California Edison Co | 65458 | Anode (Springville) BESS | CA | Tulare | ANOD2 | V | Batteries | BA | Electric Utility | 1 | 112.5 | 112.5 | 112.5 | 10 | 2025 | 450 | 112.5 | 112.5 | LIB |  |  |  | 37 | CS | [6 empty] | PR |  | Y | [6 empty] | N | [6 empty] | Y
56201 | Engie North America | 65588 | Antlia | TX | Val Verde | ANTLA | U | Batteries | BA | IPP Non-CHP | 2 | 70 | 70 | 70 | 8 | 2025 | 140 | 70 | 70 | LIB |  |  |  | 43.7 | CS | Y | PR | [13 empty] | N | [6 empty] | N
56201 | Engie North America | 65589 | Carina | TX | Nueces | CARNA | U | Batteries | BA | IPP Non-CHP | 2 | 150 | 150 | 150 | 8 | 2025 | 300 | 150 | 150 | LIB |  |  |  | 69.1 | CS | Y | PR | [13 empty] | N | [6 empty] | N
56201 | Engie North America | 65590 | Octans | TX | Pecos | OCTNS | U | Batteries | BA | IPP Non-CHP | 2 | 125 | 125 | 125 | 12 | 2028 | 125 | 125 | 125 | LIB |  |  |  | 41 | CS | Y | PR | [13 empty] | N | [6 empty] | N
50123 | Leeward Asset Management, LLC | 65591 | AVEP BESS | CA | Kern | AVEPB | V | Batteries | BA | IPP Non-CHP | 2 | 126 | 126 | 126 | 4 | 2025 | 504 | 126 | 126 | LIB |  |  |  | 126 | CS |  | Y |  | PR |  |  |  | Y | [7 empty] | N | [6 empty] | N
64937 | Hecate Energy Desert Storage 1 LLC | 65635 | Hecate Energy Desert Storage 1 LLC | CA | Riverside | HEDS1 | TS | Batteries | BA | IPP Non-CHP | 2 | 10 | 10 | 10 | 5 | 2025 | 20 | 10 | 10 | LIB |  |  |  | 3 | CS | PR | Y | [13 empty] | N | [6 empty] | N
64927 | IP Lumina II, LLC | 65644 | Lumina II Solar Project | TX | Scurry | LU2BA | V | Batteries | BA | IPP Non-CHP | 2 | 160 | 160 | 160 | 8 | 2025 | 320 | 160 | 160 | LIB |  |  |  | 99 | CS | PR | Y | [13 empty] | N | [6 empty] | N
64924 | IP Lumina, LLC | 65645 | Lumina Solar Project | TX | Scurry | LU1BA | TS | Batteries | BA | IPP Non-CHP | 2 | 160 | 160 | 160 | 8 | 2025 | 320 | 160 | 160 | LIB |  |  |  | 99 | CS | PR | Y | [13 empty] | N | [6 empty] | N
64934 | Chiquito Grid, LLC | 65655 | Chiquito Grid, LLC | CA | Riverside | HECHQ | L | Batteries | BA | IPP Non-CHP | 2 | 80 | 80 | 80 | 9 | 2025 | 320 | 80 | 80 | LIB |  |  |  | 1 | CS | PR | Y | [13 empty] | N | [6 empty] | N
64935 | Ortega Grid, LLC | 65656 | Ortega Grid, LLC | CA | Riverside | HEORG | V | Batteries | BA | IPP Non-CHP | 2 | 20 | 20 | 20 | 6 | 2025 | 40 | 20 | 20 | LIB |  |  |  | 6 | CS | PR | Y | [13 empty] | N | [6 empty] | N
64936 | San Jacinto Grid, LLC | 65657 | San Jacinto Grid, LLC | CA | Riverside | HESJG | TS | Batteries | BA | IPP Non-CHP | 2 | 65 | 65 | 65 | 9 | 2025 | 40 | 20 | 20 | LIB |  |  |  | 19.5 | CS | PR | Y | [13 empty] | N | [6 empty] | N
64947 | EDPR CA Solar Park II LLC | 65664 | Sandrini Solar 100 | CA | Kern | GENBA | V | Batteries | BA | IPP Non-CHP | 2 | 95.4 | 95.4 | 95.4 | 7 | 2025 | 368 | 92 | 92 | LIB |  |  |  | 30 | CS | Y | Y | Y | Y | Y | Y | Y | Y | Y | Y | PR | Y |  |  |  | Y | 64947 | GEN02 |  |  |  |  | N
64970 | Hecate Grid Humidor Storage 1 LLC | 65703 | Humidor Storage I | CA | Los Angeles | HEHUM | L | Batteries | BA | IPP Non-CHP | 2 | 300 | 300 | 300 | 9 | 2029 | 1200 | 300 | 300 | LIB |  |  |  | 1 | CS | PR | Y | [13 empty] | N | [6 empty] | N
64978 | Hecate Grid Carris Storage 1 LLC | 65733 | Carris Storage I | CA | Riverside | HECAR | TS | Batteries | BA | IPP Non-CHP | 2 | 10 | 10 | 10 | 5 | 2025 | 20 | 10 | 10 | LIB |  |  |  | 3 | CS | PR | Y | [13 empty] | N | [6 empty] | N
63289 | Key Capture Energy | 65788 | TX 14 Venus Mill Storage | TX | Ellis | TX14 | P | Batteries | BA | IPP Non-CHP | 2 | 100 | 100 | 100 | 12 | 2028 | 200 | 100 | 100 | LIB |  |  |  | 100 | CS |  | PR | [6 empty] | Y | [6 empty] | N | [6 empty] | N
65072 | Sacramento Valley Energy Center, LLC | 65808 | Sacramento Valley Energy Center, LLC | CA | Sacramento | BSVEC | L | Batteries | BA | IPP Non-CHP | 2 | 100 | 100 | 100 | 12 | 2026 |  |  |  | LIB |  |  |  | 32.9 | CS | PR | [14 empty] | N | [6 empty] | N
50123 | Leeward Asset Management, LLC | 65821 | Honey Creek Solar | IN | White | HNYBA | P | Batteries | BA | IPP Non-CHP | 2 | 20 | 20 | 20 | 12 | 2027 | 80 | 20 | 20 | LIB |  |  |  | 80 | CS |  |  |  |  | PR | [5 empty] | Y |  |  |  | Y | Y | 65821 | HNYSR |  |  |  |  | N
50123 | Leeward Asset Management, LLC | 65823 | Parowan Solar | UT | Iron | PARB | P | Batteries | BA | IPP Non-CHP | 2 | 58 | 58 | 58 | 1 | 2027 | 232 | 58 | 58 | LIB |  |  |  |  | CS |  |  |  |  | PR | [5 empty] | Y |  |  |  | Y | Y | 65823 | PARS0 |  |  |  |  | N
67189 | Clear Fork | 65842 | Clear Fork Creek Solar and BESS SLF | TX | Wilson | CFCBS | L | Batteries | BA | IPP Non-CHP | 2 | 600 | 600 | 600 | 12 | 2026 | 600 | 600 | 600 | LIB |  |  |  | 600 | BL |  |  | PR | [7 empty] | Y | Y |  |  |  | Y | 1 | CFCPV |  |  |  |  | N
65084 | Eldora Energy LLC | 65847 | Eldora Energy LLC | TX | Matagorda | ELDBS | P | Batteries | BA | IPP Non-CHP | 2 | 200 | 200 | 200 | 8 | 2027 | 400 | 200 | 200 | LIB |  |  |  | 200 | CS | PR | Y | [9 empty] | Y |  |  |  | Y | 65084 | ELDPV |  |  |  |  | N
65081 | Oriana Solar LLC | 65849 | Oriana Solar LLC | TX | Victoria | ORIBS | P | Batteries | BA | IPP Non-CHP | 2 | 61 | 61 | 61 | 1 | 2026 | 120 | 60 | 60 | LIB |  |  |  | 3 | CS | PR | Y | [8 empty] | Y | Y |  |  |  | Y | 65849 | ORIPV |  |  |  |  | Y
65080 | Elio Energy LLC | 65850 | Elio Energy LLC | TX | Brazoria | ELIBS | P | Batteries | BA | IPP Non-CHP | 2 | 300 | 300 | 300 | 12 | 2026 | 600 | 300 | 300 | LIB |  |  |  | 300 | CS | PR | Y |  | Y |  |  |  |  | Y | [6 empty] | N | [6 empty] | N
65079 | Solar Proponent LLC | 65851 | Hollow Branch Creek 2 Solar and BESS SLF | TX | Madison | HB2BS | L | Batteries | BA | IPP Non-CHP | 2 | 460 | 460 | 460 | 8 | 2027 | 460 | 460 | 460 | LIB |  |  |  | 460 | BL | [8 empty] | Y |  | PR | Y |  |  |  | Y | 1 | HB2PV |  |  |  |  | N
65079 | Solar Proponent LLC | 65852 | Lunis Creek Solar and BESS SLF | TX | Jackson | LUNBS | L | Batteries | BA | IPP Non-CHP | 2 | 621.4 | 621.4 | 621.4 | 10 | 2026 | 621.4 | 621.4 | 621.4 | LIB |  |  |  | 621.4 | BL | [8 empty] | Y |  | PR | Y |  |  |  | Y | 1 | LUNPV |  |  |  |  | N
65079 | Solar Proponent LLC | 65853 | Middlebrook Creek Solar and BESS | TX | Nacogdoches | MIDBS | L | Batteries | BA | IPP Non-CHP | 2 | 302.9 | 302.9 | 302.9 | 4 | 2027 | 302.9 | 302.9 | 302.9 | LIB |  |  |  | 302.9 | BL | [8 empty] | Y |  | PR | Y |  |  |  | Y | 1 | MIDPV |  |  |  |  | N
65079 | Solar Proponent LLC | 65854 | Rowdy Creek Solar and BESS | TX | Lamar | RDYBS | L | Batteries | BA | IPP Non-CHP | 2 | 350 | 350 | 350 | 5 | 2027 | 350 | 350 | 350 | LIB |  |  |  | 350 | BL | [8 empty] | Y |  | PR | Y |  |  |  | Y | 1 | RDYPV |  |  |  |  | N
65079 | Solar Proponent LLC | 65855 | Tehuacana Creek 1 Solar and BESS | TX | Navarro | TE1BS | L | Batteries | BA | IPP Non-CHP | 2 | 418 | 418 | 418 | 12 | 2026 | 418 | 418 | 418 | LIB |  |  |  | 418 | BL | [8 empty] | Y |  | PR | Y |  |  |  | Y | 1 | TE1PV |  |  |  |  | N
56201 | Engie North America | 65860 | Avila | TX | Pecos | AVILA | U | Batteries | BA | IPP Non-CHP | 2 | 160 | 160 | 160 | 8 | 2025 | 320 | 160 | 160 | LIB |  |  |  | 53.5 | CS | Y | PR | [13 empty] | N | [6 empty] | N
56201 | Engie North America | 65861 | Cachi | TX | Guadalupe | CACHI | U | Batteries | BA | IPP Non-CHP | 2 | 200 | 200 | 200 | 8 | 2025 | 400 | 200 | 200 | LIB |  |  |  | 66.2 | CS | Y | PR | [13 empty] | N | [6 empty] | N
56201 | Engie North America | 65870 | Castor | TX | Brazoria | CASTR | U | Batteries | BA | IPP Non-CHP | 2 | 200 | 200 | 200 | 11 | 2025 | 400 | 200 | 200 | LIB |  |  |  | 66.2 | CS | Y | PR | [13 empty] | N | [6 empty] | N
56201 | Engie North America | 65876 | Desna | TX | Brazoria | DESNA | U | Batteries | BA | IPP Non-CHP | 2 | 200 | 200 | 200 | 12 | 2025 | 400 | 200 | 200 | LIB |  |  |  | 66.2 | CS | Y | PR | [13 empty] | N | [6 empty] | N
56201 | Engie North America | 65880 | Zeya | TX | Galveston | ZEYA | U | Batteries | BA | IPP Non-CHP | 2 | 250 | 250 | 250 | 1 | 2026 | 500 | 250 | 250 | LIB |  |  |  | 82.1 | CS | Y | PR | [13 empty] | N | [6 empty] | N
65088 | Nighthawk Energy Storage, LLC | 65889 | Nighthawk Energy Storage, LLC | CA | San Diego | BESS | U | Batteries | BA | IPP Non-CHP | 2 | 300 | 300 | 300 | 3 | 2026 | 1200 | 300 | 300 | LIB |  |  |  | 300 | CS | PR | Y | [6 empty] | Y | [6 empty] | N | [6 empty] | N
65093 | RPCA Storage 1, LLC | 65897 | Industrial Parkway Storage | CA | Santa Barbara | INPKY | T | Batteries | BA | IPP Non-CHP | 2 | 9.8 | 9.8 | 9.8 | 3 | 2026 | 37.6 | 9.4 | 9.4 | LIB |  |  |  | 1 | OT | PR | [14 empty] | N | [6 empty] | N
65112 | TotalEnergies Distributed Generation, LLC | 65940 | Shasta College PH2 Solar Project | CA | Shasta | SCSPB | TS | Batteries | BA | Commercial Non-CHP | 4 | 0.5 | 0.5 | 0.5 | 11 | 2025 | 1 | 0.5 | 0.5 | LIB |  |  |  |  | CS | [10 empty] | PR |  | Y |  |  | Y | 65940 | SCSP1 |  |  |  |  | N
20847 | Wisconsin Electric Power Co | 65967 | Paris Solar | WI | Racine | PSLR2 | V | Batteries | BA | Electric Utility | 1 | 100 | 100 | 100 | 6 | 2025 | 440 | 110 | 110 | LIB |  |  |  | 36 | CS | PR |  |  | Y |  |  | Y | [8 empty] | N | [6 empty] | N
62842 | Lightsource Renewable Energy Asset Management, LLC | 65975 | Starr Solar Ranch | TX | Starr | TXSD2 | L | Batteries | BA | IPP Non-CHP | 2 | 180 | 180 | 180 | 9 | 2026 | 180 | 90 | 90 | LIB |  |  |  | 52.1 | CS | PR | Y | [8 empty] | Y | Y |  |  |  | N | [6 empty] | N
62842 | Lightsource Renewable Energy Asset Management, LLC | 65981 | Second Division Solar | TX | Brazoria | TXSD2 | L | Batteries | BA | IPP Non-CHP | 2 | 30 | 30 | 30 | 9 | 2026 | 60 | 30 | 30 | LIB |  |  |  | 16.4 | CS | PR | Y | [8 empty] | Y | Y |  |  |  | N | [6 empty] | N
61012 | AES Distributed Energy | 66002 | AES Mountain View Solar | HI | Honolulu | MVSBA | V | Batteries | BA | IPP Non-CHP | 2 | 7 | 7 | 7 | 2 | 2026 | 35 | 6.4 | 7.4 | LIB |  |  |  | 4.1 | CS |  | Y | Y | Y |  |  | PR |  |  |  | Y |  | Y |  |  | Y | 66002 | MVSPV |  |  |  |  | Y
61012 | AES Distributed Energy | 66066 | AES Waiawa Phase 2 Solar | HI | Honolulu | WAIBA | V | Batteries | BA | IPP Non-CHP | 2 | 30 | 30 | 30 | 3 | 2026 | 240 | 27.8 | 31.8 | LIB |  |  |  | 18.6 | CS |  | Y | Y | Y |  |  | PR |  |  |  | Y |  | Y |  |  | Y | 66066 | WAIPV |  |  |  |  | Y
18454 | Tampa Electric Co | 66128 | Lake Mabel Solar and Battery Storage | FL | Polk | BESS1 | TS | Batteries | BA | Electric Utility | 1 | 40 | 40 | 40 | 3 | 2025 | 103 | 40 | 40 | LIB |  |  |  | 13.1 | CS | Y | Y | Y | Y | Y | Y | PR |  | Y |  | Y | Y |  |  |  | N | [6 empty] | N
65329 | Yaupon Solar, LLC | 66216 | Yaupon Solar Project (Hybrid) | TX | Milam | BESS | P | Batteries | BA | IPP Non-CHP | 2 | 100 | 100 | 100 | 12 | 2027 | 100 | 100 | 100 | ECC |  |  |  | 100 | CS |  |  |  |  | Y | [5 empty] | PR |  | Y |  |  | Y | 66216 | SOL |  |  |  |  | Y
65398 | Peregrine Energy Storage, LLC | 66286 | Peregrine Energy Storage LLC | CA | San Diego | PERE1 | V | Batteries | BA | IPP Non-CHP | 2 | 200 | 200 | 200 | 6 | 2025 | 400 | 200 | 200 | LIB |  |  |  | 200 | CS | PR | Y | [6 empty] | Y | [6 empty] | N | [6 empty] | N
56769 | Consolidated Edison Development Inc. | 66301 | Peregrine BESS 1 | TX | Goliad | PGBS1 | P | Batteries | BA | IPP Non-CHP | 2 | 150 | 150 | 150 | 7 | 2025
56769 | Consolidated Edison Development Inc. | 66302 | Peregrine BESS 2 | TX | Goliad | PGBS2 | P | Batteries | BA | IPP Non-CHP | 2 | 150 | 150 | 150 | 7 | 2025
9191 | Idaho Power Co | 66325 | Hemmingway BESS | ID | Owyhee | 1 | TS | Batteries | BA | Electric Utility | 1 | 80 | 80 | 80 | 3 | 2025 | 320 | 20 | 80 | FLB |  |  |  | 56 | CS | [6 empty] | PR |  |  | Y | [5 empty] | N | [6 empty] | N
9191 | Idaho Power Co | 66325 | Hemmingway BESS | ID | Owyhee | 3 | L | Batteries | BA | Electric Utility | 1 | 50 | 50 | 50 | 6 | 2026 | 200 | 15 | 50 | FLB |  |  |  | 35 | CS |  | Y | Y |  |  |  | PR |  | Y | [6 empty] | N | [6 empty] | N
9191 | Idaho Power Co | 66325 | Hemmingway BESS | ID | Owyhee | HGWP2 | TS | Batteries | BA | Electric Utility | 1 | 36 | 36 | 36 | 3 | 2025 | 144 | 9 | 36 | FLB |  |  |  | 25.2 | CS | [6 empty] | PR |  |  | Y | [5 empty] | N | [6 empty] | N
9191 | Idaho Power Co | 66327 | Elmore BESS | ID | Elmore | 1 | TS | Batteries | BA | Electric Utility | 1 | 4 | 4 | 4 | 3 | 2025 | 16 | 1 | 4 | FLB |  |  |  | 2.8 | CS | [6 empty] | PR |  |  | Y | [5 empty] | N | [6 empty] | N
9191 | Idaho Power Co | 66328 | Filer BESS | ID | Twin Falls | 1 | TS | Batteries | BA | Electric Utility | 1 | 2 | 2 | 2 | 3 | 2025 | 4 | 1 | 4 | FLB |  |  |  | 2.8 | CS | [6 empty] | PR |  |  | Y | [5 empty] | N | [6 empty] | N
9191 | Idaho Power Co | 66329 | Melba BESS | ID | Canyon | 1 | TS | Batteries | BA | Electric Utility | 1 | 2 | 2 | 2 | 3 | 2025 | 8 | 0.5 | 2 | FLB |  |  |  | 1.4 | CS | [6 empty] | PR |  |  | Y | [5 empty] | N | [6 empty] | N
9191 | Idaho Power Co | 66330 | Weiser BESS | ID | Washington | 1 | TS | Batteries | BA | Electric Utility | 1 | 3 | 3 | 3 | 3 | 2025 | 12 | 0.8 | 3 | FLB |  |  |  | 2.1 | CS | [6 empty] | PR |  |  | Y | [5 empty] | N | [6 empty] | N
65427 | Tidwell Prairie | 66337 | Tidwell Prairie Storage 1 | TX | Robertson | SGES1 | U | Batteries | BA | IPP Non-CHP | 2 | 200 | 200 | 200 | 8 | 2025 | 400 | 200 | 200 | LIB |  |  |  | 65.9 | CS | PR | Y |  | Y |  |  |  |  | Y | [6 empty] | N | [6 empty] | N
65815 | Sunraycer Assets I LLC | 66341 | Eagle Springs Hybrid | TX | Delta | EGSB | P | Batteries | BA | IPP Non-CHP | 2 | 55.1 | 61.5 | 61.5 | 12 | 2026 | 220 | 55 | 55 | LIB |  |  |  | 55 | CS |  |  |  |  | PR | [10 empty] | N | [6 empty] | N
65815 | Sunraycer Assets I LLC | 66342 | Gaia Hybrid | TX | Navarro | GAIAB | P | Batteries | BA | IPP Non-CHP | 2 | 76.8 | 76.8 | 76.8 | 12 | 2025 | 307.2 | 76.8 | 76.8 | LIB |  |  |  | 76.8 | CS |  |  |  |  | PR | [10 empty] | N | [6 empty] | N
61060 | Cypress Creek Renewables | 66363 | Black Walnut Solar, LLC | NC | Jones | GEN1B | P | Batteries | BA | IPP Non-CHP | 2 | 32 | 32 | 32 | 12 | 2028 | 128 | 32 | 32 | LIB |  |  |  | 10.5 | CS | Y | Y |  |  | PR |  | Y |  | Y |  | Y | Y |  |  |  | Y | 66363 | GEN1 |  |  |  |  | Y
61060 | Cypress Creek Renewables | 66385 | Panther Branch Solar, LLC | NC | Duplin | GEN1B | P | Batteries | BA | IPP Non-CHP | 2 | 32 | 32 | 32 | 12 | 2029 | 128 | 32 | 32 | LIB |  |  |  | 10.5 | CS | Y | Y |  |  | PR |  | Y |  | Y |  | Y | Y |  |  |  | Y | 66385 | GEN1 |  |  |  |  | Y
65445 | MRG Goody Solar Project, LLC | 66390 | MRG Goody Solar Project Hybrid | TX | Lamar | GDYES | L | Batteries | BA | IPP Non-CHP | 2 | 50.4 | 50.4 | 50.4 | 12 | 2025 | 232 | 50.4 | 50.4 | LIB |  |  |  | 40 | CT | PR | Y |  | Y | Y |  |  |  | Y |  | Y | Y |  |  |  | N | [6 empty] | N
65410 | ACTX BESS Project LLC | 66391 | Ash Creek BESS | TX | Hill | BESS | P | Batteries | BA | IPP Non-CHP | 2 | 306 | 306 | 306 | 3 | 2028 | 612 | 306 | 306 | LIB |  |  |  | 72 | CS | PR | [14 empty] | N | [6 empty] | N
66064 | Bexar ESS, LLC | 66400 | Bexar ESS | TX | Bexar | OCBEX | V | Batteries | BA | IPP Non-CHP | 2 | 100 | 100 | 100 | 10 | 2025 | 100 | 100 | 100 | LIB |  |  |  | 100 | CS | PR | Y |  | Y |  |  |  |  | Y | [6 empty] | N | [6 empty] | N
66905 | HEC Renewable Energy America LLC | 66401 | OCI Hillsboro | TX | Hill | OHLBS | P | Batteries | BA | IPP Non-CHP | 2 | 200 | 200 | 200 | 10 | 2027 | 400 | 200 | 200 | LIB |  |  |  | 65.8 | CS | PR | Y |  | Y | [11 empty] | N | [6 empty] | N
65481 | Hecate Grid Gwent Storage 1, LLC | 66409 | Hecate Grid Gwent Storage 1 | CA | Ventura | GWNT | P | Batteries | BA | IPP Non-CHP | 2 | 135 | 135 | 135 | 12 | 2028 | 540 | 135 | 135 | LIB |  |  |  | 1 | CS | PR | Y | [13 empty] | N | [6 empty] | N
65451 | Grizzly Ridge Solar LLC | 66410 | Grizzly Ridge Solar | TX | Hamilton | 596 | TS | Batteries | BA | IPP Non-CHP | 2 | 10 | 10 | 10 | 3 | 2026 | 20 | 10 | 10 | LIB |  |  |  | 10 | CS | PR | Y |  |  | Y | [5 empty] | Y | Y |  |  |  | Y | 66410 | 375 |  |  |  |  | N
65485 | Hecate Grid East Valley Storage, LLC | 66411 | Hecate Grid East Valley Storage | TX | Cameron | RMSY | P | Batteries | BA | IPP Non-CHP | 2 | 255 | 255 | 255 | 12 | 2027 | 500 | 140 | 140 | LIB |  |  |  | 1 | CS | PR | Y | [13 empty] | N | [6 empty] | N
65483 | Hecate Energy Ramsey Storage, LLC | 66414 | Hecate Energy Ramsey Storage | TX | Wharton | RMSY | P | Batteries | BA | IPP Non-CHP | 2 | 500 | 500 | 500 | 12 | 2027 | 1000 | 500 | 500 | LIB |  |  |  | 1 | CS | PR | Y | [13 empty] | N | [6 empty] | N
65511 | Aragon Energy Storage LLC | 66431 | Aragon Energy Storage | GA | Polk | ARAG1 | P | Batteries | BA | IPP Non-CHP | 2 | 150 | 150 | 150 | 4 | 2029 | 600 | 150 | 150 | LIB |  |  |  | 49.3 | CS | [6 empty] | PR | [8 empty] | N | [6 empty] | Y
65512 | Catalyze Bloomington 2551 S Lilac Avenue Microgrid LLC | 66475 | CA Bloomington 2551 S Lilac Avenue Micro | CA | San Bernardino | B8263 | V | Batteries | BA | IPP Non-CHP | 2 | 1.5 | 1.5 | 1.5 | 1 | 2026 | 3 | 1.5 | 1.5 | LIB |  |  |  | 0 | CS | Y |  | PR | [9 empty] | Y |  |  | Y | 66475 | 18263 |  |  |  |  | N
65550 | Nova Power, LLC | 66494 | Menifee Power Bank | CA | Riverside | NOVA5 | U | Batteries | BA | IPP Non-CHP | 2 | 60 | 60 | 60 | 7 | 2025 | 240 | 60 | 60 | LIB |  |  |  | 0.9 | CS | [7 empty] | PR | [7 empty] | N | [6 empty] | N
61978 | Convergent Energy and Power LP | 66497 | Bensonhurst Energy Storage 1 LLC | NY | Kings | BHBA1 | L | Batteries | BA | IPP Non-CHP | 2 | 5 | 5 | 5 | 2 | 2026 | 20 | 5 | 5 | LIB |  |  |  | 5 | CS | Y | [5 empty] | PR | [8 empty] | N | [6 empty] | N
65515 | Catalyze Moss Landing Hilltop Rd Microgrid, LLC | 66510 | CA Moss Landing 3040 Hilltop Rd | CA | Monterey | B9616 | U | Batteries | BA | IPP Non-CHP | 2 | 1 | 1 | 1 | 6 | 2026 | 2.5 | 1 | 1 | LIB |  |  |  | 0 | CS | Y |  | PR | [8 empty] | Y |  |  |  | Y | 66510 | 19616 |  |  |  |  | N
65559 | Catalyze Riverside 2356 Fleetwood Drive Microgrid LLC | 66511 | CA Riverside 2356 Fleetwood Dr. | CA | Riverside | B8262 | TS | Batteries | BA | IPP Non-CHP | 2 | 2 | 2 | 2 | 1 | 2026 | 4 | 2 | 2 | LIB |  |  |  | 0 | CS | Y |  | PR | [9 empty] | Y |  |  | Y | 66511 | 18262 |  |  |  |  | N
65561 | TJA 540R Main St. Acushnet, LLC | 66513 | MA Acushnet 540R Main St | MA | Bristol | B8229 | L | Batteries | BA | IPP Non-CHP | 2 | 2 | 2 | 2 | 12 | 2026 | 4 | 2 | 2 | LIB |  |  |  | 0 | CS | Y |  | PR | [8 empty] | Y |  |  |  | Y | 66513 | 18229 |  |  |  |  | N
65594 | EnerSmart Storage | 66551 | EnerSmart Imperial Beach BESS | CA | San Diego | IB193 | L | Batteries | BA | IPP Non-CHP | 2 | 3 | 3 | 3 | 9 | 2026 | 19.5 | 3 | 3 | LIB |  |  |  | 1.1 | CS | PR | Y | [13 empty] | N | [6 empty] | N
65594 | EnerSmart Storage | 66552 | EnerSmart Mesa Heights Sub Station | CA | San Diego | MH162 | L | Batteries | BA | IPP Non-CHP | 2 | 3 | 3 | 3 | 6 | 2026 | 15.8 | 3 | 3 | LIB |  |  |  | 1.1 | CS | PR | Y | [13 empty] | N | [6 empty] | N
16609 | San Diego Gas & Electric Co | 66599 | Dark Sky Energy Center | CA | San Diego | 1 | V | Batteries | BA | Electric Utility | 1 | 7.3 | 7.1 | 7.1 | 7 | 2025 | 7.1 | 7.1 | 7.1 | LIB |  |  |  | 6.5 | CS | PR | Y | Y | [12 empty] | N | [6 empty] | N
65639 | Cross Town Energy Storage LLC | 66606 | Cross Town Energy Storage | ME | Cumberland | CROS1 | U | Batteries | BA | IPP Non-CHP | 2 | 175 | 175 | 175 | 11 | 2025 | 350 | 175 | 175 | LIB |  |  |  | 97.2 | CS | PR | [14 empty] | N | [6 empty] | N
65673 | Blackwell Test Facility, LLC | 66648 | Blackwell?s Corner Storage Facility | CA | Kern | BLKWL | V | Batteries | BA | IPP Non-CHP | 2 | 2 | 2 | 2 | 6 | 2025 | 9 | 2 | 2 | LIB |  |  |  | 2 | CS | Y | Y |  | Y |  | PR | [9 empty] | N | [6 empty] | N
65678 | Malaga BESS LLC | 66659 | Acid BESS | CA | Fresno | MAL | TS | Batteries | BA | IPP Non-CHP | 2 | 97 | 97 | 97 | 3 | 2025 | 97 | 97 | 97 | LIB |  |  |  | 59.9 | CS | PR | Y | [13 empty] | N | [6 empty] | N
65680 | Hanford BESS LLC | 66660 | Lead BESS 1 | CA | Kings | HAN | V | Batteries | BA | IPP Non-CHP | 2 | 99.4 | 99.4 | 99.4 | 8 | 2025 | 99.4 | 99.4 | 99.4 | LIB |  |  |  | 39.7 | CS | PR | Y | [13 empty] | N | [6 empty] | Y
65681 | Henrietta BESS LLC | 66661 | Electrolyte BESS | CA | Kings | HEN | V | Batteries | BA | IPP Non-CHP | 2 | 99.4 | 99.4 | 99.4 | 5 | 2025 | 99.4 | 99.4 | 99.4 | LIB |  |  |  | 39.7 | CS | PR | Y | [13 empty] | N | [6 empty] | Y
65680 | Hanford BESS LLC | 66662 | Lead BESS 2 | CA | Kings | BIA | V | Batteries | BA | IPP Non-CHP | 2 | 32 | 32 | 32 | 8 | 2025 | 32 | 32 | 32 | LIB |  |  |  | 13.6 | CS | PR | Y | [13 empty] | N | [6 empty] | Y
65682 | IP Aramis, LLC | 66678 | Aramis I Solar Project | CA | Alameda | IPARB | L | Batteries | BA | IPP Non-CHP | 2 | 100 | 100 | 100 | 9 | 2026 | 400 | 100 | 100 | LIB |  |  |  | 32.8 | CS | PR | Y | Y | Y | [6 empty] | Y | Y |  |  |  | Y | 66678 | IPAR1 |  |  |  |  | N
63289 | Key Capture Energy | 66682 | KCE NY 10, LLC | NY | Erie | NY10 | P | Batteries | BA | IPP Non-CHP | 2 | 20 | 20 | 20 | 12 | 2027 | 80 | 20 | 20 | LIB |  |  |  | 20 | CS |  | PR | [6 empty] | Y | [6 empty] | N | [6 empty] | N
65694 | Bright Arrow Solar, LLC | 66688 | Bright Arrow Solar, LLC | TX | Hopkins | BASS1 | V | Batteries | BA | IPP Non-CHP | 2 | 103.6 | 103.6 | 103.6 | 5 | 2025 | 100 | 100 | 100 | LIB |  |  |  | 100 | CS |  | PR | [9 empty] | Y |  |  |  | N | [6 empty] | Y
65695 | Seven Flags BESS LLC | 66689 | Seven Flags BESS LLC | TX | Webb | 7FLAG | P | Batteries | BA | IPP Non-CHP | 2 | 100 | 100 | 100 | 1 | 2026 | 200 | 100 | 100 | LIB |  |  |  | 32.9 | CT | PR | Y |  | Y |  |  |  |  | Y | [6 empty] | N | [6 empty] | N
65697 | Briggs Solar, LLC | 66691 | Briggs Solar, LLC | TX | Haskell | BRUGG | L | Batteries | BA | IPP Non-CHP | 2 | 70.5 | 70.5 | 70.5 | 12 | 2027 | 141 | 70.5 | 70.5 | LIB |  |  |  | 66 | CS | Y | [9 empty] | PR | Y |  |  |  | Y | 66691 | BRIGG |  |  |  |  | N
61060 | Cypress Creek Renewables | 66692 | Holly Branch Solar, LLC | TX | Robertson | HOLY | L | Batteries | BA | IPP Non-CHP | 2 | 100 | 100 | 100 | 8 | 2027 | 200 | 100 | 100 | LIB |  |  |  | 66 | CT | PR | Y |  | Y | [6 empty] | Y |  | Y |  |  | Y | 66692 | HOLLY |  |  |  |  | N
61950 | Terra-Gen Operating Co-Solar | 66699 | Lockhart Solar PV II | CA | San Bernardino | LHC2 | U | Batteries | BA | IPP Non-CHP | 2 | 59.7 | 59.7 | 59.7 | 10 | 2025 | 59.7 | 59.7 | 59.7 | LIB |  |  |  | 1 | CS | PR | [14 empty] | N | [6 empty] | N
65594 | EnerSmart Storage | 66754 | EnerSmart El Cajon BESS | CA | San Diego | EC01 | L | Batteries | BA | IPP Non-CHP | 2 | 3 | 3 | 3 | 7 | 2026 | 21 | 3 | 3 | LIB |  |  |  | 1.1 | CS | PR | Y | [13 empty] | N | [6 empty] | N
65594 | EnerSmart Storage | 66755 | EnerSmart Murray BESS | CA | San Diego | M01 | P | Batteries | BA | IPP Non-CHP | 2 | 3 | 3 | 3 | 11 | 2026 | 15.8 | 3 | 3 | LIB |  |  |  | 1.1 | CS | PR | Y | [13 empty] | N | [6 empty] | N
65594 | EnerSmart Storage | 66755 | EnerSmart Murray BESS | CA | San Diego | M02 | P | Batteries | BA | IPP Non-CHP | 2 | 3 | 3 | 3 | 11 | 2026 | 15.8 | 3 | 3 | LIB |  |  |  | 1.1 | CS | PR | Y | [13 empty] | N | [6 empty] | N
65594 | EnerSmart Storage | 66755 | EnerSmart Murray BESS | CA | San Diego | M03 | P | Batteries | BA | IPP Non-CHP | 2 | 3 | 3 | 3 | 11 | 2026 | 15.8 | 3 | 3 | LIB |  |  |  | 1.1 | CS | PR | Y | [13 empty] | N | [6 empty] | N
65594 | EnerSmart Storage | 66755 | EnerSmart Murray BESS | CA | San Diego | M04 | P | Batteries | BA | IPP Non-CHP | 2 | 3 | 3 | 3 | 11 | 2026 | 15.8 | 3 | 3 | LIB |  |  |  | 1.1 | CS | PR | Y | [13 empty] | N | [6 empty] | N
65594 | EnerSmart Storage | 66755 | EnerSmart Murray BESS | CA | San Diego | M05 | P | Batteries | BA | IPP Non-CHP | 2 | 3 | 3 | 3 | 11 | 2026 | 15.8 | 3 | 3 | LIB |  |  |  | 1.1 | CS | PR | Y | [13 empty] | N | [6 empty] | N
65594 | EnerSmart Storage | 66755 | EnerSmart Murray BESS | CA | San Diego | M06 | P | Batteries | BA | IPP Non-CHP | 2 | 3 | 3 | 3 | 11 | 2026 | 15.8 | 3 | 3 | LIB |  |  |  | 1.1 | CS | PR | Y | [13 empty] | N | [6 empty] | N
65751 | RE Papago LLC | 66779 | Papago Energy Storage | AZ | Maricopa | PPABA | V | Batteries | BA | IPP Non-CHP | 2 | 300 | 300 | 300 | 5 | 2025 | 1200 | 300 | 300 | LIB |  |  |  | 98.7 | CS | Y | Y | PR | Y |  |  | Y |  | Y | [6 empty] | N | [6 empty] | N
65761 | Lighthouse Arthur Kill, LLC | 66785 | Elevate Arthur Kill | NY | Richmond | ELVAK | U | Batteries | BA | IPP Non-CHP | 2 | 15.1 | 15.1 | 15.1 | 12 | 2025 | 60.4 | 15.1 | 15.1 | LIB |  |  |  | 18.4 | CS | PR | [14 empty] | N | [6 empty] | N
65762 | Lighthouse Middletown, LLC | 66786 | Elevate Middletown | CT | Middlesex | ELVMT | P | Batteries | BA | IPP Non-CHP | 2 | 275 | 275 | 275 | 12 | 2027 | 800 | 200 | 200 | LIB |  |  |  | 1320 | CS | PR | [14 empty] | N | [6 empty] | N
65764 | Lighthouse Pier S, LLC | 66787 | Elevate Pier S | CA | Los Angeles | ELVPS | P | Batteries | BA | IPP Non-CHP | 2 | 70 | 70 | 70 | 6 | 2026 | 280 | 70 | 70 | LIB |  |  |  | 1320 | CS | PR | [14 empty] | N | [6 empty] | N
64452 | EDF Renewables Development, Inc. | 66805 | Lycan Solar Project | CA | Riverside | LYCN2 | P | Batteries | BA | IPP Non-CHP | 2 | 400 | 400 | 400 | 4 | 2030 | 800 | 200 | 200 | LIB |  |  |  | 65.7 | CS |  | Y | [6 empty] | Y |  | PR | Y |  |  |  | Y | 66805 | LYCAN |  |  |  |  | Y
63289 | Key Capture Energy | 66862 | KCE NY 29, LLC | NY | Suffolk | NY29 | P | Batteries | BA | IPP Non-CHP | 2 | 79 | 79 | 79 | 3 | 2028 | 316 | 79 | 79 | LIB |  |  |  | 79 | CS |  | PR | [6 empty] | Y | [6 empty] | N | [6 empty] | N
65805 | GulfStar Power, LLC | 66871 | GulfStar Power, LLC | TX | Wharton | BESS | TS | Batteries | BA | IPP Non-CHP | 2 | 300 | 300 | 300 | 11 | 2025 | 467 | 300 | 300 | LIB |  |  |  | 469.1 | CS | PR | Y | [13 empty] | N | [6 empty] | N
65799 | Enel Green Power Estonian Solar Project, LLC | 66872 | Estonian Solar Project, LLC | TX | Delta | BESS | TS | Batteries | BA | IPP Non-CHP | 2 | 100 | 100 | 100 | 1 | 2025 | 158.3 | 101.6 | 101.6 | LIB |  |  |  | 177.1 | CS | PR | Y | [6 empty] | Y | [6 empty] | N | [6 empty] | N
63289 | Key Capture Energy | 66879 | KCE CT 1, LLC | CT | Windham | CT1 | P | Batteries | BA | IPP Non-CHP | 2 | 45 | 45 | 45 | 4 | 2030 | 180 | 45 | 45 | LIB |  |  |  | 45 | CS |  | PR | [6 empty] | Y | [6 empty] | N | [6 empty] | N
9273 | AES Indiana | 66881 | Pike County Energy Storage | IN | Pike | BAT2 | TS | Batteries | BA | Electric Utility | 1 | 200 | 200 | 200 | 3 | 2025 | 877 | 200 | 200 | OTH |  |  |  | 114.3 | CS | Y | [5 empty] | PR | [8 empty] | N | [6 empty] | N
63137 | Idemitsu Renewables | 66890 | SF Azalea, LLC | CA | Kern | AZAL | U | Batteries | BA | IPP Non-CHP | 2 | 60 | 60 | 60 | 12 | 2025 | 152 | 38 | 38 | LIB |  |  |  | 12.5 | CS | Y | Y |  | Y | [6 empty] | PR | Y |  |  |  | Y | 66890 | 63137 |  |  |  |  | N
65814 | Innovative Solar 245 LLC | 66891 | Indigo Solar & Storage | TX | Fisher | 245BS | P | Batteries | BA | IPP Non-CHP | 2 | 180 | 180 | 180 | 5 | 2026 | 330 | 165 | 165 | LIB |  |  |  | 165 | CS | PR | [14 empty] | N | [6 empty] | N
62842 | Lightsource Renewable Energy Asset Management, LLC | 66893 | Jones City 2 Solar | TX | Jones | TXJS2 | U | Batteries | BA | IPP Non-CHP | 2 | 200 | 200 | 200 | 3 | 2027 | 200 | 200 | 200 | LIB |  |  |  | 105.5 | CT | PR | Y |  | Y | [11 empty] | N | [6 empty] | N
65815 | Sunraycer Assets I LLC | 66894 | Albatross Solar, LLC | TX | McLennan | ALBBA | P | Batteries | BA | IPP Non-CHP | 2 | 50.4 | 50.4 | 50.4 | 12 | 2027 | 100 | 50 | 50 | LIB |  |  |  | 25 | CS |  |  |  |  | PR | [6 empty] | Y |  |  |  | Y | 66897 | ALBPV |  |  |  |  | N
65815 | Sunraycer Assets I LLC | 66895 | Lupinus Solar 1, LLC | TX | Franklin | LP1BA | P | Batteries | BA | IPP Non-CHP | 2 | 83 | 83 | 83 | 9 | 2027 | 160 | 80 | 80 | LIB |  |  |  | 40 | CS |  |  |  |  | PR | [6 empty] | Y |  |  |  | Y | 66895 | LP1PV |  |  |  |  | N
65815 | Sunraycer Assets I LLC | 66896 | Lupinus Solar 2, LLC | TX | Franklin | LP2BA | P | Batteries | BA | IPP Non-CHP | 2 | 122.9 | 122.9 | 122.9 | 12 | 2027 | 240 | 120 | 120 | LIB |  |  |  | 60 | CS |  |  |  |  | PR | [6 empty] | Y |  |  |  | Y | 66896 | LP2PV |  |  |  |  | N
65815 | Sunraycer Assets I LLC | 66897 | Midpoint Solar, LLC | TX | Hill | MIDBA | U | Batteries | BA | IPP Non-CHP | 2 | 50 | 50 | 50 | 12 | 2025 | 100 | 50 | 50 | LIB |  |  |  | 25 | CS |  |  |  |  | PR | [6 empty] | Y |  |  |  | Y | 66897 | MIDPV |  |  |  |  | N
65819 | Ables Springs Solar, LLC | 66905 | Ables Springs Solar & Storage | TX | Kaufman | BESS | V | Batteries | BA | IPP Non-CHP | 2 | 100 | 100 | 100 | 11 | 2025 | 157.7 | 100 | 100 | LIB |  |  |  | 156.7 | CS | PR | Y | [6 empty] | Y | [6 empty] | N | [6 empty] | N
64452 | EDF Renewables Development, Inc. | 66908 | Bonanza Solar and Storage Project | NV | Clark | BZES | L | Batteries | BA | IPP Non-CHP | 2 | 195 | 195 | 195 | 12 | 2027 | 780 | 195 | 195 | LIB |  |  |  | 195 | CS | Y | Y | PR | Y | Y | [5 empty] | Y | Y |  |  |  | Y | 66908 | BZPV |  |  |  |  | N
65821 | Hecate Grid Intrepid 1 LLC | 66911 | Hecate Grid Intrepid | NY | Nassau | HGIN1 | P | Batteries | BA | IPP Non-CHP | 2 | 250 | 250 | 250 | 7 | 2028 | 1000 | 250 | 250 | LIB |  |  |  | 1 | CS | PR | Y | [13 empty] | N | [6 empty] | N
65821 | Hecate Grid Intrepid 1 LLC | 66911 | Hecate Grid Intrepid | NY | Nassau | HGIN6 | P | Batteries | BA | IPP Non-CHP | 2 | 50 | 50 | 50 | 7 | 2028 | 200 | 50 | 50 | LIB |  |  |  | 1 | CS | PR | Y | [13 empty] | N | [6 empty] | N
65830 | Myrtle Storage, LLC | 66913 | Myrtle Storage | TX | Brazoria | MYRST | TS | Batteries | BA | IPP Non-CHP | 2 | 150 | 150 | 150 | 9 | 2025 | 225 | 150 | 150 | LIB |  |  |  | 49.4 | CS | PR | Y |  | Y | Y |  |  | Y | Y |  |  | Y |  |  |  | N | [6 empty] | N
65833 | Danish Fields Storage, LLC | 66916 | Danish Fields Storage | TX | Wharton | DANST | TS | Batteries | BA | IPP Non-CHP | 2 | 150 | 150 | 150 | 9 | 2025 | 225 | 150 | 150 | LIB |  |  |  | 49.4 | CS | PR | Y |  | Y | Y |  |  | Y | Y |  |  | Y |  |  |  | N | [6 empty] | N
65947 | Northern Orchard Solar PV, LLC | 67039 | Northern Orchard Solar PV, LLC | CA | Kern | NOBAT | U | Batteries | BA | IPP Non-CHP | 2 | 92 | 92 | 92 | 7 | 2025 | 368 | 92 | 92 | LIB |  |  |  | 55.2 | CS |  |  |  |  | PR | [5 empty] | Y |  | Y |  |  | Y | 67039 | NO1 |  |  |  |  | Y
65967 | Iron Belt Energy Storage Project, LLC | 67059 | Iron Belt | TX | Borden | 1 | P | Batteries | BA | IPP Non-CHP | 2 | 400 | 400 | 400 | 6 | 2027 | 480 | 399 | 399 | LIB |  |  |  | 170.4 | CS | PR | Y | [6 empty] | Y | [6 empty] | N | [6 empty] | N
66002 | Pastoria Solar Energy Company, LLC | 67105 | Pastoria Solar | CA | Kern | GEN1 | P | Batteries | BA | IPP Non-CHP | 2 | 80 | 80 | 80 | 7 | 2026 | 320 | 80 | 80 | LIB |  |  |  |  | CS | PR | [14 empty] | N | [6 empty] | N
16609 | San Diego Gas & Electric Co | 67118 | Santee BESS | CA | San Diego | 1 | U | Batteries | BA | Electric Utility | 1 | 10 | 10 | 10 | 10 | 2025 | 10 | 10 | 10 | LIB |  |  |  | 8 | CS | PR | Y | Y | [12 empty] | N | [6 empty] | N
60025 | Greenbacker Renewable Energy Corporation | 67119 | Ring Road | MA | Plymouth | 686B | U | Batteries | BA | IPP Non-CHP | 2 | 2 | 2 | 2 | 6 | 2025 | 13.5 | 2 | 2 | LIB |  |  |  | 0.6 | CS | [6 empty] | PR |  |  |  | Y |  | Y |  |  | Y | 67119 | 686 |  |  |  |  | N
49893 | Invenergy Services LLC | 67157 | Powell Solar | OR | Crook | BESS1 | T | Batteries | BA | IPP Non-CHP | 2 | 20.5 | 20.5 | 20.5 | 12 | 2027 | 20.5 | 30 | 5 | OTH |  |  |  | 0.1 | CS |  |  |  |  | PR | [7 empty] | Y |  |  | Y | 67157 | PV1 |  |  |  |  | Y
9191 | Idaho Power Co | 67183 | Franklin Battery Storage | ID | Twin Falls | FRBS | TS | Batteries | BA | Electric Utility | 1 | 60 | 60 | 60 | 2 | 2025 | 240 | 15 | 60 | FLB |  |  |  | 42 | CS | [6 empty] | PR |  |  | Y | [5 empty] | N | [6 empty] | N
66053 | Beehive Energy Storage, LLC | 67184 | Beehive Energy Storage | AZ | Maricopa | BHV1 | T | Batteries | BA | IPP Non-CHP | 2 | 250 | 250 | 250 | 9 | 2025 | 1000 | 250 | 250 | LIB |  |  |  | 82.2 | CS | Y | PR | [13 empty] | N | [6 empty] | N
66087 | Quail Ranch Solar and Battery Energy Storage System | 67204 | Quail Ranch Solar and BESS | NM | Bernalillo | QRBES | L | Batteries | BA | IPP Non-CHP | 2 | 100 | 100 | 100 | 1 | 2026 | 400 | 100 | 100 | LIB |  |  |  | 32.9 | CS | [10 empty] | PR | Y |  |  |  | Y | 67204 | QRPV |  |  |  |  | N
66105 | Trestles Grid LLC | 67229 | Trestles Grid LLC | CA | Riverside | HGLPT | U | Batteries | BA | IPP Non-CHP | 2 | 150 | 150 | 150 | 12 | 2028 | 300 | 150 | 150 | LIB |  |  |  | 0.5 | CS | PR | Y | Y | Y | [11 empty] | N | [6 empty] | N
66107 | Carne Energy Storage, LLC | 67230 | Carne Energy Storage, LLC | NM | Luna | CS | U | Batteries | BA | IPP Non-CHP | 2 | 130 | 130 | 130 | 3 | 2026 | 260 | 65 | 65 | LIB |  |  |  | 21.4 | CS | PR | Y |  | Y | Y |  |  |  | Y |  | Y | Y |  |  |  | Y | 67260 | SPD |  |  |  |  | Y
60059 | ZGlobal Inc | 67234 | Lara 2 Hybrid | CA | Merced | LARAB | V | Batteries | BA | IPP Non-CHP | 2 | 0.9 | 0.9 | 0.9 | 9 | 2025 | 3.7 | 0.6 | 0.6 | LIB |  |  |  | 1.4 | CS | PR | [9 empty] | Y |  | Y |  |  | Y | 67234 | LARAS |  |  |  |  | N
66121 | Rock Rose Energy Storage LLC | 67249 | Rock Rose Energy Storage LLC | TX | Fort Bend | RRES | P | Batteries | BA | IPP Non-CHP | 2 | 200 | 200 | 200 | 12 | 2026 | 400 | 200 | 200 | LIB |  |  |  | 65.7 | CS | PR | Y |  | Y |  |  |  |  | Y | [6 empty] | N | [6 empty] | N
66122 | Alina Energy LLC | 67250 | Alina Energy LLC | TX | Wilson | ALIBS | P | Batteries | BA | IPP Non-CHP | 2 | 200 | 200 | 200 | 6 | 2028 | 400 | 200 | 200 | LIB |  |  |  | 65 | CS | PR | Y |  | Y | Y | [5 empty] | Y | Y |  |  |  | Y | 67250 | ALIPV |  |  |  |  | N
17612 | Bear Valley Electric Service | 67257 | Bear Valley Battery Plant | CA | San Bernardino | BVEB1 | L | Batteries | BA | Electric Utility | 1 | 5 | 5 | 5 | 8 | 2026 | 5 | 5 | 5 | LIB |  |  |  | 5 | CS |  |  | PR |  |  |  | Y | [7 empty] | Y | Y | 67257 | BVEB1 |  |  |  |  | Y
60025 | Greenbacker Renewable Energy Corporation | 67276 | Upland | MA | Plymouth | 703B | V | Batteries | BA | IPP Non-CHP | 2 | 2.3 | 2.3 | 2.3 | 6 | 2025 | 5.4 | 2.3 | 2.3 | LIB |  |  |  | 0.7 | CS | [6 empty] | PR | [5 empty] | Y |  |  | Y | 67276 | 703 |  |  |  |  | N
66143 | Alcosta Boulevard BR 15-DD Solar Project 2020, LLC | 67277 | Bishop Ranch - BR 15-DD | CA | Contra Costa | 4657B | V | Batteries | BA | IPP Non-CHP | 2 | 0.5 | 0.5 | 0.5 | 3 | 2025 | 1.1 | 0.5 | 0.5 | LIB |  |  |  | 0.5 | CS | [6 empty] | Y | PR |  |  |  | Y |  |  |  | Y | 67277 | 4657C | 67277 | 4657R |  |  | N
66144 | Camino Ramon BR 2600 Solar Project 2020, LLC | 67278 | Bishop Ranch - BR 2600 | CA | Contra Costa | 4146B | V | Batteries | BA | IPP Non-CHP | 2 | 1.1 | 1.1 | 1.1 | 7 | 2025 | 2.1 | 1.1 | 1.1 | LIB |  |  |  | 0.5 | CS | [6 empty] | Y | PR |  |  |  | Y |  |  |  | Y | 67278 | 4146C | 67278 | 4147R |  |  | N
66145 | Highland Ave Solar 1, LLC | 67279 | Borrego - Highland Ave | MA | Bristol | 6572B | V | Batteries | BA | IPP Non-CHP | 2 | 5 | 5 | 5 | 8 | 2025 | 20 | 5 | 5 | LIB |  |  |  | 2 | CS |  |  |  |  | Y | [5 empty] | PR |  | Y |  |  | Y | 67279 | 6572 |  |  |  |  | N
66149 | Magic Mountain Parkway Solar Project 2023, LLC | 67283 | Six Flags Magic Mountain | CA | Los Angeles | 6569B | V | Batteries | BA | IPP Non-CHP | 2 | 2 | 2 | 2 | 9 | 2025 | 7.8 | 2 | 2 | LIB |  |  |  | 2 | CS | Y | [9 empty] | PR | Y |  |  |  | Y | 67279 | 6572 |  |  |  |  | Y
66125 | Foster Clean Power A, LLC | 67288 | Foster Clean Power A | CA | Humboldt | BESSA | U | Batteries | BA | IPP Non-CHP | 2 | 1.3 | 1.3 | 1.3 | 8 | 2025 | 5.2 | 1.3 | 1.3 | LIB |  |  |  | 1.3 | CS | Y | Y | PR |  |  |  | Y | [5 empty] | Y |  |  | Y | 67288 | FOSTA |  |  |  |  | N
66152 | Sun Streams Expansion, LLC | 67291 | Sun Streams 4 | AZ | Maricopa | GEN02 | V | Batteries | BA | IPP Non-CHP | 2 | 300 | 300 | 300 | 3 | 2025 | 1200 | 300 | 300 | LIB |  |  |  | 70.7 | CS |  |  | PR |  | Y | [6 empty] | Y |  |  |  | N | [6 empty] | N
61944 | MN8 Energy LLC | 67299 | Pome BESS | CA | San Diego | 10101 | U | Batteries | BA | IPP Non-CHP | 2 | 100 | 100 | 100 | 8 | 2025 | 400 | 100 | 100 | LIB |  |  |  | 100 | CS | PR | Y | [13 empty] | N | [6 empty] | N
49893 | Invenergy Services LLC | 67321 | Yuma Solar + Storage | AZ | Yuma | BESS1 | V | Batteries | BA | IPP Non-CHP | 2 | 67 | 67 | 67 | 3 | 2025 | 268 | 70 | 67 | LIB |  |  |  | 22 | CS |  | PR | [6 empty] | Y |  |  | Y |  |  |  | Y | 67321 | PV1 |  |  |  |  | N
64904 | AES Clean Energy | 67322 | Mamm Creek | CO | Garfield | MCESS | V | Batteries | BA | IPP Non-CHP | 2 | 11.2 | 10 | 10 | 9 | 2025 | 20 | 10 | 10 | LIB |  |  |  | 11.2 | CS |  |  |  |  | Y |  | PR | [5 empty] | Y |  |  | Y | 67322 | MCSCO |  |  |  |  | Y
64904 | AES Clean Energy | 67323 | High Mesa CO | CO | Garfield | HMESS | V | Batteries | BA | IPP Non-CHP | 2 | 11.2 | 10 | 10 | 3 | 2025 | 20 | 10 | 10 | LIB |  |  |  | 11.2 | CS |  |  |  |  | Y |  | PR | [5 empty] | Y |  |  | Y | 67323 | HMSCO |  |  |  |  | Y
66169 | Pluto Energy Storage, LLC | 67328 | Pluto Energy Storage | AZ | Maricopa | PLUTO | T | Batteries | BA | IPP Non-CHP | 2 | 75 | 75 | 75 | 7 | 2025 | 300 | 75 | 75 | LIB |  |  |  | 24.7 | CS | PR | [6 empty] | Y | [7 empty] | N | [6 empty] | Y
66171 | SGT Hoskins Solar Project, LLC | 67341 | SGT Hoskins Solar Project Hybrid | TX | Lamar | NOSES | P | Batteries | BA | IPP Non-CHP | 2 | 102.1 | 102.1 | 102.1 | 12 | 2026 | 408.4 | 102.1 | 102.1 | LIB |  |  |  | 80 | CT | PR | Y | Y | Y | Y |  |  |  | Y |  | Y | Y |  |  |  | Y | 67341 | NOSPV |  |  |  |  | N
67092 | Scatter Wash Energy Storage, LLC | 67454 | Scatter Wash 1 | AZ | Maricopa | SW1 | U | Batteries | BA | IPP Non-CHP | 2 | 170 | 170 | 170 | 4 | 2025 | 680 | 170 | 170 | LIB |  |  |  | 56 | CS | [6 empty] | PR | [8 empty] | N | [6 empty] | N
67092 | Scatter Wash Energy Storage, LLC | 67455 | Scatter Wash 2 | AZ | Maricopa | SW2 | U | Batteries | BA | IPP Non-CHP | 2 | 85 | 85 | 85 | 4 | 2025 | 340 | 85 | 85 | LIB |  |  |  | 28 | CS | [6 empty] | PR | [8 empty] | N | [6 empty] | N
66217 | Copia Power | 67474 | Harquahala 2 | AZ | Maricopa | BESS1 | U | Batteries | BA | IPP Non-CHP | 2 | 300 | 300 | 300 | 4 | 2025 | 1200 | 37.1 | 37.5 | LIB |  |  |  | 371.7 | CS | [10 empty] | PR | Y |  |  |  | Y | 67474 | PV1 |  |  |  |  | N
65076 | HEN Infrastructure, L.L.C. | 67495 | Russek | TX | Reagan | RUSSK | TS | Batteries | BA | IPP Non-CHP | 2 | 9.9 | 9.9 | 9.9 | 1 | 2025 | 9.9 | 9.9 | 9.9 | LIB |  |  |  | 9.9 | CS | PR | Y |  | Y | [11 empty] | N | [6 empty] | N
64904 | AES Clean Energy | 67498 | McFarland C | AZ | Yuma | MCFRC | U | Batteries | BA | IPP Non-CHP | 2 | 185 | 185 | 185 | 5 | 2025 | 740 | 185 | 185 | LIB |  |  |  | 79.5 | CS |  | Y |  | Y |  |  | PR |  | Y |  | Y | Y |  |  |  | Y | 66636 | MCFRA | 66637 | MCFRB |  |  | Y
66232 | Green River Energy Center, LLC | 67501 | Green River Energy Center - Hybrid | UT | Emery | GRBS | T | Batteries | BA | IPP Non-CHP | 2 | 400 | 400 | 400 | 5 | 2026 | 1600 | 400 | 400 | LIB |  |  |  | 508.2 | CS |  |  |  |  | Y |  | PR |  |  |  | Y | Y |  |  |  | Y | 67501 | GRPV |  |  |  |  | Y
66226 | Serrano Solar, LLC | 67503 | Serrano | AZ | Pima | GEN02 | V | Batteries | BA | IPP Non-CHP | 2 | 213.8 | 213.8 | 213.8 | 4 | 2025 | 855 | 100 | 213.8 | LIB |  |  |  | 70.3 | CS |  |  | PR |  | Y | [6 empty] | Y |  |  |  | N | [6 empty] | N
66250 | Milagro Solar I, LLC | 67528 | Milagro Solar I | NM | Dona Ana | MLRBS | L | Batteries | BA | IPP Non-CHP | 2 | 75 | 75 | 75 | 9 | 2025 | 300 | 15 | 15 | LIB |  |  |  | 24.7 | CT | PR | Y | [6 empty] | Y |  | Y | Y |  |  |  | Y | 67528 | MLRPV |  |  |  |  | Y
66234 | Nexus Renewables U.S. Inc. | 67535 | Bell Creek BESS LLC | TX | Brazoria | ASHU1 | T | Batteries | BA | IPP Non-CHP | 2 | 200.9 | 200.9 | 200.9 | 6 | 2026 | 600 | 200 | 200 | LIB |  |  |  | 115.6 | CS | PR | [14 empty] | N | [6 empty] | N
66265 | Kuna BESS, LLC | 67549 | Kuna BESS | ID | Ada | 1 | U | Batteries | BA | IPP Non-CHP | 2 | 150 | 150 | 150 | 6 | 2025 | 600 | 150 | 150 | LIB |  |  |  | 49.3 | CT | PR |  |  | Y | [11 empty] | N | [6 empty] | N
65654 | Birch Creek Development | 67552 | Elm Flats Solar | TX | Navarro | ELMBA | P | Batteries | BA | IPP Non-CHP | 2 | 50 | 50 | 50 | 6 | 2026 | 100 | 50 | 50 | LIB |  |  |  | 23 | CS | PR | [9 empty] | Y | Y |  |  |  | Y | 67552 | ELMFL |  |  |  |  | N
66255 | RIC Development, LLC | 67553 | Jim Wells BESS | TX | Jim Hogg | RIC99 | P | Batteries | BA | IPP Non-CHP | 2 | 100.3 | 100.3 | 100.3 | 4 | 2027 | 200.6 | 100.3 | 100.3 | LIB |  |  |  | 55.8 | CS | PR | Y |  | Y |  |  | Y |  | Y | Y | Y |  |  |  |  | N | [6 empty] | N
66255 | RIC Development, LLC | 67555 | Zephyr Storage | TX | Brown | RIC98 | P | Batteries | BA | IPP Non-CHP | 2 | 185.6 | 185.6 | 185.6 | 9 | 2026 | 371.2 | 185.6 | 185.6 | LIB |  |  |  | 94.3 | CS | PR | Y |  | Y |  |  | Y |  | Y | Y | Y |  |  |  |  | N | [6 empty] | N
66255 | RIC Development, LLC | 67556 | Serrano BESS | TX | Maverick | RIC97 | P | Batteries | BA | IPP Non-CHP | 2 | 185.6 | 185.6 | 185.6 | 4 | 2028 | 371.2 | 185.6 | 185.6 | LIB |  |  |  | 94.9 | CS | PR | Y | Y |  |  |  | Y |  | Y | Y | Y |  |  |  |  | N | [6 empty] | N
66255 | RIC Development, LLC | 67558 | Blackcat BESS | TX | Matagorda | RIC96 | P | Batteries | BA | IPP Non-CHP | 2 | 200.6 | 200.6 | 200.6 | 4 | 2028 | 401.6 | 200.6 | 200.6 | LIB |  |  |  | 102.6 | CS | PR | Y |  | Y |  |  | Y |  | Y | Y | Y |  |  |  |  | N | [6 empty] | N
66266 | Form Energy Inc. | 67565 | East Road Storage Project | CA | Mendocino | CEC01 | T | Batteries | BA | IPP Non-CHP | 2 | 5 | 5 | 5 | 9 | 2026 | 500 | 5 | 5 | MAB |  |  |  | 5 | CS | Y |  | Y | Y |  |  | PR | [8 empty] | N | [6 empty] | N
66272 | Cedar Hill ESS Assets, LLC | 67570 | Cedar Hill ESS | TX | Dallas | 3004 | L | Batteries | BA | IPP Non-CHP | 2 | 10 | 10 | 10 | 6 | 2030 | 20 | 10 | 10 | LIB | NIB |  |  | 10 | CS | PR | Y | [13 empty] | N | [6 empty] | N
9191 | Idaho Power Co | 67573 | Happy Valley Battery Storage | ID | Canyon | HPVY | V | Batteries | BA | Electric Utility | 1 | 82 | 82 | 82 | 7 | 2025 | 328 | 15 | 82 | FLB |  |  |  | 57.4 | CS |  |  | Y |  |  |  | PR |  | Y | [6 empty] | N | [6 empty] | N
65144 | Samsung C&T Renewables, LLC | 67581 | Cairos Solar and Storage | TX | Kinney | CIRSB | P | Batteries | BA | IPP Non-CHP | 2 | 77.3 | 77.3 | 77.3 | 12 | 2026 | 154.6 | 77.3 | 77.3 | LIB |  |  |  | 38 | CS | PR | [9 empty] | Y | Y |  |  |  | Y | 67581 | CIRSA |  |  |  |  | N
66292 | Desert Willow Energy Storage | 67598 | Desert Willow Energy Storage | TX | Ellis | DWES | V | Batteries | BA | IPP Non-CHP | 2 | 150 | 150 | 150 | 5 | 2025 | 300 | 150 | 150 | LIB |  |  |  | 49.3 | CS | PR | [14 empty] | N | [6 empty] | N
61060 | Cypress Creek Renewables | 67651 | Berkman Storage | TX | Galveston | BERK | T | Batteries | BA | IPP Non-CHP | 2 | 100 | 100 | 100 | 12 | 2025 | 200 | 100 | 100 | LIB |  |  |  | 32.9 | CT | PR | Y |  | Y |  |  |  |  | Y | [6 empty] | N | [6 empty] | N
61060 | Cypress Creek Renewables | 67652 | Bhalu | TX | Howard | BHALU | L | Batteries | BA | IPP Non-CHP | 2 | 200 | 200 | 200 | 12 | 2027 | 200 | 400 | 400 | LIB |  |  |  | 32.9 | CT | PR | Y |  | Y |  |  |  |  | Y | [6 empty] | N | [6 empty] | N
61060 | Cypress Creek Renewables | 67654 | Destiny Storage | TX | Harris | DESTS | T | Batteries | BA | IPP Non-CHP | 2 | 200 | 200 | 200 | 1 | 2026 | 400 | 200 | 200 | LIB |  |  |  | 65.7 | CT | PR | Y |  | Y |  |  |  |  | Y | [6 empty] | N | [6 empty] | N
61060 | Cypress Creek Renewables | 67656 | Fort Watt Storage | TX | Tarrant | FWATT | L | Batteries | BA | IPP Non-CHP | 2 | 200 | 200 | 200 | 12 | 2026 | 400 | 200 | 200 | LIB |  |  |  | 66 | CS | PR | Y |  |  |  |  | Y | [8 empty] | N | [6 empty] | Y
61060 | Cypress Creek Renewables | 67658 | Jerboa Storage | TX | Hidalgo | JERBO | L | Batteries | BA | IPP Non-CHP | 2 | 200 | 200 | 200 | 12 | 2026 | 400 | 200 | 200 | LIB |  |  |  | 66 | CS | PR | Y |  |  |  |  | Y | [8 empty] | N | [6 empty] | Y
61060 | Cypress Creek Renewables | 67660 | Malala | TX | Dallas | MALAL | L | Batteries | BA | IPP Non-CHP | 2 | 200 | 200 | 200 | 4 | 2028 | 400 | 200 | 200 | LIB |  |  |  | 32.9 | CT | PR | Y |  | Y |  |  | Y | [8 empty] | N | [6 empty] | Y
61060 | Cypress Creek Renewables | 67667 | Third Coast BESS, LLC | TX | Jackson | 3COAS | T | Batteries | BA | IPP Non-CHP | 2 | 100 | 100 | 100 | 12 | 2026 | 200 | 100 | 100 | LIB |  |  |  | 32.9 | CT | PR | Y |  | Y |  |  |  |  | Y | [6 empty] | N | [6 empty] | N
61060 | Cypress Creek Renewables | 67668 | Wallie Storage | TX | Howard | WALLE | L | Batteries | BA | IPP Non-CHP | 2 | 200 | 200 | 200 | 11 | 2026 | 400 | 200 | 200 | LIB |  |  |  | 66 | CT | PR | Y | [7 empty] | Y | [5 empty] | N | [6 empty] | N
17470 | PUD No 1 of Snohomish County | 67669 | Arlington Battery Energy Storage System | WA | Snohomish | ABESS | L | Batteries | BA | Electric Utility | 1 | 25 | 25 | 25 | 4 | 2026 | 100 | 25 | 25 | LIB |  |  |  | 25 | CS | Y | [5 empty] | PR | [8 empty] | N | [6 empty] | N
65815 | Sunraycer Assets I LLC | 67674 | Lupinus Storage 3 | TX | Franklin | LUPE3 | P | Batteries | BA | IPP Non-CHP | 2 | 50.9 | 50.9 | 50.9 | 6 | 2027 | 101.6 | 50.8 | 50.8 | LIB |  |  |  | 22.1 | CS |  |  |  |  | PR | [10 empty] | N | [6 empty] | N
66318 | Zeta Solar, LLC | 67676 | Zeta Solar & Storage | CA | Merced | GEN02 | P | Batteries | BA | IPP Non-CHP | 2 | 75 | 75 | 75 | 6 | 2027 | 300 | 75 | 75 | LIB |  |  |  | 0.3 | CS |  |  | PR |  | Y | [6 empty] | Y |  |  |  | N | [6 empty] | N
66317 | Kola Energy Storage, LLC | 67680 | Kola Energy Center | CA | San Joaquin | KOLA | V | Batteries | BA | IPP Non-CHP | 2 | 275 | 275 | 275 | 8 | 2025 | 1100 | 275 | 275 | LIB |  |  |  | 131.5 | CS | [7 empty] | PR | [7 empty] | N | [6 empty] | N
66317 | Kola Energy Storage, LLC | 67680 | Kola Energy Center | CA | San Joaquin | KOLA2 | V | Batteries | BA | IPP Non-CHP | 2 | 125 | 125 | 125 | 8 | 2025 | 700 | 175 | 175 | LIB |  |  |  | 131.5 | CS | [7 empty] | PR | [7 empty] | N | [6 empty] | N
66337 | Exus New Mexico | 67710 | TAG | NM | Sandoval | TAGB1 | U | Batteries | BA | IPP Non-CHP | 2 | 50 | 50 | 50 | 8 | 2025 | 231.4 | 57.8 | 57.8 | OTH |  |  |  | 29.6 | OT | [10 empty] | PR | Y |  |  |  | Y | 67710 | TAGS1 |  |  |  |  | N
15248 | Portland General Electric Co | 67711 | Seaside BESS | OR | Multnomah | SESD1 | U | Batteries | BA | Electric Utility | 1 | 200 | 200 | 200 | 7 | 2025 | 800 | 200 | 200 | LIB |  |  |  | 200 | CS | Y | Y |  | PR |  |  | Y |  | Y | [6 empty] | N | [6 empty] | N
66348 | Silver State South Storage, LLC | 67734 | Silver State South Storage | NV | Clark | SSSB | V | Batteries | BA | IPP Non-CHP | 2 | 200 | 200 | 200 | 4 | 2025 | 800 | 200 | 200 | LIB |  |  |  | 225 | CT | Y | Y | Y | Y |  |  | Y | Y | Y |  | PR |  |  |  | Y | Y | 58644 | All |  |  |  |  | N
66346 | Silver Peak Solar, LLC | 67736 | Silver Peak | NV | Clark | SP1 | V | Batteries | BA | IPP Non-CHP | 2 | 60 | 60 | 60 | 6 | 2025 | 240 | 60 | 60 | LIB |  |  |  | 60 | CS | PR | Y |  | Y | [11 empty] | N | [6 empty] | N
66346 | Silver Peak Solar, LLC | 67736 | Silver Peak | NV | Clark | SP2 | V | Batteries | BA | IPP Non-CHP | 2 | 109 | 109 | 109 | 6 | 2025 | 436 | 109 | 109 | LIB |  |  |  | 109 | CS | PR | Y |  | Y | [11 empty] | N | [6 empty] | N
66346 | Silver Peak Solar, LLC | 67736 | Silver Peak | NV | Clark | SP3 | V | Batteries | BA | IPP Non-CHP | 2 | 110 | 110 | 110 | 6 | 2025 | 440 | 110 | 110 | LIB |  |  |  | 110 | CS | PR | Y |  | Y | [11 empty] | N | [6 empty] | N
66352 | SMT Ironman BESS LLC | 67737 | SMT Ironman Battery Storage Plant | TX | Brazoria | SMTIR | TS | Batteries | BA | IPP Non-CHP | 2 | 304 | 304 | 304 | 6 | 2025 | 440.8 | 304 | 304 | LIB |  |  |  | 1.9 | CS | PR |  |  | Y | [11 empty] | N | [6 empty] | N
66354 | Anole Energy Storage, LLC | 67740 | Anole Energy Storage | TX | Dallas | AES | V | Batteries | BA | IPP Non-CHP | 2 | 240 | 240 | 240 | 7 | 2025 | 480 | 240 | 240 | LIB |  |  |  | 78.9 | CS | PR | Y | [13 empty] | N | [6 empty] | N
14354 | PacifiCorp | 67741 | OIT BESS | OR | Klamath | I | V | Batteries | BA | Electric Utility | 1 | 2 | 2 | 2 | 1 | 2026 | 8 | 0.7 | 0.7 | LIB |  |  |  | 0.7 | CS |  |  | PR | [12 empty] | N | [6 empty] | N
66359 | Fort Duncan BESS, LLC | 67752 | Fort Duncan BESS | TX | Maverick | FTDUN | V | Batteries | BA | IPP Non-CHP | 2 | 102.6 | 102.6 | 102.6 | 6 | 2025 | 205.1 | 100 | 100 | LIB |  |  |  | 97.9 | CS | Y | PR | [7 empty] | Y |  | Y |  |  |  | N | [6 empty] | N
5109 | DTE Electric Company | 67758 | Slocum Energy Storage | MI | Wayne | SLOES | TS | Batteries | BA | Electric Utility | 1 | 14 | 14 | 14 | 2 | 2025 | 56 | 14 | 14 | LIB |  |  |  | 4.6 | CS | PR | Y | [6 empty] | Y | [6 empty] | N | [6 empty] | Y
5109 | DTE Electric Company | 67759 | Trenton Channel Energy Center | MI | Wayne | TCHEC | T | Batteries | BA | Electric Utility | 1 | 220 | 220 | 220 | 12 | 2026 | 880 | 220 | 220 | LIB |  |  |  | 72.3 | CS | PR | Y | [6 empty] | Y | [6 empty] | N | [6 empty] | Y
66363 | Bypass BESS LLC | 67761 | Bypass BESS | TX | Fort Bend | 1 | T | Batteries | BA | IPP Non-CHP | 2 | 200 | 200 | 200 | 12 | 2025 | 400 | 200 | 200 | LIB |  |  |  | 65.8 | CS | PR | Y | [13 empty] | N | [6 empty] | N
66365 | Golden Fields Solar IV, LLC | 67764 | Rosamond South 1 | CA | Kern | RBESS | U | Batteries | BA | IPP Non-CHP | 2 | 117 | 117 | 117 | 8 | 2025 | 472 | 117 | 117 | LIB |  |  |  | 1 | CS |  |  |  |  | PR | [5 empty] | Y | Y |  |  |  | Y | 67744 | RS1 |  |  |  |  | Y
66369 | Mission Clean Energy Devco LLC | 67767 | Bramble Energy Center | TX | Zavala | BECBA | P | Batteries | BA | IPP Non-CHP | 2 | 225.1 | 225.1 | 225.1 | 10 | 2026 | 900.4 | 225.1 | 225.1 | LIB |  |  |  | 74 | CS | PR | Y | Y | Y |  |  | Y |  | Y | [6 empty] | N | [6 empty] | N
66369 | Mission Clean Energy Devco LLC | 67768 | Cumbia Energy Center | TX | Nueces | CECBA | P | Batteries | BA | IPP Non-CHP | 2 | 200 | 200 | 200 | 9 | 2027 | 800 | 200 | 200 | LIB |  |  |  | 65.7 | CS | PR | Y | Y | Y |  |  | Y |  | Y | [6 empty] | N | [6 empty] | N
65986 | Gransolar Texas Three, LLC | 67774 | Pecan BESS | TX | Leon | GRS3 | L | Batteries | BA | IPP Non-CHP | 2 | 157.1 | 157.1 | 157.1 | 7 | 2027 | 302.1 | 150 | 150 | LIB |  |  |  | 89.1 | CS | PR | Y | Y | Y |  | Y |  |  | Y | Y | [5 empty] | N | [6 empty] | N
66373 | Gransolar Texas Two LLC | 67776 | Cuchillas PV and BESS | TX | Webb | GRS2B | L | Batteries | BA | IPP Non-CHP | 2 | 306.9 | 306.9 | 306.9 | 12 | 2026 | 625.1 | 300 | 300 | LIB |  |  |  | 173.9 | CS | PR | Y | Y | Y | Y | Y |  |  | Y | Y | Y | Y |  |  |  | Y | 67776 | GRS2P |  |  |  |  | N
66374 | Gransolar Texas Four LLC | 67777 | Harryoung PV and BESS | TX | Cameron | GRS4B | L | Batteries | BA | IPP Non-CHP | 2 | 190 | 190 | 190 | 5 | 2027 | 374.1 | 186 | 186 | LIB |  |  |  | 107.6 | CS | PR | Y | Y | Y | Y | Y |  |  | Y | Y | Y | Y |  |  |  | Y | 67777 | GRS4P |  |  |  |  | N
66375 | Gransolar Texas Sixteen, LLC | 67778 | Findley PV and BESS | TX | Limestone | GR16B | L | Batteries | BA | IPP Non-CHP | 2 | 50.3 | 50.3 | 50.3 | 1 | 2028 | 100.7 | 50 | 50 | LIB |  |  |  | 27.9 | CS | PR | Y | Y | Y | Y | Y |  |  | Y | Y | Y | Y |  |  |  | Y | 67778 | GR16P |  |  |  |  | N
66376 | Gransolar Texas Five LLC | 67779 | Hayrick BESS | TX | Coke | GRS5 | L | Batteries | BA | IPP Non-CHP | 2 | 113.9 | 113.9 | 113.9 | 2 | 2027 | 230.1 | 113.4 | 113.4 | LIB |  |  |  | 66.2 | CS | PR | Y | Y | Y |  | Y |  |  | Y | Y | [5 empty] | N | [6 empty] | N
66380 | Gransolar Texas Twenty Two LLC | 67782 | RedSun PV and BESS | TX | Burnet | GS22B | L | Batteries | BA | IPP Non-CHP | 2 | 84 | 84 | 84 | 6 | 2027 | 201.4 | 100 | 100 | LIB |  |  |  | 47.6 | CS | PR | Y | Y | Y | Y | Y |  |  | Y | Y | Y | Y |  |  |  | Y | 67782 | GS22P |  |  |  |  | N
66381 | Gransolar Texas Twelve LLC | 67783 | Ventures BESS | TX | Matagorda | GRS12 | L | Batteries | BA | IPP Non-CHP | 2 | 226.8 | 226.8 | 226.8 | 9 | 2028 | 402.8 | 200 | 200 | LIB |  |  |  | 82 | CS | PR | Y | Y | Y |  | Y |  |  | Y | Y | [5 empty] | N | [6 empty] | N
66382 | Gransolar Texas Eleven LLC | 67784 | Vial BESS | TX | Hill | GRS11 | L | Batteries | BA | IPP Non-CHP | 2 | 141.4 | 141.4 | 141.4 | 9 | 2027 | 273.3 | 134.4 | 134.4 | LIB |  |  |  | 84.8 | CS | PR | Y | Y | Y |  | Y |  |  | Y | Y | [5 empty] | N | [6 empty] | N
66384 | GRS BESS Texas Seven, LLC | 67798 | Steelhead Energy Storage | TX | Fannin | GRS7 | L | Batteries | BA | IPP Non-CHP | 2 | 193.7 | 190.1 | 190.1 | 7 | 2027 | 382.7 | 190 | 190 | LIB |  |  |  | 107.5 | CS | PR | Y | Y | Y |  | Y |  |  | Y | Y | [5 empty] | N | [6 empty] | N
65265 | Repsol Renewables NA | 67819 | Robinson Solar | NV | White Pine | CRSB1 | P | Batteries | BA | IPP Non-CHP | 2 | 300 | 300 | 300 | 12 | 2029 | 1200 | 300 | 300 | LIB |  |  |  | 328.7 | CS | Y | Y | Y | Y | Y |  | Y | Y |  |  | PR | Y |  |  |  | Y | 67819 | CRSS1 |  |  |  |  | N
60232 | Clenera LLC | 67823 | Roadrunner Solar and BESS | AZ | Cochise | RRBES | T | Batteries | BA | IPP Non-CHP | 2 | 235 | 235 | 235 | 12 | 2025 | 411 | 235 | 235 | LIB |  |  |  | 77.2 | CS | [10 empty] | PR | Y |  |  |  | Y | 67823 | RRPV |  |  |  |  | N
66405 | Mordor ES1 LLC | 67828 | Mordor ES1 | CA | Inyo | MES1 | V | Batteries | BA | IPP Non-CHP | 2 | 25 | 25 | 25 | 5 | 2025 | 100 | 25 | 25 | LIB |  |  |  | 8.2 | CS | PR | [14 empty] | N | [6 empty] | N
66406 | Mordor ES2 LLC | 67829 | Mordor ES2 | CA | Inyo | MES2 | V | Batteries | BA | IPP Non-CHP | 2 | 20 | 20 | 20 | 5 | 2025 | 80 | 20 | 20 | LIB |  |  |  | 8.2 | CS | PR | [14 empty] | N | [6 empty] | N
66412 | Emeren US, LLC | 67836 | Gibson Solar Project - Hybrid | CA | Yolo | GSP2 | T | Batteries | BA | IPP Non-CHP | 2 | 13 | 13 | 13 | 12 | 2027 | 52 | 13 | 13 | LIB |  |  |  | 14.4 | CS |  |  | PR |  | Y |  | Y |  |  |  | Y |  | Y |  |  | Y | 67836 | GSP1 |  |  |  |  | Y
63289 | Key Capture Energy | 67838 | KCE NY 30, LLC | NY | Suffolk | NY30 | P | Batteries | BA | IPP Non-CHP | 2 | 50 | 50 | 50 | 12 | 2028 | 200 | 50 | 50 | LIB |  |  |  | 50 | CS |  | PR | [6 empty] | Y | [6 empty] | N | [6 empty] | N
63289 | Key Capture Energy | 67839 | KCE NY 31, LLC | NY | Suffolk | NY31 | P | Batteries | BA | IPP Non-CHP | 2 | 50 | 50 | 50 | 12 | 2027 | 200 | 50 | 50 | LIB |  |  |  | 50 | CS |  | PR | [6 empty] | Y | [6 empty] | N | [6 empty] | N
63289 | Key Capture Energy | 67841 | KCE NY 36, LLC | NY | Oneida | NY36 | P | Batteries | BA | IPP Non-CHP | 2 | 20 | 20 | 20 | 5 | 2029 | 80 | 20 | 20 | LIB |  |  |  | 20 | CS |  | PR | [6 empty] | Y | [6 empty] | N | [6 empty] | N
66416 | SBESS TX7 LLC | 67843 | Farmersville West | TX | Collin | FARM | TS | Batteries | BA | IPP Non-CHP | 2 | 9.9 | 9.9 | 9.9 | 2 | 2025 | 24.7 | 9.9 | 9.9 | LIB |  |  |  | 3.3 | CS | PR | [14 empty] | N | [6 empty] | N
66417 | SBESS TX6 LLC | 67844 | Hidden Lakes | TX | Galveston | HIDD | V | Batteries | BA | IPP Non-CHP | 2 | 9.9 | 9.9 | 9.9 | 1 | 2026 | 24.7 | 9.9 | 9.9 | LIB |  |  |  | 3.3 | CS | PR | [14 empty] | N | [6 empty] | N
66418 | SBESS TX5 LLC | 67845 | Junction BESS | TX | Kimble | JUTX5 | TS | Batteries | BA | IPP Non-CHP | 2 | 9.9 | 9.9 | 9.9 | 3 | 2025 | 24.7 | 9.9 | 9.9 | LIB |  |  |  | 3.3 | CS | PR | [14 empty] | N | [6 empty] | N
66422 | ORNI 30 LLC | 67850 | Arrowleaf Solar and Storage | CA | Imperial | ALBS1 | U | Batteries | BA | IPP Non-CHP | 2 | 35 | 35 | 35 | 11 | 2025 | 140 | 35 | 35 | LIB |  |  |  | 47.3 | CS | PR | Y | [9 empty] | Y |  |  |  | N | 67850 | ALS1 |  |  |  |  | N
64904 | AES Clean Energy | 67855 | Westwing | AZ | Maricopa | WEST2 | V | Batteries | BA | IPP Non-CHP | 2 | 118 | 118 | 118 | 5 | 2025 | 481 | 118 | 118 | LIB |  |  |  | 38.6 | CS | PR | Y |  | Y |  |  |  |  | Y | [6 empty] | N | [6 empty] | Y
66434 | Foster Clean Power B, LLC | 67859 | Foster Clean Power B | CA | Humboldt | BESSB | U | Batteries | BA | IPP Non-CHP | 2 | 1.2 | 1.2 | 1.2 | 8 | 2025 | 5.4 | 1.4 | 1.4 | LIB |  |  |  | 1.4 | CS |  |  | Y | [7 empty] | PR |  | Y |  |  | Y | 67859 | FOSTB |  |  |  |  | N
66431 | Liberty 1 Solar LLC | 67867 | Liberty Hybrid Solar and Storage Project | TX | Harris | LIB2 | V | Batteries | BA | IPP Non-CHP | 2 | 65 | 65 | 65 | 10 | 2025 | 62.4 | 60 | 60 | LIB |  |  |  | 28.3 | CS | PR | Y | [7 empty] | Y | [5 empty] | N | [6 empty] | Y
66448 | Parks Valley Energy LLC | 67874 | Parks Valley Energy LLC | WV | Hampshire | ENX32 | P | Batteries | BA | IPP Non-CHP | 2 | 150 | 150 | 150 | 12 | 2027 | 200 | 50 | 50 | LIB |  |  |  | 16.4 | CT | PR | [14 empty] | N | [6 empty] | Y
20323 | Wellhead Services, Inc | 67878 | Chula Vista Energy Center 2 | CA | San Diego | BESS1 | U | Batteries | BA | Industrial Non-CHP | 6 | 50 | 50 | 50 | 1 | 2026 | 219 | 50 | 50 | LIB |  |  |  | 15 | CS | PR | Y |  |  |  |  | Y |  | Y | [6 empty] | N | [6 empty] | N
66445 | NineDot Holdings, LLC | 67880 | Arthur Kill Energy, LLC | NY | Richmond | ND009 | TS | Batteries | BA | IPP Non-CHP | 2 | 5 | 5 | 5 | 2 | 2025 | 21.7 | 2.3 | 5 | LIB |  |  |  | 4.4 | CS | Y |  |  |  |  | Y | PR | [8 empty] | N | [6 empty] | Y
66445 | NineDot Holdings, LLC | 67882 | Empire Clean Energy, LLC | NY | Richmond | ND007 | V | Batteries | BA | IPP Non-CHP | 2 | 5 | 5 | 5 | 2 | 2025 | 21.7 | 2.7 | 5 | LIB |  |  |  | 4.4 | CS | Y |  |  |  |  | Y | PR | [8 empty] | N | [6 empty] | Y
66445 | NineDot Holdings, LLC | 67882 | Empire Clean Energy, LLC | NY | Richmond | ND008 | V | Batteries | BA | IPP Non-CHP | 2 | 5 | 5 | 5 | 6 | 2025 | 21.7 | 2.7 | 5 | LIB |  |  |  | 4.4 | CS | Y |  |  |  |  | Y | PR | [8 empty] | N | [6 empty] | Y
66461 | Two Oaks Solar and Storage | 67884 | Two Oaks Solar and Storage LLC | VA | Louisa | ENX28 | P | Batteries | BA | IPP Non-CHP | 2 | 50 | 50 | 50 | 11 | 2027 | 200 | 50 | 50 | LIB |  |  |  | 16.4 | CT | PR | [14 empty] | N | [6 empty] | Y
66445 | NineDot Holdings, LLC | 67885 | Nelson Clean Energy, LLC | NY | Richmond | ND005 | U | Batteries | BA | IPP Non-CHP | 2 | 3 | 3 | 3 | 8 | 2025 | 12.4 | 1.6 | 3 | LIB |  |  |  | 2.5 | CS | Y |  |  |  |  | Y | PR | [8 empty] | N | [6 empty] | Y
66445 | NineDot Holdings, LLC | 67885 | Nelson Clean Energy, LLC | NY | Richmond | ND006 | U | Batteries | BA | IPP Non-CHP | 2 | 5 | 5 | 5 | 8 | 2025 | 21.7 | 2.7 | 5 | LIB |  |  |  | 4.4 | CS | Y |  |  |  |  | Y | PR | [8 empty] | N | [6 empty] | Y
66462 | Dunns Bridge II Solar and Storage Generation LLC | 67893 | Dunns Bridge II Solar | IN | Starke | DB2BS | V | Batteries | BA | Electric Utility | 1 | 56.3 | 56.3 | 56.3 | 1 | 2025 | 225 | 56.3 | 56.3 | LIB |  |  |  | 41.1 | CS | PR | Y |  | Y |  |  | Y |  | Y | Y | [5 empty] | N | [6 empty] | N
66463 | 51LV 8me, LLC | 67894 | Bellefield 3 Solar and Battery Storage | CA | Kern | 51LVB | P | Batteries | BA | IPP Non-CHP | 2 | 150 | 150 | 150 | 5 | 2027 | 600 | 150 | 150 | LIB |  |  |  | 75.5 | CS | PR | Y |  |  | Y | [5 empty] | Y | Y |  |  |  | Y | 67894 | 51LVA |  |  |  |  | Y
66464 | 210MS 8me, LLC | 67895 | Brittlebush Solar and Battery Storage | TX | Henderson | 21MSB | P | Batteries | BA | IPP Non-CHP | 2 | 400 | 400 | 400 | 4 | 2029 | 800 | 400 | 400 | LIB |  |  |  | 246.9 | CS | PR | Y |  |  | Y | [5 empty] | Y | Y |  |  |  | Y | 67895 | 21MSA |  |  |  |  | Y
66465 | 229HD 8me, LLC | 67896 | Holstein 2 Battery Storage | TX | Nolan | 229HD | P | Batteries | BA | IPP Non-CHP | 2 | 100 | 100 | 100 | 5 | 2027 | 200 | 100 | 100 | LIB |  |  |  | 33.7 | CS | PR | [14 empty] | N | [6 empty] | N
66466 | 452HL 8me, LLC | 67897 | Pasilla Solar and Battery Storage | NM | Lea | 45HLB | P | Batteries | BA | IPP Non-CHP | 2 | 250 | 250 | 250 | 10 | 2028 | 1000 | 250 | 250 | LIB |  |  |  | 114.2 | CS | PR |  |  |  | Y | [5 empty] | Y | Y |  |  |  | Y | 67897 | 45HLA |  |  |  |  | Y
66467 | Escape Solar LLC | 67898 | Escape Solar Plant | NV | Lincoln | ESPHB | L | Batteries | BA | IPP Non-CHP | 2 | 100 | 100 | 100 | 12 | 2025 | 400 | 100 | 100 | LIB |  |  |  | 32.9 | CS | [7 empty] | PR |  |  | Y | Y |  |  |  | Y | 67898 | ESPH2 |  |  |  |  | N
24211 | Tucson Electric Power Co | 67905 | Roadrunner Reserve Phase 1 | AZ | Pima | RDR1 | U | Batteries | BA | Electric Utility | 1 | 200 | 200 | 200 | 7 | 2025 | 800 | 200 | 200 | LIB |  |  |  | 65 | CS | Y | [5 empty] | PR |  | Y | [6 empty] | N | [6 empty] | N
65144 | Samsung C&T Renewables, LLC | 67917 | Champaign BESS, LLC | TX | Glasscock | CHMPN | P | Batteries | BA | IPP Non-CHP | 2 | 202.7 | 202.7 | 202.7 | 9 | 2026 | 400 | 202.6 | 202.6 | LIB |  |  |  | 119.4 | CS | PR | Y | [13 empty] | N | [6 empty] | N
65144 | Samsung C&T Renewables, LLC | 67918 | Dios BESS, LLC | TX | Jackson | DIOS | P | Batteries | BA | IPP Non-CHP | 2 | 201.6 | 201.6 | 201.6 | 3 | 2027 | 400 | 201.1 | 201.1 | LIB |  |  |  | 119.4 | CS | PR | Y | [13 empty] | N | [6 empty] | N
65144 | Samsung C&T Renewables, LLC | 67919 | Dolce BESS, LLC | TX | Mitchell | DOLCE | P | Batteries | BA | IPP Non-CHP | 2 | 101.4 | 101.4 | 101.4 | 4 | 2026 | 200 | 101.4 | 101.4 | LIB |  |  |  | 59.6 | CS | PR | Y | [13 empty] | N | [6 empty] | N
66480 | Daggett Solar Power 1 LLC | 67931 | Daggett 1 | CA | San Bernardino | DAG1 | V | Batteries | BA | IPP Non-CHP | 2 | 113.5 | 113.5 | 113.5 | 8 | 2025 | 454 | 113.5 | 113.5 | LIB |  |  |  | 47.6 | CS | PR | Y |  | Y | [11 empty] | N | [6 empty] | Y
66485 | Vernon Solar and Storage, LLC | 67934 | Vernon Solar and Storage | TX | Wilbarger | VERNB | P | Batteries | BA | IPP Non-CHP | 2 | 38 | 38 | 38 | 2 | 2028 | 70 | 35 | 35 | LIB |  |  |  | 11.5 | CS | PR | Y |  | Y | [11 empty] | N | [6 empty] | N
64545 | Vesper Energy Development LLC | 67945 | Juniper Creek Storage | CA | Sacramento | JCSIB | T | Batteries | BA | IPP Non-CHP | 2 | 200 | 200 | 200 | 12 | 2026 | 800 | 200 | 200 | LIB |  |  |  | 200 | CS | PR | Y |  | Y | [5 empty] | Y | [5 empty] | N | [6 empty] | N
65076 | HEN Infrastructure, L.L.C. | 67949 | Poteet | TX | Atascosa | POTEB | V | Batteries | BA | IPP Non-CHP | 2 | 9.9 | 9.9 | 9.9 | 12 | 2025 | 9.9 | 9.9 | 9.9 | LIB |  |  |  | 9.9 | CS | PR | Y |  | Y | [11 empty] | N | [6 empty] | N
66509 | Red River Clean Energy | 67956 | Concho Pearl Solar and Storage | TX | Concho | CONBS | T | Batteries | BA | IPP Non-CHP | 2 | 162.4 | 162.4 | 162.4 | 10 | 2027 | 324.8 | 162.4 | 162.4 | LIB |  |  |  | 191.5 | CS | PR | Y |  | Y |  |  |  |  | Y | [6 empty] | N | [6 empty] | N
65076 | HEN Infrastructure, L.L.C. | 67963 | Tynan | TX | Bee | TYNNB | V | Batteries | BA | IPP Non-CHP | 2 | 9.9 | 9.9 | 9.9 | 5 | 2025 | 9.9 | 9.9 | 9.9 | LIB |  |  |  | 9.9 | CS | PR | Y |  | Y | [11 empty] | N | [6 empty] | N
803 | Arizona Public Service Co | 67964 | Agave | AZ | Maricopa | A400M | U | Batteries | BA | Electric Utility | 1 | 150 | 150 | 150 | 3 | 2026 | 600 | 150 | 150 | LIB |  |  |  | 64.1 | CS | Y |  |  | Y |  |  | PR |  |  |  | Y | Y |  |  |  | Y | 67964 | A150M |  |  |  |  | N
66526 | Burksol, LLC | 67968 | Burksol Energy Storage | TX | Dickens | BES | V | Batteries | BA | IPP Non-CHP | 2 | 100 | 100 | 100 | 3 | 2025 | 200 | 100 | 100 | LIB |  |  |  | 32.9 | CS | PR | Y | [13 empty] | N | [6 empty] | N
50123 | Leeward Asset Management, LLC | 67973 | Sierra Pinta BESS | AZ | Yuma | SP01 | U | Batteries | BA | IPP Non-CHP | 2 | 113 | 113 | 113 | 12 | 2025 | 113 | 113 | 113 | LIB |  |  |  | 113 | BL | [8 empty] | PR | [6 empty] | N | [6 empty] | Y
17166 | Sierra Pacific Power Co | 67978 | Sierra Solar Hybrid | NV | Churchill | SSES1 | L | Batteries | BA | Electric Utility | 1 | 400 | 400 | 400 | 7 | 2027 | 1600 | 400 | 400 | LIB |  |  |  | 131.5 | CS |  | Y | Y |  |  |  | Y |  |  |  | PR | Y |  |  |  | Y | 67978 | SSPV1 |  |  |  |  | N
66527 | May Renewables LLC | 67981 | May Renewables | SC | Orangeburg | MAYB | P | Batteries | BA | IPP Non-CHP | 2 | 100 | 100 | 100 | 6 | 2031 | 400 | 100 | 100 | LIB |  |  |  | 0 | CS |  | PR | [7 empty] | Y | Y | Y |  |  |  | Y | 67981 | MAY |  |  |  |  | N
64545 | Vesper Energy Development LLC | 67982 | Athens Solar I (Hybrid) | CA | Placer | ATHSB | P | Batteries | BA | IPP Non-CHP | 2 | 250 | 250 | 250 | 6 | 2028 | 1000 | 250 | 250 | LIB |  |  |  | 1 | CS | PR | Y |  |  | Y |  |  |  | Y |  | Y | Y |  |  |  | Y | 67982 | ATHS1 |  |  |  |  | N
64545 | Vesper Energy Development LLC | 67983 | Aurora Renewable Energy (Hybrid) | CA | Stanislaus | AURRB | P | Batteries | BA | IPP Non-CHP | 2 | 50 | 50 | 50 | 4 | 2028 | 200 | 50 | 50 | LIB |  |  |  | 1 | CS | PR | Y |  |  | Y |  |  |  | Y |  | Y | Y |  |  |  | Y | 67983 | AURRE |  |  |  |  | N
64545 | Vesper Energy Development LLC | 67985 | Hornet Solar II (TX) (Hybrid) | TX | Swisher | HRT2B | L | Batteries | BA | IPP Non-CHP | 2 | 200 | 200 | 200 | 6 | 2026 | 800 | 200 | 200 | LIB |  |  |  | 200 | CS | PR | [9 empty] | Y |  | Y |  |  | Y | 67985 | HRNT2 |  |  |  |  | N
64545 | Vesper Energy Development LLC | 67986 | Meadow Springs Renewable Energy (Hybrid) | IL | White | MSPRB | P | Batteries | BA | IPP Non-CHP | 2 | 150 | 150 | 150 | 12 | 2026 | 600 | 150 | 150 | LIB |  |  |  | 1 | CS | Y | [9 empty] | PR |  | Y |  |  | Y | 67986 | MSPRE |  |  |  |  | N
64545 | Vesper Energy Development LLC | 67987 | Mystic Springs Renewable Energy (Hybrid) | TX | Kaufman | MYSPB | P | Batteries | BA | IPP Non-CHP | 2 | 250 | 250 | 250 | 12 | 2026 | 1000 | 250 | 250 | LIB |  |  |  | 250 | CS | PR | [9 empty] | Y |  | Y |  |  | Y | 67987 | MYSPS |  |  |  |  | N
66549 | Caballero CA Storage LLC | 68012 | Caballero | CA | San Luis Obispo | CAB11 | TS | Batteries | BA | IPP Non-CHP | 2 | 99.7 | 99.7 | 99.7 | 4 | 2025 | 398.8 | 99.7 | 99.7 | LIB |  |  |  | 51.4 | CS | PR | Y |  | Y |  |  | Y |  | Y | [6 empty] | N | [6 empty] | Y
64545 | Vesper Energy Development LLC | 68015 | Emerald Hill Energy Storage | TX | Dallas | EMHES | P | Batteries | BA | IPP Non-CHP | 2 | 250 | 250 | 250 | 4 | 2026 | 500 | 250 | 250 | LIB |  |  |  |  | CS | PR | Y |  |  |  |  | Y | Y | Y | Y | [5 empty] | N | [6 empty] | Y
60059 | ZGlobal Inc | 68018 | Merced BESS | CA | Merced | MRCDB | U | Batteries | BA | IPP Non-CHP | 2 | 3 | 3 | 3 | 9 | 2025 | 12 | 0.3 | 0.3 | LIB |  |  |  | 1.5 | CS | PR | [14 empty] | N | [6 empty] | N
65144 | Samsung C&T Renewables, LLC | 68019 | Richwood Solar and Storage | OH | Union | RICBA | P | Batteries | BA | IPP Non-CHP | 2 | 50 | 50 | 50 | 12 | 2028 | 200 | 50 | 50 | LIB |  |  |  | 19.3 | CS | PR | Y | Y | Y | [11 empty] | N | [6 empty] | N
66554 | Cowboy Solar I | 68022 | Cowboy Solar I | WY | Laramie | CLPBS | P | Batteries | BA | IPP Non-CHP | 2 | 400 | 400 | 400 | 3 | 2027 | 544 | 136 | 136 | LIB |  |  |  | 0.9 | CS | PR | [5 empty] | Y |  |  |  | Y |  |  |  |  | N | [6 empty] | N
66555 | BCE Seal Beach | 68023 | BCE Seal Beach | CA | Orange | SBBS1 | U | Batteries | BA | IPP Non-CHP | 2 | 16.7 | 16.7 | 16.7 | 9 | 2025 | 64 | 16.7 | 16.7 | LIB |  |  |  | 16.7 | CS | PR |  |  |  | Y |  | Y |  | Y |  | Y | Y |  |  |  | Y | 68023 | SBBS1 |  |  |  |  | N
64545 | Vesper Energy Development LLC | 68030 | Red Hollow Renewable Energy | TX | Archer | RHLWB | P | Batteries | BA | IPP Non-CHP | 2 | 300 | 300 | 300 | 10 | 2027 | 1200 | 300 | 300 | LIB |  |  |  | 300 | CS | PR | [9 empty] | Y |  | Y |  |  | Y | 68030 | RDHLW |  |  |  |  | N
64545 | Vesper Energy Development LLC | 68031 | Scopus Solar | MO | Bollinger | SCPSB | P | Batteries | BA | IPP Non-CHP | 2 | 200 | 200 | 200 | 12 | 2026 | 800 | 200 | 200 | LIB |  |  |  | 1 | CS | Y | Y |  |  |  |  | Y |  |  |  | PR |  | Y |  |  | Y | 68031 | SCPSR |  |  |  |  | N
64545 | Vesper Energy Development LLC | 68032 | Skylight Renewable Energy | CA | Sutter | SKREB | P | Batteries | BA | IPP Non-CHP | 2 | 100 | 100 | 100 | 6 | 2028 | 400 | 100 | 100 | LIB |  |  |  | 1 | CS | PR | Y |  |  | Y |  |  |  | Y |  | Y |  | Y |  |  | Y | 68032 | SKLRE |  |  |  |  | N
64545 | Vesper Energy Development LLC | 68033 | Sunrose Renewable Energy | TX | Austin | SRSEB | P | Batteries | BA | IPP Non-CHP | 2 | 300 | 300 | 300 | 12 | 2027 | 1200 | 300 | 300 | LIB |  |  |  | 300 | CS | PR | [9 empty] | Y |  | Y |  |  | Y | 68033 | SNRSE |  |  |  |  | N
64545 | Vesper Energy Development LLC | 68034 | Sunscape Renewable Energy | TX | Nueces | SNSCB | P | Batteries | BA | IPP Non-CHP | 2 | 500 | 500 | 500 | 10 | 2028 | 2000 | 500 | 500 | LIB |  |  |  | 1 | CS | Y | [9 empty] | PR | Y |  |  |  | Y | 68034 | SNSCP |  |  |  |  | N
64545 | Vesper Energy Development LLC | 68035 | Syracuse and Tours Renewable Energy | CA | Kern | SYTOB | T | Batteries | BA | IPP Non-CHP | 2 | 40 | 40 | 40 | 11 | 2027 | 160 | 40 | 40 | LIB |  |  |  | 1 | CS | PR | Y |  |  | Y |  |  |  | Y |  | Y |  | Y |  |  | Y | 68035 | SYTOR |  |  |  |  | N
64545 | Vesper Energy Development LLC | 68036 | Vichy Solar | MO | Maries | VCHSB | P | Batteries | BA | IPP Non-CHP | 2 | 200 | 200 | 200 | 12 | 2026 | 800 | 200 | 200 | LIB |  |  |  | 1 | CS | Y | Y |  |  |  |  | Y |  |  |  | PR |  | Y |  |  | Y | 68036 | VCHSR |  |  |  |  | N
64904 | AES Clean Energy | 68043 | Robeson Solar I | NC | Robeson | ROBSS | P | Batteries | BA | IPP Non-CHP | 2 | 28 | 28 | 28 | 12 | 2028 | 28 | 28 | 28 | LIB |  |  |  | 9.2 | CS | PR | [9 empty] | Y | Y |  |  |  | Y | 68043 | ROBES |  |  |  |  | N
11479 | Madison Gas & Electric Co | 68054 | Sunnyside Solar Energy Center | WI | Dane | SNSB | L | Batteries | BA | Electric Utility | 1 | 40 | 40 | 40 | 11 | 2026 | 160 | 40 | 40 | LIB |  |  |  | 885.2 | CS | PR | Y |  | Y |  |  | Y |  | Y | [6 empty] | N | [6 empty] | N
66567 | Prospect Power, LLC | 68055 | Prospect Power BESS | VA | Rockingham | PPB | L | Batteries | BA | IPP Non-CHP | 2 | 150 | 150 | 150 | 4 | 2026 | 734 | 183.6 | 183.6 | LIB |  |  |  | 120 | CS | PR | Y |  | Y | [11 empty] | N | [6 empty] | Y
66509 | Red River Clean Energy | 68078 | Chisme Solar and Storage | TX | Mills | CHIBS | T | Batteries | BA | IPP Non-CHP | 2 | 146 | 146 | 146 | 4 | 2027 | 292 | 146 | 146 | LIB |  |  |  | 171.4 | CS | PR | Y |  | Y |  |  |  |  | Y | [6 empty] | N | [6 empty] | N
66581 | GRS BESS Texas Eight LLC | 68080 | Marcos PV and BESS | TX | Victoria | GRS8B | L | Batteries | BA | IPP Non-CHP | 2 | 115.9 | 115 | 115 | 8 | 2027 | 231.8 | 115 | 115 | LIB |  |  |  | 67.2 | CS | PR | [6 empty] | Y | Y |  | Y | Y |  |  |  | Y | 68080 | GRS8P |  |  |  |  | N
50123 | Leeward Asset Management, LLC | 68084 | Morrow Lake BESS | TX | Frio | MLB | U | Batteries | BA | IPP Non-CHP | 2 | 200 | 200 | 200 | 1 | 2027 | 400 | 400 | 400 | LIB |  |  |  | 65.8 | BL |  |  |  | PR |  |  |  |  | Y | [6 empty] | N | [6 empty] | Y
65801 | Angelo Storage, LLC | 68146 | Angelo Storage | TX | Tom Green | ANGBA | TS | Batteries | BA | IPP Non-CHP | 2 | 100 | 100 | 100 | 2 | 2025 | 249.4 | 100 | 100 | LIB |  |  |  | 32.9 | CS | PR | Y |  | Y |  |  |  |  | Y | [6 empty] | N | [6 empty] | N
65803 | Raven Storage, LLC | 68149 | Raven Storage | TX | Wharton | RAVEB | P | Batteries | BA | IPP Non-CHP | 2 | 100 | 100 | 100 | 7 | 2026 | 290.9 | 100 | 100 | LIB |  |  |  | 32.9 | CS | PR | Y |  | Y |  |  |  |  | Y | [6 empty] | N | [6 empty] | N
66616 | Fremont Solar, LLC | 68153 | Fremont Solar | UT | Iron | BA1 | L | Batteries | BA | IPP Non-CHP | 2 | 198 | 198 | 198 | 6 | 2027 | 198 | 50 | 50 | LIB |  |  |  | 25 | CS | [6 empty] | Y |  | Y |  | PR | Y |  |  |  | Y | 68153 | PV1 |  |  |  |  | N
66607 | Belltown Power Texas 2, LLC | 68165 | Brotherton Storage | TX | Anderson | BROBA | L | Batteries | BA | IPP Non-CHP | 2 | 176.1 | 176.1 | 176.1 | 12 | 2026 | 352.3 | 176.1 | 176.1 | LIB |  |  |  | 87 | CS | PR | Y |  | Y |  |  | Y |  | Y | [6 empty] | N | [6 empty] | N
66607 | Belltown Power Texas 2, LLC | 68166 | Dolomite Storage | TX | Ellis | DOLBA | L | Batteries | BA | IPP Non-CHP | 2 | 125.7 | 125.7 | 125.7 | 11 | 2026 | 251.4 | 125.7 | 125.7 | LIB |  |  |  | 67.1 | CS | PR | Y |  | Y |  |  | Y |  | Y | [6 empty] | N | [6 empty] | N
66607 | Belltown Power Texas 2, LLC | 68168 | Kahla Storage | TX | Leon | KAHBA | L | Batteries | BA | IPP Non-CHP | 2 | 200.9 | 200.9 | 200.9 | 4 | 2027 | 401.8 | 200.9 | 200.9 | LIB |  |  |  | 67.1 | CS | PR | Y |  | Y |  |  | Y |  | Y | [6 empty] | N | [6 empty] | N
66607 | Belltown Power Texas 2, LLC | 68170 | Mcgee Storage | TX | Henderson | MCGBA | L | Batteries | BA | IPP Non-CHP | 2 | 151.3 | 151.3 | 151.3 | 12 | 2026 | 123 | 76.5 | 76.5 | LIB |  |  |  | 43.5 | CS | PR | Y |  | Y |  |  | Y |  | Y | [6 empty] | N | [6 empty] | N
66607 | Belltown Power Texas 2, LLC | 68171 | Mcmurtre Storage | TX | Hunt | MCMBA | L | Batteries | BA | IPP Non-CHP | 2 | 176.1 | 176.1 | 176.1 | 9 | 2026 | 352.3 | 176.1 | 176.1 | LIB |  |  |  | 87.1 | CS | PR | Y |  | Y |  |  | Y |  | Y | [6 empty] | N | [6 empty] | N
66607 | Belltown Power Texas 2, LLC | 68172 | Myers Solar and Storage | TX | Goliad | MYEBT | L | Batteries | BA | IPP Non-CHP | 2 | 75.7 | 75.7 | 75.7 | 8 | 2028 | 151.4 | 75.7 | 75.7 | LIB |  |  |  | 38 | CS | PR | Y |  | Y |  |  | Y |  | Y | [6 empty] | N | [6 empty] | N
66607 | Belltown Power Texas 2, LLC | 68173 | Sandford Solar and Storage | TX | Wise | SANBT | L | Batteries | BA | IPP Non-CHP | 2 | 100.9 | 100.9 | 100.9 | 5 | 2027 | 252.4 | 100.9 | 100.9 | LIB |  |  |  | 48 | CS | PR | Y |  | Y |  |  | Y |  | Y | [6 empty] | N | [6 empty] | N
66607 | Belltown Power Texas 2, LLC | 68174 | Stegall Solar and Storage | TX | Bell | STEBA | L | Batteries | BA | IPP Non-CHP | 2 | 50.5 | 50.5 | 50.5 | 12 | 2026 | 100.9 | 50.5 | 50.5 | LIB |  |  |  | 28.1 | CS | PR | Y |  | Y |  |  | Y |  | Y | [6 empty] | N | [6 empty] | N
66607 | Belltown Power Texas 2, LLC | 68176 | Willis Storage | TX | Hunt | WILBA | L | Batteries | BA | IPP Non-CHP | 2 | 176.1 | 176.1 | 176.1 | 9 | 2026 | 352.3 | 176.1 | 176.1 | LIB |  |  |  | 87 | CS | PR | Y |  | Y |  |  | Y |  | Y | [6 empty] | N | [6 empty] | N
66607 | Belltown Power Texas 2, LLC | 68177 | Windmill Ridge Storage | TX | Brazoria | WINBA | L | Batteries | BA | IPP Non-CHP | 2 | 151.4 | 151.4 | 151.4 | 12 | 2026 | 302.8 | 151.4 | 151.4 | LIB |  |  |  | 76.2 | CS | PR | Y |  | Y |  |  | Y |  | Y | [6 empty] | N | [6 empty] | N
66607 | Belltown Power Texas 2, LLC | 68178 | Yooperlite Storage | TX | Wise | YOOBA | L | Batteries | BA | IPP Non-CHP | 2 | 175.7 | 175.7 | 175.7 | 12 | 2027 | 351.3 | 175.7 | 175.7 | LIB |  |  |  | 88 | CS | PR | Y |  | Y |  |  | Y |  | Y | [6 empty] | N | [6 empty] | N
66617 | Big Elm Storage, LLC | 68181 | Big Elm Storage | TX | Bell | BELMB | V | Batteries | BA | IPP Non-CHP | 2 | 100 | 100 | 100 | 9 | 2026 | 250.8 | 100 | 100 | LIB |  |  |  | 32.9 | CS | PR | Y |  | Y |  |  |  |  | Y | [6 empty] | N | [6 empty] | N
66623 | Great Kiskadee Storage, LLC | 68189 | Great Kiskadee Storage | TX | Hidalgo | GKDBS | TS | Batteries | BA | IPP Non-CHP | 2 | 100 | 100 | 100 | 2 | 2025 | 249.4 | 100 | 100 | LIB |  |  |  | 32.9 | CS | PR | Y |  | Y |  |  |  |  | Y | [6 empty] | N | [6 empty] | N
66650 | Noble Solar LLC | 68209 | Purple Sage Energy Center | NV | Clark | PSGBS | P | Batteries | BA | IPP Non-CHP | 2 | 400 | 400 | 400 | 12 | 2026 | 1600 | 400 | 400 | LIB |  |  |  | 100 | CS | PR |  |  |  | Y | [6 empty] | Y |  |  |  | Y | 68209 | PSGPV |  |  |  |  | N
59300 | PNM Resources | 68210 | Sandia Energy Center | NM | Bernalillo | BESS | T | Batteries | BA | Electric Utility | 1 | 60 | 60 | 60 | 4 | 2026 | 240 | 60 | 60 | LIB |  |  |  | 19.7 | CS |  |  |  |  | Y | Y |  |  | Y |  | PR |  |  |  | Y | N | [6 empty] | Y
66646 | ReWild Renewables, LLC | 68215 | Braley Hill North Solar | MA | Plymouth | BRAES | L | Batteries | BA | IPP Non-CHP | 2 | 5 | 5 | 5 | 12 | 2026 | 26 | 5 | 4.9 | LIB |  |  |  | 0 | CS | [10 empty] | PR |  | Y |  |  | Y | 68215 | BRAPV |  |  |  |  | N
66646 | ReWild Renewables, LLC | 68216 | Cushman Road Solar | MA | Plymouth | CUSES | L | Batteries | BA | IPP Non-CHP | 2 | 3 | 3 | 3 | 12 | 2026 | 9.6 | 3 | 3 | LIB |  |  |  |  | CS | [10 empty] | PR |  | Y |  |  | Y | 68216 | CUSPV |  |  |  |  | N
66646 | ReWild Renewables, LLC | 68217 | Featherbed Lane South Solar | MA | Plymouth | FEAES | L | Batteries | BA | IPP Non-CHP | 2 | 1 | 1 | 1 | 12 | 2026 | 5 | 1 | 1 | LIB |  |  |  |  | CS | [10 empty] | PR |  | Y |  |  | Y | 68217 | FEAPV |  |  |  |  | N
66646 | ReWild Renewables, LLC | 68218 | Randall Lane Solar | MA | Plymouth | RANES | L | Batteries | BA | IPP Non-CHP | 2 | 5 | 5 | 5 | 12 | 2026 | 21 | 5 | 4.9 | LIB |  |  |  |  | CS | [10 empty] | PR |  | Y |  |  | Y | 68218 | RANPV |  |  |  |  | N
66646 | ReWild Renewables, LLC | 68219 | Snipatuit Road Solar | MA | Plymouth | SNIES | L | Batteries | BA | IPP Non-CHP | 2 | 4 | 4 | 4 | 12 | 2026 | 12.8 | 4 | 4 | LIB |  |  |  |  | CS | [10 empty] | PR |  | Y |  |  | Y | 68219 | SNIPV |  |  |  |  | N
65869 | Prologis Logistics Services Incorporated | 68235 | Romeoville 34B-SLCHI234 | IL | Will | C34BB | L | Batteries | BA | IPP Non-CHP | 2 | 0.5 | 0.5 | 0.5 | 4 | 2026 | 0.5 | 0.5 | 0.3 | LIB | NIB |  |  | 35 | CS | PR | [5 empty] | Y |  |  |  | Y | Y |  |  |  | Y | 68235 | C234B |  |  |  |  | Y
65869 | Prologis Logistics Services Incorporated | 68239 | Romeoville 34A-SLCHI234 | IL | Will | C34AB | L | Batteries | BA | IPP Non-CHP | 2 | 0.5 | 0.5 | 0.5 | 6 | 2026 | 0.5 | 0.5 | 0.3 | LIB | NIB |  |  | 35 | CS | PR | [5 empty] | Y |  |  |  | Y | Y |  |  |  | Y | 68239 | C234B |  |  |  |  | Y
66669 | Solar Star 3, LLC | 68240 | Solar Star 3 | CA | Kern | SS3BT | L | Batteries | BA | IPP Non-CHP | 2 | 23 | 23 | 23 | 12 | 2025 | 92 | 23 | 23 | LIB |  |  |  | 27.7 | CS | Y | [5 empty] | Y |  |  |  | PR | Y |  |  |  | Y | 68240 | SS3PV |  |  |  |  | N
66670 | Solar Star 4, LLC | 68241 | Solar Star 4 | CA | Kern | SS4BT | L | Batteries | BA | IPP Non-CHP | 2 | 23 | 23 | 23 | 12 | 2025 | 92 | 23 | 23 | LIB |  |  |  | 27.7 | CS | Y | [5 empty] | Y |  |  |  | PR | Y |  |  |  | N | 68241 | SS4PV |  |  |  |  | N
66687 | MS1 | 68261 | Sun Bear | CO | Montezuma | SNBR2 | L | Batteries | BA | IPP Non-CHP | 2 | 756 | 756 | 756 | 5 | 2029 | 3024 | 756 | 756 | LIB |  |  |  | 770 | CS |  | Y |  |  | Y |  | PR | Y |  | Y | Y | Y |  |  |  | Y | 68261 | SNBR1 |  |  |  |  | N
66700 | BOCA bn, LLC | 68281 | Box Canyon (AZ) | AZ | Pinal | BOCA2 | L | Batteries | BA | IPP Non-CHP | 2 | 300 | 300 | 300 | 12 | 2029 | 1200 | 300 | 300 | LIB |  |  |  | 145.3 | CS | Y | Y |  | Y | Y |  | PR |  | Y | Y | Y | Y |  |  |  | Y | 68281 | BOCA1 |  |  |  |  | N
66701 | CENT bn, LLC | 68282 | Centralia Battery Energy Storage System | WA | Thurston | CENT | L | Batteries | BA | IPP Non-CHP | 2 | 200 | 200 | 200 | 12 | 2028 | 800 | 200 | 200 | LIB |  |  |  | 96.9 | CS | Y | Y |  | Y |  |  | PR |  | Y | Y | [5 empty] | N | [6 empty] | N
66702 | DESA bn, LLC | 68283 | Desert Sand BESS | AZ | Maricopa | DESA | L | Batteries | BA | IPP Non-CHP | 2 | 300 | 300 | 300 | 12 | 2028 | 1200 | 300 | 300 | LIB |  |  |  | 145.3 | CS | Y | Y |  | Y | Y |  | PR |  | Y | Y | Y | Y |  |  |  | N | [6 empty] | N
66708 | Puuloa Solar LLC | 68285 | Puuloa Solar | HI | Honolulu | PS-2 | P | Batteries | BA | IPP Non-CHP | 2 | 6 | 6 | 6 | 12 | 2026 | 24 | 6 | 6 | LIB |  |  |  | 6.4 | CS | [10 empty] | PR | Y |  |  |  | Y | 68285 | PS-1 |  |  |  |  | N
66681 | EAGL bn, LLC | 68287 | Eagle Eye Solar and Storage | AZ | La Paz | EAGL2 | L | Batteries | BA | IPP Non-CHP | 2 | 400 | 400 | 400 | 12 | 2027 | 1600 | 400 | 400 | LIB |  |  |  | 193.7 | CS | Y | Y |  | Y | Y |  | PR |  | Y | Y | Y | Y |  |  |  | N | [6 empty] | N
66704 | THSI bn, LLC | 68298 | THREE SISTERS Solar Generation and BESS | AZ | Pinal | THSI1 | L | Batteries | BA | IPP Non-CHP | 2 | 300 | 300 | 300 | 8 | 2027 | 1200 | 600 | 600 | LIB |  |  |  | 145.3 | CS | Y | Y |  | Y | Y |  | PR |  | Y | Y | Y | Y |  |  |  | Y | 68298 | THSI2 |  |  |  |  | N
66705 | TUAL bn, LLC | 68299 | Tualatin Battery Energy Storage System | OR | Washington | TUAL | P | Batteries | BA | IPP Non-CHP | 2 | 400 | 400 | 400 | 12 | 2027 | 1600 | 400 | 400 | LIB |  |  |  | 183.4 | CS | Y | Y |  | Y |  |  | PR |  | Y | Y | [5 empty] | N | [6 empty] | N
66706 | SINC bn, LLC | 68300 | Sinclair BESS | WA | Jefferson | SINC | L | Batteries | BA | IPP Non-CHP | 2 | 200 | 200 | 200 | 4 | 2028 | 800 | 200 | 200 | LIB |  |  |  | 96.9 | CS | Y | Y |  | Y |  |  | PR |  | Y | Y | Y |  |  |  |  | N | [6 empty] | N
66697 | Alpin Holding LLC | 68309 | Sunday Solar | VA | Rockingham | SUNB | P | Batteries | BA | IPP Non-CHP | 2 | 140 | 140 | 140 | 5 | 2028 | 140 | 140 | 140 | OTH | [15 empty] | PR | Y |  |  |  | Y | 68309 | SunB |  |  |  |  | N
66697 | Alpin Holding LLC | 68312 | Echelon Solar | OH | Carroll | ECHEB | P | Batteries | BA | IPP Non-CHP | 2 | 80 | 80 | 80 | 5 | 2028 | 80 | 80 | 80 | OTH | [15 empty] | PR | Y |  |  |  | Y | 69312 | EcheB |  |  |  |  | N
66697 | Alpin Holding LLC | 68313 | May Solar | VA | Pulaski | MAYB | P | Batteries | BA | IPP Non-CHP | 2 | 150 | 150 | 150 | 5 | 2028 | 150 | 150 | 150 | OTH | [15 empty] | PR | Y |  |  |  | Y | 68313 | MayB |  |  |  |  | N
66697 | Alpin Holding LLC | 68314 | Issa Solar | VA | Carroll | ISSAP | P | Batteries | BA | IPP Non-CHP | 2 | 150 | 150 | 150 | 5 | 2028 | 150 | 150 | 150 | OTH | [15 empty] | PR | Y |  |  |  | Y | 68314 | IssaP |  |  |  |  | N
66711 | ARFL bn, LLC | 68315 | Anthelope Hills Solar Generation BESS | MT | Beaverhead | ARFL2 | L | Batteries | BA | IPP Non-CHP | 2 | 200 | 200 | 200 | 12 | 2027 | 800 | 200 | 200 | LIB |  |  |  | 96.9 | CS | Y | Y |  | Y | Y |  | PR |  | Y | Y | Y | Y |  |  |  | Y | 68315 | ARFL1 |  |  |  |  | N
66712 | BIGL bn, LLC | 68316 | Biglow Solar Generation and BESS | OR | Sherman | BIGL2 | L | Batteries | BA | IPP Non-CHP | 2 | 250 | 250 | 250 | 12 | 2027 | 1000 | 250 | 250 | LIB |  |  |  | 121.1 | CS | Y | Y |  | Y | Y |  | PR |  | Y | Y | Y | Y |  |  |  | Y | 68316 | BIGL1 |  |  |  |  | N
66713 | DUTC bn, LLC | 68317 | Dutchman Solar generation and BESS | WY | Converse | DUTC2 | L | Batteries | BA | IPP Non-CHP | 2 | 499 | 499 | 499 | 8 | 2028 | 1996 | 499 | 499 | LIB |  |  |  | 241.7 | CS | Y | Y |  | Y | Y |  | PR |  | Y | Y | Y | Y |  |  |  | Y | 68317 | DUTC1 |  |  |  |  | N
66716 | ATLAS BESS IV, LLC | 68321 | Atlas BESS IV LLC | AZ | La Paz | ALT4 | V | Batteries | BA | IPP Non-CHP | 2 | 150 | 150 | 150 | 6 | 2026 | 600 | 150 | 150 | LIB |  |  |  | 93 | CS | PR | Y |  | Y | [11 empty] | N | [6 empty] | N
66717 | Atlas VII LLC | 68322 | Atlas VII | AZ | La Paz | ALT7A | V | Batteries | BA | IPP Non-CHP | 2 | 180 | 180 | 180 | 9 | 2025 | 720 | 180 | 180 | LIB |  |  |  | 111.6 | CS | PR | Y |  | Y | [11 empty] | N | [6 empty] | N
66717 | Atlas VII LLC | 68322 | Atlas VII | AZ | La Paz | ALT7B | V | Batteries | BA | IPP Non-CHP | 2 | 120 | 120 | 120 | 9 | 2025 | 480 | 120 | 120 | LIB |  |  |  | 74.4 | CS | PR | Y |  | Y | [11 empty] | N | [6 empty] | N
66718 | Atlas VIII LLC | 68323 | Atlas VIII | AZ | La Paz | ALT8A | V | Batteries | BA | IPP Non-CHP | 2 | 210.4 | 210.4 | 210.4 | 6 | 2026 | 841.6 | 210.4 | 210.4 | LIB |  |  |  | 130.2 | CS | PR | Y |  | Y | [11 empty] | N | [6 empty] | N
66718 | Atlas VIII LLC | 68323 | Atlas VIII | AZ | La Paz | ALT8B | V | Batteries | BA | IPP Non-CHP | 2 | 172 | 172 | 172 | 6 | 2026 | 688 | 172 | 172 | LIB |  |  |  | 106.6 | CS | PR | Y |  | Y | [11 empty] | N | [6 empty] | N
66719 | Atlas IX LLC | 68324 | Atlas IX | AZ | La Paz | ALT9 | V | Batteries | BA | IPP Non-CHP | 2 | 150 | 150 | 150 | 9 | 2025 | 600 | 150 | 150 | LIB |  |  |  | 93 | CS | PR | Y |  | Y | [11 empty] | N | [6 empty] | N
66715 | Yuma bn, LLC | 68328 | ORCHARD Solar Generation and BESS | AZ | Yuma | ORCH2 | L | Batteries | BA | IPP Non-CHP | 2 | 500 | 500 | 500 | 4 | 2027 | 2000 | 500 | 500 | LIB |  |  |  | 242.2 | CS | Y | Y |  | Y | Y |  | PR |  | Y | Y | Y | Y |  |  |  | Y | 68328 | ORCH1 |  |  |  |  | N
66735 | DEGA bn, LLC | 68332 | Dega Solar and Storage | AL | Talladega | DEGA2 | L | Batteries | BA | IPP Non-CHP | 2 | 200 | 200 | 200 | 12 | 2028 | 800 | 200 | 200 | LIB |  |  |  | 96.9 | CS | Y |  |  | Y | Y |  | PR |  | Y | Y | Y | Y |  |  |  | Y | 68332 | DEGA1 |  |  |  |  | N
66742 | Evans Creek Energy Storage LLC | 68334 | Evans Creek Energy Storage Project | TX | Val Verde | EVCRK | U | Batteries | BA | IPP Non-CHP | 2 | 103 | 103 | 103 | 6 | 2026 | 400 | [8 empty] | PR | Y | [13 empty] | N
66736 | GREE bn, LLC | 68341 | Greenwater BESS | WA | Pierce | GREE | P | Batteries | BA | IPP Non-CHP | 2 | 200 | 200 | 200 | 9 | 2026 | 800 | 200 | 200 | LIB |  |  |  | 96.9 | CS | Y | Y |  | Y |  |  | PR |  | Y | Y | [5 empty] | N | [6 empty] | N
66737 | HOHI bn, LLC | 68342 | Hop Hill Solar Generation and BESS | WA | Benton | HOHI2 | L | Batteries | BA | IPP Non-CHP | 2 | 1200 | 1200 | 1200 | 12 | 2028 | 5600 | 1400 | 1400 | LIB |  |  |  | 678.1 | CS | Y | Y |  | Y | Y |  | PR |  | Y | Y | Y | Y |  |  |  | Y | 68342 | HOHI1 |  |  |  |  | N
66738 | GRVA bn, LLC | 68343 | Grand Valley Solar Generation and BESS | CO | Mesa | GRVA2 | L | Batteries | BA | IPP Non-CHP | 2 | 100 | 100 | 100 | 12 | 2027 | 400 | 100 | 100 | LIB |  |  |  | 48.4 | CS | Y | Y |  | Y | Y |  | PR |  | Y | Y | Y | Y |  |  |  | Y | 68343 | GRVA1 |  |  |  |  | N
66739 | LOSN, LLC | 68344 | Lower Snake Solar Generation BESS | WA | Garfield | LOSN2 | L | Batteries | BA | IPP Non-CHP | 2 | 300 | 300 | 300 | 6 | 2028 | 1200 | 300 | 300 | LIB |  |  |  | 145.3 | CS | Y | Y |  | Y | Y |  | PR |  | Y | Y | Y | Y |  |  |  | Y | 68344 | LOSN1 |  |  |  |  | N
66740 | OPPO bn, LLC | 68345 | Oportunity Solar Generation and BESS | MT | Deer Lodge | OPPO2 | L | Batteries | BA | IPP Non-CHP | 2 | 200 | 200 | 200 | 6 | 2027 | 800 | 200 | 200 | LIB |  |  |  | 96.9 | CS | Y | Y |  | Y | Y |  | PR |  | Y | Y | Y | Y |  |  |  | Y | 68345 | OPPO1 |  |  |  |  | N
4226 | Consolidated Edison Co-NY Inc | 68346 | Brownsville Energy Storage System | NY | Kings | ESSBR | U | Batteries | BA | Electric Utility | 1 | 5.8 | 5.8 | 5.8 | 8 | 2025 | 5.8 | 5.8 | 5.8 | LIB |  |  |  | 5.8 | CS | Y | [5 empty] | PR | [8 empty] | N | [6 empty] | Y
66751 | Alamo City ESS LLC | 68348 | Alamo City ESS | TX | Bexar | ACESS | P | Batteries | BA | IPP Non-CHP | 2 | 200 | 200 | 200 | 7 | 2027 | 400 | 200 | 20 | LIB |  |  |  | 65.8 | CS | PR | Y |  | Y | [11 empty] | N | [6 empty] | N
66752 | Avant Prairie ESS LLC | 68349 | Avant Prairie ESS | TX | Freestone | AVBS1 | P | Batteries | BA | IPP Non-CHP | 2 | 200 | 200 | 200 | 7 | 2027 | 400 | 200 | 200 | LIB |  |  |  | 65.8 | CS | PR | Y |  | Y | [11 empty] | N | [6 empty] | N
66754 | Bravo ESS LLC | 68350 | Bravo ESS | TX | Zapata | BESS1 | P | Batteries | BA | IPP Non-CHP | 2 | 200 | 200 | 200 | 7 | 2027 | 400 | 200 | 200 | LIB |  |  |  | 65.8 | CS | PR | Y |  | Y | [11 empty] | N | [6 empty] | N
66757 | La Salle ESS LLC | 68353 | La Salle ESS | TX | LaSalle | LSBS1 | P | Batteries | BA | IPP Non-CHP | 2 | 500 | 500 | 500 | 7 | 2027 | 1000 | 500 | 500 | LIB |  |  |  | 164.5 | CS | PR | Y |  | Y | [11 empty] | N | [6 empty] | N
66759 | Lazy U ESS 1 LLC | 68355 | Lazy U ESS 1 | TX | Hardeman | LUBA1 | P | Batteries | BA | IPP Non-CHP | 2 | 250 | 250 | 250 | 7 | 2027 | 1000 | 250 | 250 | LIB |  |  |  | 32.2 | CS | PR | Y |  | Y | [11 empty] | N | [6 empty] | N
66760 | Lazy U ESS 2 LLC | 68356 | Lazy U ESS 2 | TX | Hardeman | LUBA2 | P | Batteries | BA | IPP Non-CHP | 2 | 250 | 250 | 250 | 7 | 2029 | 1000 | 250 | 250 | LIB |  |  |  | 82.2 | CS | PR | Y |  | Y | [11 empty] | N | [6 empty] | N
66764 | Prost ESS LLC | 68360 | Prost ESS | TX | Austin | PRESS | P | Batteries | BA | IPP Non-CHP | 2 | 200 | 200 | 200 | 7 | 2027 | 800 | 200 | 200 | LIB |  |  |  | 65.8 | CS | PR | Y |  | Y | [11 empty] | N | [6 empty] | N
66765 | Rush ESS LLC | 68361 | Rush ESS | TX | Bexar | RUESS | P | Batteries | BA | IPP Non-CHP | 2 | 200 | 200 | 200 | 7 | 2027 | 800 | 200 | 200 | LIB |  |  |  | 65.8 | CS | PR | Y |  | Y | [11 empty] | N | [6 empty] | N
66766 | Sun Angel ESS LLC | 68362 | Sun Angel ESS | TX | Angelina | SABS1 | P | Batteries | BA | IPP Non-CHP | 2 | 200 | 200 | 200 | 7 | 2028 | 400 | 200 | 200 | LIB |  |  |  | 65.8 | CS | PR | Y |  | Y | [11 empty] | N | [6 empty] | N
66767 | SunShiner ESS LLC | 68363 | SunShiner ESS | TX | Zavala | SSESS | P | Batteries | BA | IPP Non-CHP | 2 | 200 | 200 | 200 | 7 | 2027 | 800 | 200 | 200 | LIB |  |  |  | 65.8 | CS | PR | Y |  | Y | [11 empty] | N | [6 empty] | N
66768 | Tex-Bar ESS LLC | 68364 | Tex-Bar ESS | TX | Madison | TBESS | P | Batteries | BA | IPP Non-CHP | 2 | 200 | 200 | 200 | 7 | 2027 | 800 | 200 | 200 | LIB |  |  |  | 65.8 | CS | PR | Y |  | Y | [11 empty] | N | [6 empty] | N
66769 | Old 300 Storage Center, LLC | 68365 | Old 300 Storage Center | TX | Fort Bend | 8681 | U | Batteries | BA | IPP Non-CHP | 2 | 250 | 250 | 250 | 3 | 2026 | 500 | 250 | 250 | LIB |  |  |  | 119.3 | CS | PR |  |  | Y | [11 empty] | N | [6 empty] | Y
66731 | BrightNight Power | 68366 | AGATE BESS | WA | Kitsap | AGAT | L | Batteries | BA | IPP Non-CHP | 2 | 170 | 170 | 170 | 12 | 2027 | 680 | 170 | 170 | LIB |  |  |  | 82.3 | CS | Y | Y |  | Y | Y |  | PR |  | Y | Y | Y | Y |  |  |  | N | [6 empty] | Y
66731 | BrightNight Power | 68367 | Pepper Hammock Solar and Storage | GA | Wayne | PEHA2 | L | Batteries | BA | IPP Non-CHP | 2 | 400 | 400 | 400 | 12 | 2028 | 1600 | 400 | 400 | LIB |  |  |  | 131.5 | CS | Y | Y |  | Y | Y |  |  |  | PR | Y | Y | Y |  |  |  | N | [6 empty] | N
66731 | BrightNight Power | 68370 | Salmonfly Solar and Storage | OR | Jefferson | SALM2 | L | Batteries | BA | IPP Non-CHP | 2 | 247 | 247 | 247 | 1 | 2028 | 988 | 247 | 247 | LIB |  |  |  | 119.6 | CS | Y | Y |  | Y | Y |  | PR |  | Y | Y | Y | Y |  |  |  | N | 68370 | SALM |  |  |  |  | N
66731 | BrightNight Power | 68371 | Red Butte Solar and Storage | UT | Iron | REBU2 | L | Batteries | BA | IPP Non-CHP | 2 | 300 | 300 | 300 | 12 | 2027 | 1200 | 300 | 300 | LIB |  |  |  | 145.3 | CS | Y | Y |  | Y | Y |  | PR |  | Y | Y | Y | Y |  |  |  | N | 68371 | REBU |  |  |  |  | N
66778 | Sunstone Solar, LLC | 68396 | Sunstone Solar | OR | Morrow | PGB45 | L | Batteries | BA | IPP Non-CHP | 2 | 1200 | 1200 | 1200 | 12 | 2027 | 4800 | 1200 | 1200 | OTH |  |  |  |  | OT | Y |  |  |  | Y |  |  | PR | Y |  | Y | Y |  |  |  | Y | 68396 | PGR45 |  |  |  |  | N
66784 | 311SV 8me, LLC | 68414 | Catclaw Solar | AZ | Maricopa | SV | L | Batteries | BA | IPP Non-CHP | 2 | 250 | 250 | 250 | 11 | 2026 | 1000 | 250 | 250 | LIB |  |  |  | 82.1 | CS | PR | Y | Y | Y | Y |  |  |  | Y |  | Y | Y |  |  |  | Y | 68414 | CC8 |  |  |  |  | Y
66812 | Callisto II Energy Center LLC | 68422 | Callisto II Energy Center | TX | Harris | CALII | P | Batteries | BA | IPP Non-CHP | 2 | 400 | 400 | 400 | 6 | 2026 | 800 | 400 | 400 | LIB |  |  |  | 98.7 | CS | PR | Y | [6 empty] | Y | [6 empty] | N | [6 empty] | N
66813 | St Gall Energy Storage II LLC | 68423 | St Gall Energy Storage II | TX | Pecos | SGES2 | P | Batteries | BA | IPP Non-CHP | 2 | 100 | 100 | 100 | 8 | 2025 | 200 | 100 | 100 | LIB |  |  |  | 32.9 | CS | PR | Y | [6 empty] | Y | [6 empty] | N | [6 empty] | N
66814 | Tibbits Energy Storage LLC | 68424 | Tibbits Energy Storage | MI | Branch | TIBB1 | P | Batteries | BA | IPP Non-CHP | 2 | 104.9 | 100 | 100 | 6 | 2025 | 400 | 100 | 100 | LIB |  |  |  | 32.9 | CS | PR | Y | [6 empty] | Y | [6 empty] | N | [6 empty] | N
66815 | Tidwell Prairie II LLC | 68425 | Tidwell Prairie II | TX | Robertson | TWPII | P | Batteries | BA | IPP Non-CHP | 2 | 200 | 200 | 200 | 3 | 2026 | 400 | 200 | 200 | LIB |  |  |  | 68.5 | CS | PR | Y | [6 empty] | Y | [6 empty] | N | [6 empty] | N
66816 | Voyager Energy Storage LLC | 68426 | Voyager Energy Storage | MI | Washtenaw | VOYGR | P | Batteries | BA | IPP Non-CHP | 2 | 100 | 100 | 100 | 1 | 2027 | 400 | 100 | 100 | LIB |  |  |  | 32.9 | CS | PR | Y | [6 empty] | Y | [6 empty] | N | [6 empty] | N
66786 | Gatsby Energy Storage LLC | 68428 | Gatsby Energy Storage Project | TX | Pecos | GTSBY | U | Batteries | BA | IPP Non-CHP | 2 | 103.4 | 103.4 | 103.4 | 3 | 2027 | 200 | [8 empty] | PR | Y | [13 empty] | N
66818 | 301AK 8me LLC | 68452 | Kitt Solar | AZ | Pinal | KITTB | P | Batteries | BA | IPP Non-CHP | 2 | 100 | 100 | 100 | 12 | 2026 | 400 | 100 | 100 | LIB |  |  |  | 33 | CS |  | Y |  | Y | Y |  |  |  | Y |  | PR | Y |  |  |  | Y | 68452 | KITTS |  |  |  |  | N
66825 | Blue Summit II Storage, LLC | 68456 | Blue Summit II Storage | TX | Wilbarger | BSIIS | P | Batteries | BA | IPP Non-CHP | 2 | 150 | 150 | 150 | 12 | 2025 | 150 | 150 | 100 | LIB |  |  |  | 49.5 | CS | Y | Y |  | Y | Y |  |  |  | Y |  | PR | Y |  |  |  | Y | 61970 | BSII |  |  |  |  | N
66821 | Roadrunner Crossing Energy Storage LLC | 68460 | Roadrunner Crossing Energy Storage LLC | TX | Eastland | 7137 | U | Batteries | BA | Industrial Non-CHP | 6 | 150 | 150 | 150 | 12 | 2025 | 150 | 150 | 159.2 | LIB |  |  |  | 150 | CS | PR | Y |  | Y | Y |  |  |  | Y |  | Y | Y |  |  |  | Y | 66821 | 7137 |  |  |  |  | N
66831 | Key Energy Storage LLC | 68461 | Key Energy Storage | CA | Fresno | KEYBA | T | Batteries | BA | IPP Non-CHP | 2 | 75 | 75 | 75 | 10 | 2026 | 600 | 75 | 75 | LIB |  |  |  | 98.6 | CS | PR | [6 empty] | Y |  | Y | [5 empty] | N | [6 empty] | N
66831 | Key Energy Storage LLC | 68461 | Key Energy Storage | CA | Fresno | KEYBB | T | Batteries | BA | IPP Non-CHP | 2 | 190 | 190 | 190 | 4 | 2027 | 760 | 190 | 190 | LIB |  |  |  | 98.6 | CS | PR | [6 empty] | Y |  | Y | [5 empty] | N | [6 empty] | N
66831 | Key Energy Storage LLC | 68461 | Key Energy Storage | CA | Fresno | KEYBC | T | Batteries | BA | IPP Non-CHP | 2 | 35 | 35 | 35 | 4 | 2027 | 280 | 35 | 35 | LIB |  |  |  | 98.6 | CS | PR | [6 empty] | Y |  | Y | [5 empty] | N | [6 empty] | N
66217 | Copia Power | 68466 | Centennial Flats | AZ | La Paz | CFB1 | U | Batteries | BA | IPP Non-CHP | 2 | 89 | 89 | 89 | 1 | 2026
66217 | Copia Power | 68466 | Centennial Flats | AZ | La Paz | CFB2 | U | Batteries | BA | IPP Non-CHP | 2 | 89 | 89 | 89 | 1 | 2026
66217 | Copia Power | 68466 | Centennial Flats | AZ | La Paz | CFB3 | U | Batteries | BA | IPP Non-CHP | 2 | 89 | 89 | 89 | 1 | 2026
66843 | Kearsarge Riverpark I LLC | 68475 | Kearsarge Riverpark I LLC | MA | Middlesex | RIV1 | V | Batteries | BA | IPP Non-CHP | 2 | 5 | 5 | 5 | 5 | 2025 | 11.2 | 5 | 5 | LIB |  |  |  | 3 | CS | [6 empty] | PR | [8 empty] | N | [6 empty] | N
66843 | Kearsarge Riverpark I LLC | 68476 | Kearsarge Riverpark II LLC | MA | Middlesex | RIV2 | V | Batteries | BA | IPP Non-CHP | 2 | 5 | 5 | 5 | 5 | 2025 | 11.2 | 5 | 5 | LIB |  |  |  | 3 | CS | [6 empty] | PR | [8 empty] | N | [6 empty] | N
66844 | Pediment BESS I LLC | 68477 | Pediment BESS I | AZ | Maricopa | 1 | U | Batteries | BA | IPP Non-CHP | 2 | 250 | 250 | 250 | 4 | 2026 | 1000 | 250 | 250 | LIB |  |  |  | 81.4 | CS | PR | Y | [13 empty] | N | [6 empty] | N
66856 | 22SV 8ME LLC | 68485 | Rexford 2 Solar Farm | CA | Tulare | 22SVB | P | Batteries | BA | IPP Non-CHP | 2 | 200 | 200 | 200 | 12 | 2028 | 800 | 200 | 200 | LIB | FLB |  |  | 400 | BL |  | Y |  |  | PR |  |  |  | Y |  | Y |  | Y |  |  | Y | 68485 | 22SVA |  |  |  |  | Y
66857 | 44ST 8ME LLC | 68486 | Sienna 2 Solar and Storage Project | CA | San Bernardino | 44STB | P | Batteries | BA | IPP Non-CHP | 2 | 55 | 55 | 55 | 3 | 2029 | 220 | 55 | 55 | LIB | FLB |  |  | 110 | BL |  | Y |  |  | PR |  |  |  | Y |  | Y |  | Y |  |  | Y | 68486 | 44STA |  |  |  |  | Y
66853 | Sun Pond, LLC | 68492 | Sun Pond | AZ | Maricopa | GEN02 | V | Batteries | BA | IPP Non-CHP | 2 | 85 | 85 | 85 | 2 | 2026 | 340 | 85 | 85 | LIB |  |  |  | 27.9 | CS |  |  | PR |  | Y | [10 empty] | N | [6 empty] | N
66848 | VESI 15 LLC | 68494 | Shirk Energy Storage | CA | Tulare | SHRK1 | U | Batteries | BA | IPP Non-CHP | 2 | 80 | 80 | 80 | 3 | 2026 | 320 | 80 | 80 | LIB |  |  |  | 100 | CS | PR | Y |  | Y | [11 empty] | N | [6 empty] | N
66849 | VESI 37 LLC | 68495 | Bird Dog Energy Storage | TX | San Patricio | BDOG1 | U | Batteries | BA | IPP Non-CHP | 2 | 60 | 60 | 60 | 5 | 2026 | 120 | 60 | 60 | LIB |  |  |  | 81 | CS | PR | Y |  | Y | [11 empty] | N | [6 empty] | N
66850 | VESI 38 LLC | 68496 | Lower Rio Energy Storage | TX | Hidalgo | LOWR1 | U | Batteries | BA | IPP Non-CHP | 2 | 60 | 60 | 60 | 8 | 2025 | 120 | 60 | 60 | LIB |  |  |  | 81 | CS | PR | Y |  | Y | [11 empty] | N | [6 empty] | N
56215 | Big Sky Wind, LLC | 68499 | Crowned Heron 1 - Storage, LLC | TX | Fort Bend | CWHBA | U | Batteries | BA | IPP Non-CHP | 2 | 150 | 150 | 150 | 11 | 2025 | 300 | 150 | 150 | LIB |  |  |  | 49.8 | CS | Y | PR | Y | Y | Y | Y | Y | Y | Y | Y | [5 empty] | N | [6 empty] | N
56215 | Big Sky Wind, LLC | 68500 | Crowned Heron 2 - Storage, LLC | TX | Fort Bend | CWH2 | U | Batteries | BA | IPP Non-CHP | 2 | 150 | 150 | 150 | 12 | 2025 | 300 | 150 | 150 | LIB |  |  |  | 49.8 | CS | Y | PR | Y | Y | Y | Y | Y | Y | Y | Y | [5 empty] | N | [6 empty] | N
56215 | Big Sky Wind, LLC | 68509 | Ventasso Energy Storage, LLC | CA | San Diego | VNT | U | Batteries | BA | IPP Non-CHP | 2 | 50 | 50 | 50 | 9 | 2025 | 200 | 50 | 50 | LIB |  |  |  | 16.4 | CS | Y | PR |  | Y |  |  |  |  | Y | [6 empty] | N | [6 empty] | N
7140 | Georgia Power Co | 68512 | McGrau Ford Battery Storage Facility | GA | Cherokee | 1 | U | Batteries | BA | Electric Utility | 1 | 265 | 265 | 265 | 2 | 2026 | 530 | 265 | 265 | LIB |  |  |  | 87.1 | CS | PR | Y | Y | Y |  |  | Y |  | Y | [6 empty] | N | [6 empty] | N
7140 | Georgia Power Co | 68512 | McGrau Ford Battery Storage Facility | GA | Cherokee | 2 | U | Batteries | BA | Electric Utility | 1 | 265 | 265 | 265 | 10 | 2026 | 1060 | 265 | 265 | LIB |  |  |  | 87.1 | CS | PR | Y | Y | Y |  |  | Y |  | Y | [6 empty] | N | [6 empty] | N
56215 | Big Sky Wind, LLC | 68513 | Cartwheel 1 - Storage, LLC | TX | Hopkins | CWHBA | U | Batteries | BA | IPP Non-CHP | 2 | 150 | 150 | 150 | 11 | 2025 | 300 | 150 | 150 | LIB |  |  |  | 49.8 | CS | Y | PR | Y | Y | Y | Y | Y | Y | Y | Y | [5 empty] | N | [6 empty] | N
60059 | ZGlobal Inc | 68518 | Merced 2 BESS | CA | Merced | MRC2B | U | Batteries | BA | IPP Non-CHP | 2 | 2 | 2 | 2 | 1 | 2026 | 8 | 2 | 2 | LIB |  |  |  | 0.9 | CS | PR | [14 empty] | N | [6 empty] | N
60059 | ZGlobal Inc | 68519 | Madena 3 | CA | Yuba | MDNA3 | U | Batteries | BA | IPP Non-CHP | 2 | 3.9 | 3.9 | 3.9 | 6 | 2026 | 15.7 | 3.9 | 3.9 | LIB |  |  |  | 1.6 | CS | PR | [14 empty] | N | [6 empty] | N
60059 | ZGlobal Inc | 68520 | Madena 4 | CA | Placer | MNDA4 | L | Batteries | BA | IPP Non-CHP | 2 | 5 | 5 | 5 | 6 | 2026 | 20 | 4.9 | 4.9 | LIB |  |  |  | 2.5 | CS | PR | [14 empty] | N | [6 empty] | N
66893 | Executive Parkway BR8-O Solar Project 2020 LLC | 68522 | Bishop Ranch - BR 8-O | CA | Contra Costa | 4975B | V | Batteries | BA | IPP Non-CHP | 2 | 0.5 | 0.5 | 0.5 | 3 | 2025 | 1.1 | 0.5 | 0.5 | LIB |  |  |  | 0.1 | CS | [6 empty] | Y | PR |  |  | Y | Y |  |  |  | Y | 68522 | 4975C |  |  |  |  | N
66894 | Executive Parkway BR8-Q Solar Project 2020 LLC | 68523 | Bishop Ranch - BR 8-Q | CA | Contra Costa | 4977B | V | Batteries | BA | IPP Non-CHP | 2 | 0.5 | 0.5 | 0.5 | 4 | 2025 | 1.1 | 0.5 | 0.5 | LIB |  |  |  | 0.1 | CS | [6 empty] | Y | PR |  |  | Y | Y |  |  |  | Y | 68523 | 4977C |  |  |  |  | N
66895 | Alcosta Boulevard BR 15-AA Solar Project 2020 LLC | 68524 | Bishop Ranch - BR 15-AA | CA | Contra Costa | 4654B | V | Batteries | BA | IPP Non-CHP | 2 | 0.5 | 0.5 | 0.5 | 4 | 2025 | 1.1 | 0.5 | 0.5 | LIB |  |  |  | 0.1 | CS | [6 empty] | Y | PR |  |  | Y | Y |  |  |  | Y | 68524 | 4654C | 68524 | 4654R |  |  | N
66896 | Alcosta Boulevard BR 15-CC Solar Project 2020, LLC | 68525 | Bishop Ranch - BR 15-CC | CA | Contra Costa | 4656B | V | Batteries | BA | IPP Non-CHP | 2 | 0.5 | 0.5 | 0.5 | 3 | 2025 | 1.1 | 0.5 | 0.5 | LIB |  |  |  | 0.1 | CS | [6 empty] | Y | PR |  |  | Y | Y |  |  |  | Y | 68525 | 4656C | 68525 | 4656R |  |  | N
66907 | Laketricity USA Inc. | 68526 | Kama 1 LLC | CA | Mendocino | 11B | T | Batteries | BA | IPP Non-CHP | 2 | 0.4 | 0.4 | 0.4 | 4 | 2026 | 0.8 | 0.4 | 0.4 | LIB |  |  |  | 0.4 | CS | [6 empty] | PR |  |  |  | Y | Y |  |  |  | Y | 68526 | 11 |  |  |  |  | N
66908 | Flatland Storage LLC | 68529 | Flatland Storage | AZ | Pinal | FS01 | P | Batteries | BA | IPP Non-CHP | 2 | 200 | 200 | 200 | 10 | 2025 | 800 | 200 | 200 | LIB |  |  |  | 107 | CS |  | Y | Y | Y | Y |  | Y |  | Y |  | PR | Y |  |  |  | Y | 66394 | GEN01 |  |  |  |  | N
58764 | Origis Energy USA, Inc | 68536 | Optimist | MS | Clay | MS7_S | T | Batteries | BA | IPP Non-CHP | 2 | 50 | 50 | 50 | 1 | 2026 | 200 | 50 | 50 | LIB |  |  |  | 19.8 | CS |  | PR | [9 empty] | Y |  |  |  | N | [6 empty] | N
66917 | East Avenue Q Solar Project 2022, LLC | 68542 | Palmdale Water District 6MG Tank | CA | Los Angeles | 7170B | V | Batteries | BA | IPP Non-CHP | 2 | 0.3 | 0.3 | 0.3 | 10 | 2025 | 0.6 | 0.3 | 0.3 | LIB |  |  |  | 0 | CS | [6 empty] | Y | PR |  |  | Y | Y |  |  |  | Y | 68542 | 7170G |  |  |  |  | N
66918 | Mountain Street Solar Project 2019, LLC | 68543 | Town of Sharon Portfolio -Mt St Landfill | MA | Norfolk | 3850B | V | Batteries | BA | IPP Non-CHP | 2 | 5.7 | 5.7 | 5.7 | 9 | 2025 | 13.5 | 5.7 | 5.7 | LIB |  |  |  | 0.7 | CS |  |  |  |  | Y | PR |  |  |  |  | Y |  |  | Y |  | Y | 68543 | 3850G |  |  |  |  | N
66949 | Breckinridge Energy Storage LLC | 68576 | Breckinridge Energy Storage | OK | Garfield | BRKES | V | Batteries | BA | IPP Non-CHP | 2 | 65 | 65 | 65 | 5 | 2025 | 260 | 65 | 65 | LIB |  |  |  | 21.4 | CS | Y | Y |  | Y |  |  |  |  | Y |  | PR |  |  |  | Y | Y | 58994 | BWP |  |  |  |  | Y
66951 | Woodward Energy Storage, LLC | 68577 | Woodward Energy Storage | OK | Woodward | BESS1 | V | Batteries | BA | IPP Non-CHP | 2 | 40 | 40 | 40 | 5 | 2025 | 160 | 40 | 40 | LIB |  |  |  | 13.2 | CS | Y | [5 empty] | PR | [8 empty] | N | [6 empty] | N
66950 | Lydian Energy | 68580 | Headcamp BESS | TX | Pecos | MHB | U | Batteries | BA | IPP Non-CHP | 2 | 150 | 150 | 150 | 11 | 2025 | 300 | 150 | 150 | LIB |  |  |  | 75.6 | CS | PR | Y | [13 empty] | N | [6 empty] | N
66950 | Lydian Energy | 68581 | Mendoza Trail BESS | TX | Crane | MTB | U | Batteries | BA | IPP Non-CHP | 2 | 200 | 200 | 200 | 12 | 2025 | 400 | 200 | 200 | LIB |  |  |  | 121.1 | CS | PR | Y | [13 empty] | N | [6 empty] | N
66950 | Lydian Energy | 68582 | Pintail BESS | TX | San Patricio | PPB | U | Batteries | BA | IPP Non-CHP | 2 | 200 | 200 | 200 | 9 | 2025 | 400 | 200 | 200 | LIB |  |  |  | 104 | CS | PR | Y | [13 empty] | N | [6 empty] | N
66950 | Lydian Energy | 68583 | Rock N' Roll | TX | Brazoria | RRB | L | Batteries | BA | IPP Non-CHP | 2 | 250 | 250 | 250 | 5 | 2027 | 535 | 250 | 250 | LIB |  |  |  | 104.3 | CS | PR | Y | [13 empty] | N | [6 empty] | N
66963 | Dominguez Grid, LLC | 68596 | Dominguez Energy Storage | UT | Salt Lake | DES1 | T | Batteries | BA | IPP Non-CHP | 2 | 200 | 200 | 200 | 12 | 2025 | 800 | 200 | 200 | LIB |  |  |  | 225 | CS | [6 empty] | Y | PR |  |  | Y |  |  |  |  | N | [6 empty] | N
66977 | Las Virgenes Road Solar Project 2022, LLC | 68600 | Las Virgenes MWD - Composting Plant | CA | Los Angeles | 7236B | V | Batteries | BA | IPP Non-CHP | 2 | 0.5 | 0.5 | 0.5 | 8 | 2025 | 1.1 | 0.5 | 0.5 | LIB |  |  |  | 0.1 | CS | [6 empty] | Y | PR |  |  |  | Y |  |  |  | Y | 68600 | 7236G |  |  |  |  | N
66980 | Dahlia Energy LLC | 68604 | Dahlia Energy | TX | La Salle | DALBS | P | Batteries | BA | IPP Non-CHP | 2 | 100 | 100 | 100 | 6 | 2028 | 200 | 100 | 100 | LIB |  |  |  | 65 | CS | PR | Y |  | Y | Y | [5 empty] | Y | Y |  |  |  | Y | 68604 | DALPV |  |  |  |  | N
66976 | Pelicans Jaw Solar LLC | 68607 | Pelicans Jaw Hybrid Solar | CA | Kern | PJBS1 | L | Batteries | BA | IPP Non-CHP | 2 | 238.5 | 238.5 | 238.5 | 4 | 2027 | 238.5 | 238.5 | 238.5 | LIB |  |  |  | 78.4 | CS | Y | Y | Y | Y | Y | Y | Y | Y | Y | Y | PR | Y |  |  |  | Y | 68607 | PLJW1 |  |  |  |  | N
66994 | Guajillo Energy Storage, LLC | 68613 | Guajillo Energy Storage | TX | Webb | GUAJ1 | V | Batteries | BA | IPP Non-CHP | 2 | 228.7 | 200 | 200 | 9 | 2025 | 228.7 | 65 | 65 | LIB |  |  |  | 18 | CS | Y | PR | [13 empty] | N | [6 empty] | N
66989 | Route 66 Energy Storage | 68616 | Route 66 Energy Storage | NM | Cibola | R66 | U | Batteries | BA | IPP Non-CHP | 2 | 49.5 | 49.5 | 49.5 | 11 | 2025 | 198 | 49.5 | 49.5 | LIB |  |  |  | 16.4 | CT | PR | [14 empty] | N | [6 empty] | N
66988 | Sky Ranch Bess II | 68617 | Sky Ranch BESS II | NM | Valencia | SRII | U | Batteries | BA | IPP Non-CHP | 2 | 100 | 100 | 100 | 11 | 2025 | 400 | 400 | 400 | LIB |  |  |  | 32.9 | CT | PR | [14 empty] | N | [6 empty] | Y
67009 | Kingbird Solar Energy LLC | 68633 | Kingbird Solar Energy LLC | KS | Bourbon | KBESS | P | Batteries | BA | IPP Non-CHP | 2 | 300 | 300 | 300 | 3 | 2030 | 1200 | 300 | 300 | LIB |  |  |  | 34 | CS |  |  | PR |  |  |  | Y |  |  |  | Y | Y |  |  |  | Y | 68633 | KINGB |  |  |  |  | Y
67018 | 64NB 8me LLC | 68661 | Aratina Solar Center 1A | CA | San Bernardino | 64BES | U | Batteries | BA | IPP Non-CHP | 2 | 75 | 75 | 75 | 6 | 2026 | 300 | 75 | 75 | LIB |  |  |  | 65 | CS | PR | [10 empty] | Y |  |  |  | Y | 68661 | 64NB8 |  |  |  |  | Y
66255 | RIC Development, LLC | 68665 | Summerhill BESS | TX | Taylor | RIC87 | P | Batteries | BA | IPP Non-CHP | 2 | 143 | 143 | 143 | 12 | 2028 | 286 | 286 | 286 | LIB |  |  |  | 47 | CS | PR | Y |  | Y |  |  | Y |  | Y | Y | Y |  |  |  |  | N | [6 empty] | N
66255 | RIC Development, LLC | 68666 | Stonewall BESS | TX | Stonewall | RIC88 | P | Batteries | BA | IPP Non-CHP | 2 | 135 | 135 | 135 | 12 | 2029 | 270 | 270 | 270 | LIB |  |  |  | 45 | CS | PR | Y |  | Y |  |  | Y |  | Y | Y | Y |  |  |  |  | N | [6 empty] | N
66255 | RIC Development, LLC | 68667 | Chimney Rock BESS | TX | Taylor | RIC89 | P | Batteries | BA | IPP Non-CHP | 2 | 156 | 156 | 156 | 4 | 2028 | 312 | 312 | 312 | LIB |  |  |  | 55 | CS | PR | Y |  | Y |  |  | Y |  | Y | Y | Y |  |  |  |  | N | [6 empty] | N
66255 | RIC Development, LLC | 68668 | Coke BESS | TX | Coke | RIC90 | P | Batteries | BA | IPP Non-CHP | 2 | 220 | 220 | 220 | 4 | 2028 | 440 | 440 | 440 | LIB |  |  |  | 75 | CS | PR | Y |  | Y |  |  | Y |  | Y | Y | Y |  |  |  |  | N | [6 empty] | N
66255 | RIC Development, LLC | 68671 | Houston County BESS | TX | Houston | RIC91 | P | Batteries | BA | IPP Non-CHP | 2 | 125 | 125 | 125 | 4 | 2027 | 250 | 250 | 250 | LIB |  |  |  | 85 | CS | PR | Y |  | Y |  |  | Y |  | Y | Y | Y |  |  |  |  | N | [6 empty] | N
58764 | Origis Energy USA, Inc | 68672 | Chalan | CA | Kern | CHA_B | T | Batteries | BA | IPP Non-CHP | 2 | 25 | 25 | 25 | 12 | 2026 | 100 | 25 | 25 | LIB |  |  |  | 55.7 | CS | [7 empty] | PR | [7 empty] | N | [6 empty] | N
58764 | Origis Energy USA, Inc | 68673 | Sand Luis West | CA | Fresno | SLW_S | T | Batteries | BA | IPP Non-CHP | 2 | 31.3 | 31.3 | 31.3 | 12 | 2026 | 125 | 31.3 | 31.3 | LIB |  |  |  | 69.8 | CS | [7 empty] | PR | [7 empty] | N | [6 empty] | N
67035 | Prologis Logistics Services Incorporated BESS | 68686 | Citrus City BESS | TX | Hidalgo | MCC01 | TS | Batteries | BA | IPP Non-CHP | 2 | 9.9 | 9.9 | 9.9 | 8 | 2025 | 24.7 | 4 | 9.9 | LIB |  |  |  | 12 | CS | PR | Y |  | Y |  |  |  |  | Y | [6 empty] | N | [6 empty] | N
67035 | Prologis Logistics Services Incorporated BESS | 68687 | Rio Grande City BESS 2 | TX | Starr | RGC01 | TS | Batteries | BA | IPP Non-CHP | 2 | 9.9 | 9.9 | 9.9 | 8 | 2025 | 24.7 | 2 | 9.9 | LIB |  |  |  | 12 | CS | PR | Y |  | Y |  |  |  |  | Y | [6 empty] | N | [6 empty] | N
66509 | Red River Clean Energy | 68738 | Cannibal Draw Solar and Storage | TX | Glasscock | CANBS | T | Batteries | BA | IPP Non-CHP | 2 | 98.6 | 98.6 | 98.6 | 4 | 2028 | 232 | 98.6 | 98.6 | LIB |  |  |  | 115.9 | CS | PR | Y |  | Y |  |  |  |  | Y | [6 empty] | N | [6 empty] | N
67037 | Tierra Seca BESS, LLC | 68748 | Tierra Seca | TX | Val Verde | TS | U | Batteries | BA | IPP Non-CHP | 2 | 100 | 100 | 100 | 1 | 2026 | 200 | 100 | 100 | LIB |  |  |  | 32.9 | CS | PR | Y |  | Y | [5 empty] | Y | [5 empty] | N | [6 empty] | N
67038 | IP Easley, LLC | 68758 | Easley Solar | CA | Riverside | IPEA2 | T | Batteries | BA | IPP Non-CHP | 2 | 350 | 350 | 350 | 9 | 2026 | 1400 | 350 | 350 | LIB |  |  |  | 0 | CS | PR | Y | Y | Y |  |  | Y |  |  |  | Y | Y |  |  |  | Y | 68758 | IPEA1 |  |  |  |  | N
67038 | IP Easley, LLC | 68758 | Easley Solar | CA | Riverside | IPEA3 | T | Batteries | BA | IPP Non-CHP | 2 | 300 | 300 | 300 | 3 | 2028 | 1200 | 300 | 300 | LIB |  |  |  | 0 | CS | PR | Y | Y | Y |  |  | Y |  |  |  | Y | Y |  |  |  | Y | 68758 | IPEA1 |  |  |  |  | N
67039 | IP Quantum BESS, LLC | 68759 | Quantum BESS | TX | Haskell | IPQ1B | P | Batteries | BA | IPP Non-CHP | 2 | 321 | 321.02 | 321.02 | 6 | 2026 | 642 | 321 | 321 | LIB |  |  |  | 105.2 | CS | [7 empty] | PR | [7 empty] | N | [6 empty] | Y
67041 | IP Quantum II BESS, LLC | 68761 | Quantum II BESS | TX | Haskell | IPQ2B | P | Batteries | BA | IPP Non-CHP | 2 | 321 | 321.02 | 321.02 | 6 | 2026 | 642 | 321 | 321 | LIB |  |  |  | 105.2 | CS | [7 empty] | PR | [7 empty] | N | [6 empty] | Y
67058 | DECH bn, LLC | 68763 | Deschutes Solar and BESS | OR | Wasco | DECH2 | L | Batteries | BA | IPP Non-CHP | 2 | 1000 | 1000 | 1000 | 12 | 2028 | 4000 | 1000 | 1000 | LIB |  |  |  | 484.3 | CS | Y | Y |  | Y | Y |  | PR |  | Y | Y | Y | Y |  |  |  | Y | 68763 | DECH1 |  |  |  |  | N
9191 | Idaho Power Co | 68799 | Boise Bench BESS | ID | Ada | BOBS | L | Batteries | BA | Electric Utility | 1 | 150 | 150 | 150 | 6 | 2026 | 600 | 15 | 150 | FLB |  |  |  | 105 | CS |  | Y | Y |  |  |  | PR |  | Y | [6 empty] | N | [6 empty] | N
67071 | Kingman Energy Storage LLC | 68801 | Kingman Energy Storage | AZ | Mohave | NUCOR | V | Batteries | BA | IPP Non-CHP | 2 | 50 | 50 | 50 | 9 | 2025 | 200 | 50 | 50 | LIB |  |  |  | 16.4 | CS | [7 empty] | PR | [7 empty] | N | [6 empty] | Y
67074 | Minco II Energy Storage LLC | 68802 | Minco II Energy Storage | OK | Grady | MINS2 | V | Batteries | BA | IPP Non-CHP | 2 | 65 | 65 | 65 | 5 | 2025 | 65 | 65 | 65 | LIB |  |  |  | 4.2 | CS | Y | Y |  | Y |  |  |  |  | Y |  | PR | Y |  |  |  | N | [6 empty] | Y
67079 | Evelyn Energy Storage LLC | 68809 | Hidden Lakes Reliability Project | TX | Galveston | HL001 | V | Batteries | BA | IPP Non-CHP | 2 | 220 | 220 | 220 | 9 | 2025 | 440 | 220 | 220 | LIB |  |  |  | 72.4 | CS | PR | Y | [6 empty] | Y | [6 empty] | N | [6 empty] | N
61060 | Cypress Creek Renewables | 68813 | Vitex Storage | NV | Clark | VITEX | L | Batteries | BA | IPP Non-CHP | 2 | 300 | 300 | 300 | 6 | 2028 | 1200 | 300 | 300 | LIB |  |  |  | 98.6 | CS | PR | Y | [6 empty] | Y | [6 empty] | N | [6 empty] | Y
66234 | Nexus Renewables U.S. Inc. | 68814 | Brazos River BESS LLC | TX | Brazoria | ASHU2 | P | Batteries | BA | IPP Non-CHP | 2 | 180 | 180 | 180 | 6 | 2026 | 360 | 180 | 180 | LIB |  |  |  | 108.2 | CS | PR | [14 empty] | N | [6 empty] | N
67086 | Chillingham Storage LLC | 68842 | Chillingham Storage | TX | Bell | CHILB | TS | Batteries | BA | IPP Non-CHP | 2 | 150 | 150 | 150 | 7 | 2025 | 150 | 150 | 150 | LIB |  |  |  | 79.8 | CS | PR | Y | Y | Y |  |  | Y |  | Y | [6 empty] | N | [6 empty] | N
67096 | Bell 1 Storage, LLC | 68852 | Hermes Storage BESS | TX | Bell | HSBE1 | V | Batteries | BA | IPP Non-CHP | 2 | 100.4 | 100 | 100 | 1 | 2026 | 200 | 100 | 100 | LIB |  |  |  | 55.7 | CT | PR | Y | [6 empty] | Y | [6 empty] | N | [6 empty] | N
67111 | Angiola East LLC | 68854 | Angela Solar Project | CA | Tulare | ABESS | U | Batteries | BA | IPP Non-CHP | 2 | 40 | 20 | 20 | 11 | 2025 | 80 | 20 | 20 | LIB |  |  |  | 6.6 | CS | [10 empty] | PR | Y |  |  |  | Y | 68854 | ANG1 |  |  |  |  | Y
67114 | Santa Teresa Solar | 68866 | Santa Teresa Solar | NM | Dona Ana | SAN | U | Batteries | BA | IPP Non-CHP | 2 | 150 | 150 | 150 | 9 | 2026 | 600 | 150 | 150 | LIB |  |  |  | 49.3 | CS | PR | Y |  | Y | Y |  |  |  | Y |  | Y | Y |  |  |  | Y | 68866 | STS |  |  |  |  | Y
67115 | Shallow Basket Energy, LLC | 68868 | Shallow Basket | NM | Rio Arriba | SBBS1 | TS | Batteries | BA | IPP Non-CHP | 2 | 50 | 50 | 50 | 8 | 2025 | 200 | 50 | 50 | LIB |  |  |  | 34 | CS | Y | [5 empty] | Y |  |  |  | PR | Y |  |  |  | Y | 68868 | SBPV1 |  |  |  |  | N
61060 | Cypress Creek Renewables | 68871 | Timber Mill Solar | NC | Jones | TIMIB | P | Batteries | BA | IPP Non-CHP | 2 | 32 | 32 | 32 | 12 | 2028 | 128 | 32 | 32 | LIB |  |  |  | 10.5 | CS | Y | Y |  |  | PR |  | Y |  | Y |  | Y | Y |  |  |  | Y | 68871 | TIMIL |  |  |  |  | Y
67128 | Inertia Energy Storage LLC | 68874 | Inertia Energy Storage | TX | Haskell | IES | TS | Batteries | BA | IPP Non-CHP | 2 | 13 | 13 | 13 | 6 | 2025 | 45 | 13 | 13 | LIB |  |  |  | 16.8 | CS | PR | [9 empty] | Y |  |  |  | Y | Y | 65546 | WINER |  |  |  |  | N
67129 | Wakefield MA BESS 1 LLC | 68875 | Wakefield MA BESS 1 | MA | Middlesex | 90914 | U | Batteries | BA | IPP Non-CHP | 2 | 5 | 5 | 5 | 8 | 2025 | 2.4 | 5 | 5 | LIB |  |  |  | 5 | CS |  | Y |  |  |  |  | PR | [8 empty] | N | [6 empty] | N
67134 | Wildcat Ranch Energy Storage, LLC | 68877 | Wildcat Ranch Energy Storage | TX | Cochran | WLDC1 | P | Batteries | BA | IPP Non-CHP | 2 | 120 | 107.5 | 120 | 5 | 2027 | 480 | 120 | 120 | LIB |  |  |  | 39.4 | CS | Y | Y |  |  | PR |  | Y |  |  |  |  | Y |  |  |  | Y | 61674 | WT |  |  |  |  | N
67130 | Bocanova Power LLC | 68879 | Bocanova Energy Storage | TX | Brazoria | BCNV1 | U | Batteries | BA | IPP Non-CHP | 2 | 150 | 150 | 150 | 9 | 2025 | 300 | 150 | 150 | LIB |  |  |  | 158.6 | CS | PR | Y | [6 empty] | Y | [6 empty] | N | [6 empty] | N
64452 | EDF Renewables Development, Inc. | 68883 | Sawtooth Solar | AZ | Pinal | STBA | L | Batteries | BA | IPP Non-CHP | 2 | 250 | 250 | 250 | 6 | 2028 | 1000 | 250 | 250 | LIB |  |  |  | 197 | CS | Y | Y | PR | Y | Y | [5 empty] | Y | Y |  |  |  | Y | 68883 | STPV |  |  |  |  | Y
66922 | Pacifico Power | 68891 | Visalia - (CA) | CA | Tulare | VISB | TS | Batteries | BA | IPP Non-CHP | 2 | 1 | 1 | 1 | 8 | 2025 | 3.9 | 1 | 1 | LIB |  |  |  | 0.5 | CS |  |  | PR | [7 empty] | Y | Y |  |  |  | Y | 68891 | VISS |  |  |  |  | N
67148 | BT Claxton Solar, LLC | 68901 | Claxton Solar | TX | Hopkins | CLABA | L | Batteries | BA | IPP Non-CHP | 2 | 75.7 | 75.7 | 75.7 | 9 | 2027 | 151.4 | 75.7 | 75.7 | LIB |  |  |  | 38.4 | CS | PR | Y |  | Y |  |  | Y |  | Y | [6 empty] | N | [6 empty] | N
67149 | BT Ferguson Solar, LLC | 68902 | Echols Creek Solar | TX | Lamar | ECHBA | L | Batteries | BA | IPP Non-CHP | 2 | 100.6 | 100.57 | 100.57 | 6 | 2028 | 100.6 | 100.6 | 100.6 | LIB |  |  |  | 53.6 | CS | PR | Y |  | Y |  |  | Y |  | Y | [6 empty] | N | [6 empty] | N
67151 | Pine Forest Solar I, LLC | 68906 | Pine Forest Solar I | TX | Hopkins | PFBA | U | Batteries | BA | IPP Non-CHP | 2 | 200 | 200 | 200 | 9 | 2025 | 200 | 200 | 200 | LIB |  |  |  | 65.7 | CS | PR | Y |  | Y | [11 empty] | N | [6 empty] | Y
67151 | Pine Forest Solar I, LLC | 68906 | Pine Forest Solar I | TX | Hopkins | PFBA2 | U | Batteries | BA | IPP Non-CHP | 2 | 200 | 200 | 200 | 8 | 2027 | 200 | 200 | 200 | LIB |  |  |  | 65.7 | CS | PR | Y |  | Y | [11 empty] | N | [6 empty] | Y
67152 | CDH Vidal LLC | 68907 | Vidal Energy Center | CA | San Bernardino | 1 | U | Batteries | BA | IPP Non-CHP | 2 | 160 | 160 | 160 | 12 | 2026 | 640 | 160 | 160 | LIB |  |  |  | 52.6 | CS | PR |  | Y | [12 empty] | N | [6 empty] | N
67154 | Imperial Sun Solar LLC | 68909 | Imperial Sun Solar | CA | Imperial | ISSBA | P | Batteries | BA | IPP Non-CHP | 2 | 100 | 100 | 100 | 12 | 2026 | 400 | 100 | 100 | LIB |  |  |  | 32.9 | CS | PR | Y |  | Y |  |  | Y | [8 empty] | N | [6 empty] | N
67157 | Flint | 68911 | Flint | OH | Franklin | 27288 | U | Batteries | BA | IPP Non-CHP | 2 | 200 | 200 | 200 | 7 | 2027 | 1000 | 200 | 200 | LIB |  |  |  |  | CS | Y | Y | Y | Y |  |  |  | PR |  | Y | [5 empty] | N | [6 empty] | Y
67158 | Padua 1 | 68912 | Padua 1 | TX | Bexar | 12341 | U | Batteries | BA | IPP Non-CHP | 2 | 50 | 50 | 50 | 7 | 2025 | 200 | 50 | 50 | LIB |  |  |  | 16.4 | CS | Y | Y | Y | Y |  |  |  | PR |  | Y | [5 empty] | N | [6 empty] | N
67159 | Padua 2 | 68913 | Padua 2 | TX | Bexar | 12342 | U | Batteries | BA | IPP Non-CHP | 2 | 150 | 150 | 150 | 5 | 2026 | 600 | 150 | 150 | LIB |  |  |  |  | CS | Y | Y | Y | Y |  |  |  | PR |  | Y | [5 empty] | N | [6 empty] | Y
67160 | Padua 3 | 68914 | Padua 3 | TX | Bexar | 12343 | U | Batteries | BA | IPP Non-CHP | 2 | 200 | 200 | 200 | 7 | 2026 | 800 | 200 | 200 | LIB |  |  |  |  | CS | Y | Y | Y | Y |  |  |  | PR |  | Y | [5 empty] | N | [6 empty] | Y
67162 | Ferdinand Grid, LLC | 68915 | Ferdinand Energy Center | TX | Bexar | 1 | L | Batteries | BA | IPP Non-CHP | 2 | 200 | 200 | 200 | 5 | 2026 | 800 | 200 | 200 | LIB |  |  |  | 65.7 | CS | PR |  | Y | [12 empty] | N | [6 empty] | N
67167 | Enterprise BESS LLC | 68923 | Enterprise BESS | CA | San Diego | ENTB | T | Batteries | BA | IPP Non-CHP | 2 | 54.1 | 52 | 52 | 10 | 2026 | 54.1 | 54.1 | 54.1 | LIB |  |  |  | 32.3 | CS | PR | Y | Y | Y |  |  |  |  | Y | [6 empty] | N | [6 empty] | N
67168 | Panoche BESS LLC | 68924 | Iron BESS | CA | Fresno | IROB | T | Batteries | BA | IPP Non-CHP | 2 | 59.5 | 57 | 57 | 5 | 2026 | 59.4 | 57 | 57 | LIB |  |  |  | 38.2 | CS | PR | Y | Y | Y |  |  |  |  | Y | [6 empty] | N | [6 empty] | N
67169 | Midway BESS LLC | 68925 | Midway BESS | CA | Fresno | MIDB | T | Batteries | BA | IPP Non-CHP | 2 | 124.6 | 119.9 | 119.9 | 6 | 2027 | 124.6 | 124.6 | 124.6 | LIB |  |  |  | 80 | CS | PR | Y | Y | Y |  |  |  |  | Y | [6 empty] | N | [6 empty] | N
67171 | Overnight Solar LLC | 68932 | Overnight Solar | CA | San Bernardino | OSBA | P | Batteries | BA | IPP Non-CHP | 2 | 150 | 150 | 150 | 6 | 2027 | 600 | 150 | 150 | LIB |  |  |  | 49.3 | CS | PR | Y |  | Y |  |  | Y |  |  |  |  | Y |  |  |  | Y | 68932 | OSPV |  |  |  |  | N
24211 | Tucson Electric Power Co | 68937 | Roadrunner Reserve Phase 2 | AZ |  | RDR2 | U | Batteries | BA | Electric Utility | 1 | 200 | 200 | 200 | 4 | 2026 | 800 | 200 | 200 | OTH |  |  |  | 65 | CS | Y | [5 empty] | PR |  | Y |  | Y |  |  |  | Y | N | [6 empty] | N
66571 | Clenera DevCo LLC | 68940 | Country Acres Clean Power LLC | CA | Placer | CABS | T | Batteries | BA | IPP Non-CHP | 2 | 172 | 172 | 172 | 4 | 2027 | 688 | 172 | 172 | LIB |  |  |  | 56.5 | CS |  |  |  |  | Y | [5 empty] | PR | Y |  |  |  | Y | 68940 | CAPV |  |  |  |  | Y
67176 | Kifer Energy Storage, LLC | 68953 | Kifer BESS 1 | CA | Santa Clara | KB1 | U | Batteries | BA | IPP Non-CHP | 2 | 50 | 50 | 50 | 4 | 2026 | 200 | 50 | 50 | LIB |  |  |  | 25.6 | CS | PR | Y | Y | Y |  |  | Y |  |  | Y | [5 empty] | N | [6 empty] | Y
67192 | RWE Clean Energy | 68954 | Alpaugh BESS | CA | Tulare | ALPHB | U | Batteries | BA | IPP Non-CHP | 2 | 10 | 10 | 10 | 12 | 2025 | 10 | 10 | 10 | LIB |  |  |  | 7.3 | CS | [7 empty] | PR | [7 empty] | N | [6 empty] | N
67196 | Gonzaga Ridge Battery Facility, LLC | 68980 | Gonzaga Ridge Battery Facility | CA | Merced | GRBF | U | Batteries | BA | IPP Non-CHP | 2 | 51.8 | 51.8 | 51.8 | 3 | 2026 | 200 | 51.8 | 51.8 | LIB |  |  |  | 56 | CS | PR | Y |  | Y | [11 empty] | N | [6 empty] | N
13781 | Northern States Power Co - Minnesota | 68988 | Sherco LDES | MN | Sherburne | SHB01 | T | Batteries | BA | Electric Utility | 1 | 10 | 10 | 10 | 5 | 2027 | 1000 | 16 | 10 | MAB |  |  |  | 11 | CS | PR | [9 empty] | Y |  |  |  | Y | Y | 67909 | SHS01 | 68776 | SHS02 | 68777 | SHS03 | Y
67207 | TotalEnergies Renewables USA LLC | 68997 | Thermo Fisher Pleasanton | CA | Alameda | TFPBA | TS | Batteries | BA | Industrial Non-CHP | 6 | 0.7 | 0.7 | 0.7 | 7 | 2025
57416 | Acciona Energy USA Global, LLC | 69004 | Adelite Storage Project LLC | TX | Milam | ADELI | T | Batteries | BA | IPP Non-CHP | 2 | 230 | 230 | 230 | 6 | 2026 | 460 | 233.3 | 230 | LIB |  |  |  | 162.2 | CS | PR | [7 empty] | Y | [6 empty] | N | [6 empty] | Y
3046 | Duke Energy Progress - (NC) | 69023 | Knightdale Battery | NC | Wake | KNBA1 | U | Batteries | BA | Electric Utility | 1 | 100 | 100 | 100 | 11 | 2025 | 200 | 100 | 100 | LIB |  |  |  | 32.9 | CS | [5 empty] | Y |  |  |  |  | PR |  |  |  |  | N | [6 empty] | N
67223 | Glenarm BESS LLC | 69024 | Glenarm BESS Plant | CA | Los Angeles | GLNB1 | L | Batteries | BA | Electric Utility | 1 | 25 | 25 | 25 | 8 | 2026 | 100 | 25 | 25 | LIB |  |  |  | 7.5 | CT |  | Y |  |  |  |  | Y | Y |  | PR | [5 empty] | N | [6 empty] | Y
67227 | Tanzanite Energy Storage LLC | 69026 | Tanzanite Storage | TX | Henderson | TANZ | TS | Batteries | BA | IPP Non-CHP | 2 | 283.2 | 257.8 | 257.8 | 9 | 2025 | 283.2 | 264.4 | 257.7 | LIB |  |  |  | 97.7 | CS | Y | PR | Y | Y |  |  | Y |  | Y | [6 empty] | N | [6 empty] | N
67192 | RWE Clean Energy | 69027 | Stoneridge Solar, LLC | TX | Milam | SSBA | V | Batteries | BA | IPP Non-CHP | 2 | 100 | 100 | 100 | 8 | 2025 | 200 | 100 | 100 | LIB |  |  |  | 95 | CS | PR | Y
20323 | Wellhead Services, Inc | 69030 | North Johnson Energy Center | CA | San Diego | BESS1 | U | Batteries | BA | Industrial Non-CHP | 6 | 50 | 50 | 50 | 6 | 2026 | 219 | 50 | 50 | LIB |  |  |  | 15 | CS | PR | Y |  |  |  |  | Y |  | Y | [6 empty] | N | [6 empty] | N
67231 | Iron Springs BESS, LLC | 69041 | Iron Springs BESS | UT | Iron | ISBA | U | Batteries | BA | IPP Non-CHP | 2 | 80 | 80 | 80 | 2 | 2026 | 80 | 80 | 80 | LIB |  |  |  | 77.2 | CS |  |  | PR | Y | Y | [10 empty] | N | [6 empty] | N
67232 | Solar DG NM Amalia, LLC | 69042 | Kit Carson Co-Op | NM | Taos | AMBES | U | Batteries | BA | IPP Non-CHP | 2 | 12.9 | 12.9 | 12.9 | 11 | 2025 | 25.9 | 13.5 | 13.5 | LIB |  |  |  | 10 | CS | [10 empty] | PR | Y |  |  |  | Y | 69042 | AMBES |  |  |  |  | Y
67230 | Platinum Energy Storage LLC | 69044 | Platinum Storage | TX | Fannin | PLAT | V | Batteries | BA | IPP Non-CHP | 2 | 348 | 300 | 300 | 9 | 2025 | 298.3 | 299.8 | 300 | LIB |  |  |  | 123.1 | CS | Y | PR | Y | Y |  |  | Y |  | Y | [6 empty] | N | [6 empty] | N
67210 | Sealy Power, LLC | 69045 | Sealy BESS | TX | Austin | WAL | V | Batteries | BA | IPP Non-CHP | 2 | 200 | 200 | 200 | 8 | 2025 | 400 | 200 | 200 | LIB |  |  |  | 65.8 | CS | PR | Y |  | Y |  |  |  |  | Y | [6 empty] | N | [6 empty] | N
66571 | Clenera DevCo LLC | 69056 | CO Bar Solar and BESS | AZ | Coconino | CBBA | P | Batteries | BA | IPP Non-CHP | 2 | 400 | 400 | 400 | 12 | 2027 | 1600 | 400 | 400 | LIB |  |  |  | 340.1 | CS |  | Y | Y |  | PR |  | Y |  |  |  | Y | Y |  |  |  | Y | 69056 | CBCBA |  |  |  |  | Y
66571 | Clenera DevCo LLC | 69057 | CO Bar D Solar and BESS | AZ | Coconino | CBDBA | P | Batteries | BA | IPP Non-CHP | 2 | 394 | 394 | 394 | 5 | 2028 | 1576 | 394 | 394 | LIB |  |  |  | 347 | CS |  | Y | PR |  | Y |  | Y |  |  |  | Y |  |  |  |  | Y | 69057 | CBDBA
66571 | Clenera DevCo LLC | 69058 | CO Bar C Solar and BESS | AZ | Coconino | CBCBA | P | Batteries | BA | IPP Non-CHP | 2 | 206 | 206 | 206 | 6 | 2027 | 824 | 206 | 206 | LIB |  |  |  | 53.2 | CS |  | Y | Y |  | PR |  | Y |  |  |  | Y | Y |  |  |  | Y | 69058 | CBCBA |  |  |  |  | Y
66571 | Clenera DevCo LLC | 69059 | Crimson Orchard Solar and BESS | AZ | Coconino | COBA | L | Batteries | BA | IPP Non-CHP | 2 | 100 | 100 | 100 | 4 | 2027 | 400 | 100 | 100 | LIB |  |  |  | 60.1 | CS | [10 empty] | Y | Y |  |  |  | Y | 69059 | COBA |  |  |  |  | Y
66571 | Clenera DevCo LLC | 69060 | Snowflake A Solar and BESS | AZ | Navajo | SNFBA | P | Batteries | BA | IPP Non-CHP | 2 | 475 | 475 | 475 | 6 | 2027 | 1900 | 475 | 475 | LIB |  |  |  | 156 | CS |  | Y | Y |  | PR |  | Y |  |  |  | Y | Y |  |  |  | Y | 69060 | SNFBA |  |  |  |  | Y

## Retired and Canceled
2024 Form EIA-860 Data - Schedule 3, 'Energy Storage Data' (Retired & Canceled Units Only)
Utility ID | Utility Name | Plant Code | Plant Name | State | County | Generator ID | Status | Technology | Prime Mover | Sector Name | Sector | Nameplate Capacity (MW) | Summer Capacity (MW) | Winter Capacity (MW) | Operating Month | Operating Year | Retirement Month | Retirement Year | Nameplate Energy Capacity (MWh) | Maximum Charge Rate (MW) | Maximum Discharge Rate (MW) | Storage Technology 1 | Storage Technology 2 | Storage Technology 3 | Storage Technology 4 | Nameplate Reactive Power Rating | Storage Enclosure Type | Arbitrage | Frequency Regulation | Load Following | Ramping / Spinning Reserve | Co-Located Renewable Firming | Transmission and Distribution Deferral | System Peak Shaving | Load Management | Voltage or Reactive Power Support | Backup Power | Excess Wind and Solar Generation | AC Coupled | DC Coupled | DC Tightly Coupled | Independent | Direct Support of Another Unit | Direct Support Plant ID 1 | Direct Support Gen ID 1 | Direct Support Plant ID 2 | Direct Support Gen ID 2 | Direct Support Plant ID 3 | Direct Support Gen ID 3 | Support T&D Asset
61130 | Ravenswood Operations LLC | 2500 | Ravenswood | NY | Queens | RWES1 | IP | Batteries | BA | IPP Non-CHP | 2 | 129 | 129 | 129
61130 | Ravenswood Operations LLC | 2500 | Ravenswood | NY | Queens | RWES2 | IP | Batteries | BA | IPP Non-CHP | 2 | 98 | 98 | 98
61130 | Ravenswood Operations LLC | 2500 | Ravenswood | NY | Queens | RWES3 | IP | Batteries | BA | IPP Non-CHP | 2 | 89 | 89 | 89
59155 | Evergreen Wind, LLC | 57087 | Kahuku Wind Power LLC | HI | Honolulu | 2 | RE | Batteries | BA | IPP Non-CHP | 2 | 15 | 15 | 15 | 3 | 2011 | 8 | 2013 | 15
11204 | Los Alamos County | 58256 | Los Alamos PV Site | NM | Los Alamos | 2 | RE | Batteries | BA | Electric Utility | 1 | 1 | 1 | 1 | 9 | 2012 | 11 | 2019 | 6 | 1 | 1 | NAB |  |  |  | 0.5 | CS |  |  |  | Y | [5 empty] | Y
11204 | Los Alamos County | 58256 | Los Alamos PV Site | NM | Los Alamos | 3 | RE | Batteries | BA | Electric Utility | 1 | 0.8 | 0.8 | 0.8 | 9 | 2012 | 11 | 2019 | 2.3 | 0.8 | 0.8 | PBB |  |  |  | 0.5 | CS |  |  |  | Y | [5 empty] | Y
58489 | OCI Energy LLC | 58537 | OCI Alamo Solar I Hybrid | TX | Bexar | ASTRO | RE | Batteries | BA | IPP Non-CHP | 2 | 1 | 1 | 1 | 8 | 2016 | 11 | 2022 | 0.3 | 1 | 1 | LIB |  |  |  | 0.6 | CS |  | Y
13781 | Northern States Power Co - Minnesota | 58579 | Laverne Battery | MN | Rock | 1 | RE | Batteries | BA | Electric Utility | 1 | 1.1 | 1 | 1 | 1 | 2013 | 12 | 2019 | 7.6 | 1 | 1 | NAB |  |  |  | 1.3 | CS | [5 empty] | Y
58549 | County of Alameda GSA | 58625 | Santa Rita Jail Hybrid | CA | Alameda | SRJBA | RE | Batteries | BA | IPP CHP | 3 | 2 | 2 | 2 | 7 | 2012 | 1 | 2023 | 4 | 0.3 | 0.3 | LIB |  |  |  | 2 | CS |  |  | PR |  |  |  | Y |  |  |  |  | Y |  |  |  | N | [6 empty] | N
10071 | Kauai Island Utility Cooperative | 58639 | KRS I Anahola Solar Hybrid | HI | Kauai | B5B6 | RE | Batteries | BA | Electric Utility | 1 | 6 | 6 | 6 | 8 | 2015 | 12 | 2022 | 4.6 | 2 | 6 | LIB |  |  |  | 6 | CS |  | Y |  |  | Y |  |  |  |  | Y | Y
10071 | Kauai Island Utility Cooperative | 58640 | KRS II Koloa Solar | HI | Kauai | BESS3 | RE | Batteries | BA | Electric Utility | 1 | 1.5 | 1.5 | 1.5 | 6 | 2014 | 5 | 2018 | 1 | 0.7 | 1.5 | PBB |  |  |  | 1.5 | CS |  | Y
50123 | Leeward Asset Management, LLC | 58710 | Barilla Solar | TX | Pecos | BARBA | IP | Batteries | BA | IPP Non-CHP | 2 | 20 | 20 | 20 |  |  |  |  | 92 |  |  | LIB |  |  |  |  | CS |  |  |  |  | PR | [5 empty] | Y |  |  |  | Y | Y | 58710 | BRLA |  |  |  |  | N
14328 | Pacific Gas & Electric Co. | 59256 | Vaca Dixon Battery Storage System | CA | Solano | BAT1 | RE | Batteries | BA | Electric Utility | 1 | 2 | 2 | 2 | 1 | 2013 | 7 | 2021 | 14 | 2 | 2 | NAB |  |  |  | 2.5 | CS | Y | Y |  | Y
14328 | Pacific Gas & Electric Co. | 59257 | Yerba Buena | CA | Santa Clara | YB1 | RE | Batteries | BA | Electric Utility | 1 | 4 | 4 | 4 | 11 | 2013 | 7 | 2021 | 28 | 4 | 4 | NAB |  |  |  | 5 | CS | Y | Y |  | Y | [5 empty] | Y
17609 | Southern California Edison Co | 59661 | Tehachapi Energy Storage Project | CA | Kern | TSP1 | RE | Batteries | BA | Electric Utility | 1 | 8 | 8 | 8 | 4 | 2016 | 12 | 2022 | 32 | 8 | 8 | LIB |  |  |  | 4 | BL |  |  |  | Y
7140 | Georgia Power Co | 59864 | Kings Bay Solar Facility | GA | Camden | BESS | CN | Batteries | BA | Electric Utility | 1 | 1.5 | 1.5 | 1.5 |  |  |  |  | 1 | 3 | 2 | LIB |  |  |  | 1.5 | CS |  | Y
59712 | AES Tait LLC | 59949 | AES Warrior Run Energy Storage Project | MD | Allegany | BESS1 | RE | Batteries | BA | IPP Non-CHP | 2 | 11 | 5 | 5 | 12 | 2015 | 10 | 2024 | 5 | 5 | 5 | LIB |  |  |  | 5 | BL |  | PR | [13 empty] | N | [6 empty] | N
3046 | Duke Energy Progress - (NC) | 59966 | Camp Lejeune Solar and Energy Storage | NC | Onslow | ES1 | RE | Batteries | BA | Electric Utility | 1 | 11 | 11 | 11 | 3 | 2023 | 12 | 2023 | 11 | 11 | 11 | LIB |  |  |  | 3.4 | CS |  | Y |  |  | PR |  | Y |  |  | Y | Y | Y |  |  |  | Y | 59966 | PV1 |  |  |  |  | Y
733 | Appalachian Power Co | 59995 | AEP Milton NaS | WV | Cabell | 1 | RE | Batteries | BA | Electric Utility | 1 | 2 | 2 | 2 | 11 | 2009 | 4 | 2021 | 2 | 2 | 2 | NAB |  |  |  | 2 | CS | [7 empty] | Y
17470 | PUD No 1 of Snohomish County | 60021 | MESA 2 | WA | Snohomish | MESA2 | RE | Batteries | BA | Electric Utility | 1 | 2.4 | 2.2 | 2.2 | 7 | 2017 | 12 | 2020 | 8 | 2.2 | 2.2 | FLB |  |  |  | 2.2 | CS | Y | [5 empty] | Y | Y
15248 | Portland General Electric Co | 60441 | Salem Smart Power Center | OR | Marion | SSPC | RE | Batteries | BA | Electric Utility | 1 | 5 | 5 | 5 | 8 | 2013 | 7 | 2024 | 5 | 5 | 5 | LIB |  |  |  | 5 | BL |  | PR |  |  | Y |  | Y | Y |  |  |  |  | Y |  |  | Y | 60441 | 1 |  |  |  |  | Y
7140 | Georgia Power Co | 60561 | Cedartown Battery Energy Storage Project | GA | Polk | 1 | RE | Batteries | BA | Electric Utility | 1 | 1 | 1 | 1 | 10 | 2015 | 9 | 2022 | 2 | 1 | 1 | LIB |  |  |  | 1.5 | CT |  |  |  |  | Y | Y | Y | Y |  |  | Y
60336 | SDGE Batteries | 60566 | Pala Energy Storage Yard | CA | San Diego | SES1 | RE | Batteries | BA | Electric Utility | 1 | 0.5 | 0.5 | 0.5 | 12 | 2012 | 12 | 2021 | 1.5 | 0.5 | 0.5 | LIB |  |  |  | 1.5 | CS | PR | [5 empty] | Y
9324 | Indiana Michigan Power Co | 60617 | AEP Churubusco NaS | IN | Whitley | 1 | RE | Batteries | BA | Electric Utility | 1 | 2 | 2 | 2 | 1 | 2009 | 2 | 2021 | 2 | 2 | 2 | NAB |  |  |  | 2 | CS | [7 empty] | Y
20169 | Avista Corp | 60675 | Turner Energy Storage Project | WA | Whitman | TES | RE | Batteries | BA | Electric Utility | 1 | 1.2 | 1.2 | 1.2 | 4 | 2014 | 9 | 2018 | 3.2 | 1.2 | 1.2 | FLB |  |  |  | 1 | CS | Y | Y | Y | Y | Y |  | Y | Y | Y |  | Y
17609 | Southern California Edison Co | 60699 | DESI-1 Battery Energy Storage Facility | CA | Orange | DESI1 | RE | Batteries | BA | Electric Utility | 1 | 2.4 | 2.4 | 2.4 | 12 | 2016 | 4 | 2024 | 3.9 | 2.4 | 2.4 | LIB |  |  |  | 2.4 | CS | [5 empty] | Y | PR | [8 empty] | N | [6 empty] | Y
54888 | NRG Texas Power LLC | 61362 | NRG Elbow Creek Energy Storage Project | TX | Howard | ECBS | RE | Batteries | BA | IPP Non-CHP | 2 | 2 | 2 | 2 | 11 | 2017 | 11 | 2024 | 0.7 | 2 | 2 | LIB |  |  |  | 2 | CS | Y | PR | [13 empty] | N | [6 empty] | N
59380 | Enel Green Power NA, Inc. | 61390 | Pomerado Energy Storage, LLC | CA | San Diego | PMRDO | CN | Batteries | BA | IPP Non-CHP | 2 | 6 | 6 | 6 |  |  |  |  | 12 | 3 | 3 | LIB |  |  |  | 3 | BL | Y | Y |  | Y
15466 | Public Service Co of Colorado | 61439 | Panasonic Carport Solar Hybrid | CO | Adams | PANBS | RE | Batteries | BA | Electric Utility | 1 | 1 | 1 | 1 | 8 | 2017 | 9 | 2022 | 2.2 | 1 | 1 | LIB |  |  |  | 1 | CS | Y | Y |  | Y |  |  | PR |  |  | Y | [5 empty] | N | [6 empty] | N
13478 | Entergy New Orleans, LLC | 61647 | ENO Paterson Solar | LA | Orleans | NOSPB | RE | Batteries | BA | Electric Utility | 1 | 0.5 | 0.5 | 0.5 | 6 | 2016 | 12 | 2023 | 0.5 | 0.5 | 0.5 | LIB |  |  |  | 0.4 | CS |  | Y |  |  | Y |  |  | Y | Y |  | Y
17833 | City Utilities of Springfield - (MO) | 61679 | Cox Battery Energy Storage | MO | Greene | 1 | RE | Batteries | BA | Electric Utility | 1 | 1.2 | 1.2 | 1.2 | 9 | 2017 | 12 | 2023 | 1.5 | 1.2 | 1 | PBB |  |  |  | 1.2 | CS | [7 empty] | Y
59380 | Enel Green Power NA, Inc. | 61802 | Kingston Energy Storage, LLC | CA | Madera | 10001 | CN | Batteries | BA | IPP Non-CHP | 2 | 50 | 50 | 50
19547 | Hawaiian Electric Co Inc | 61851 | Campbell Industrial Park BESS | HI | Honolulu | CIPB1 | RE | Batteries | BA | Electric Utility | 1 | 1 | 1 | 1 | 3 | 2016 | 2 | 2020 | 0.3 | 1 | 1 | LIB |  |  |  | 1 | CS |  |  | Y |  | Y |  |  |  | Y
803 | Arizona Public Service Co | 61913 | Punkin Center Battery Storage | AZ | Gila | B1 | RE | Batteries | BA | Electric Utility | 1 | 2 | 2 | 2 | 6 | 2018 | 4 | 2019 | 8 | 2 | 2 | LIB |  |  |  | 2.2 | CS |  | Y |  |  |  |  | PR |  |  | Y
61344 | Electrodes | 62515 | Hybrid Holdings 1 Capistrano | CA | Orange | HH4MW | CN | Batteries | BA | IPP Non-CHP | 2 | 4 | 4 | 4
59497 | Eversource | 62605 | Martha's Vineyard Community Battery | MA | Dukes | MVESS | CN | Batteries | BA | IPP Non-CHP | 2 | 4.9 | 4.9 | 4.9 |  |  |  |  | 38 |  |  | LIB |  |  |  | 16.5 | BL | [6 empty] | Y |  | PR | [6 empty] | N | [6 empty] | Y
62765 | High Bridge Wind, LLC | 62894 | High Bridge Wind Project | NY | Chenango | HBBSF | CN | Batteries | BA | IPP Non-CHP | 2 | 7 | 7 | 7
15399 | Avangrid Power LLC | 63508 | Camino Solar Hybrid | CA | Kern | CSBA1 | CN | Batteries | BA | IPP Non-CHP | 2 | 11 | 11 | 11
14328 | Pacific Gas & Electric Co. | 63529 | Renz Energy Storage | CA | Santa Clara | LLAGS | CN | Batteries | BA | Electric Utility | 1 | 20 | 20 | 20
61944 | MN8 Energy LLC | 63545 | Chevron - Lost Hills Hybrid | CA | Kern | BESS1 | CN | Batteries | BA | IPP Non-CHP | 2 | 10 | 10 | 10
61222 | 174 Power Global Corp. | 63799 | Kupehau | HI | Honolulu | KUPB1 | CN | Batteries | BA | IPP Non-CHP | 2 | 60 | 60 | 60
63553 | Haymaker Energy Project LLC | 63878 | Haymaker Hybrid | MT | Wheatland | HBESS | CN | Batteries | BA | IPP Non-CHP | 2 | 0
63289 | Key Capture Energy | 63879 | TX18 Cottage Meadow Storage | TX | Cameron | TX18 | CN | Batteries | BA | IPP Non-CHP | 2 | 100 | 100 | 100
63289 | Key Capture Energy | 63880 | TX17 Nickel Prairie Storage | TX | Brazoria | TX17 | CN | Batteries | BA | IPP Non-CHP | 2 | 100 | 100 | 100
56769 | Consolidated Edison Development Inc. | 63898 | CED Denmark Solar Hybrid | ME | Oxford | DSBS | CN | Batteries | BA | IPP Non-CHP | 2 | 2.3 | 2.3 | 2.3
63702 | Barbers Point Solar, LLC | 64094 | Barbers Point Solar, LLC | HI | Honolulu | BPBA | IP | Batteries | BA | IPP Non-CHP | 2 | 15 | 15 | 15 |  |  |  |  | 15 | 15 | 15 | LIB |  |  |  | 15 | CS |  |  | Y | [7 empty] | PR |  | Y |  |  | Y | 64094 | PBS0L |  |  |  |  | Y
64904 | AES Clean Energy | 64095 | Kahana Solar, LLC | HI | Maui | KSBA | IP | Batteries | BA | IPP Non-CHP | 2 | 20 | 20 | 20
63726 | Vistra Zero LLC | 64131 | Forest Grove - Dodd | TX | Henderson | ESS1 | IP | Batteries | BA | IPP Non-CHP | 2 | 100.2 | 100.2 | 100.2 |  |  |  |  | 1 | 1 | 1 | LIB |  |  |  | 1 | CS | [8 empty] | Y |  | PR |  |  |  |  | N | [6 empty] | N
65411 | Duke Energy Renewables Services | 64212 | Pike Solar Hybrid | CO | El Paso | PSBES | IP | Batteries | BA | IPP Non-CHP | 2 | 25 | 25 | 25
20847 | Wisconsin Electric Power Co | 64534 | Darien Solar | WI | Rock | 2 | IP | Batteries | BA | Electric Utility | 1 | 75 | 75 | 75
15500 | Puget Sound Energy Inc | 65019 | Beaver Creek Wind Facility | MT | Stillwater | BCW1B | IP | Batteries | BA | Electric Utility | 1 | 30 | 30 | 30
15500 | Puget Sound Energy Inc | 65019 | Beaver Creek Wind Facility | MT | Stillwater | BCW2B | IP | Batteries | BA | Electric Utility | 1 | 20 | 20 | 20
15500 | Puget Sound Energy Inc | 65019 | Beaver Creek Wind Facility | MT | Stillwater | BCW3B | IP | Batteries | BA | Electric Utility | 1 | 20 | 20 | 20
15500 | Puget Sound Energy Inc | 65019 | Beaver Creek Wind Facility | MT | Stillwater | BCW4B | IP | Batteries | BA | Electric Utility | 1 | 30 | 30 | 30
3046 | Duke Energy Progress - (NC) | 65126 | Riverside BESS | NC | Buncombe | ES1 | IP | Batteries | BA | Electric Utility | 1 | 5 | 5 | 5
64607 | Salt City Solar LLC | 65302 | Salt City Solar Project - Hybrid | OH | Ross | BESS | CN | Batteries | BA | IPP Non-CHP | 2 | 12.5 | 12.5 | 12.5 | [28 empty] | N
64609 | ENGIE Solidago Solar LLC | 65304 | ENGIE Solidago Solar Project - Hybrid | DE | New Castle | BESS | CN | Batteries | BA | IPP Non-CHP | 2 | 12.5 | 12.5 | 12.5
64610 | Powells Creek Farm Solar, LLC | 65305 | Powells Creek Solar - Hybrid | VA | Halifax | BESS | CN | Batteries | BA | IPP Non-CHP | 2 | 17.5 | 17.5 | 17.5
64612 | Sunnybrook Farm Solar, LLC | 65307 | Sunnybrook Solar Project - Hybrid | VA | Halifax | SUNB | CN | Batteries | BA | IPP Non-CHP | 2 | 12.5 | 12.5 | 12.5
13407 | Nevada Power Co | 65377 | Iron Point Solar (Hybrid) | NV | Humboldt | IPB | CN | Batteries | BA | Electric Utility | 1 | 200 | 200 | 200
13407 | Nevada Power Co | 65419 | Hot Pot Solar | NV | Humboldt | HPB | CN | Batteries | BA | Electric Utility | 1 | 280 | 280 | 280
64776 | Wolf Pit Branch Solar, LLC | 65437 | Wolf Pit Branch Solar, LLC | SC | Lexington | PGB38 | CN | Batteries | BA | IPP Non-CHP | 2 | 15.5 | 15.5 | 15.5
56201 | Engie North America | 65488 | Crockett | TX | Houston | CROKT | CN | Batteries | BA | IPP Non-CHP | 2 | 9.9 | 9.9 | 9.9 |  |  |  |  | 9.9 | 9.9 | 9.9 | LIB |  |  |  | 3.2 | CS | Y | PR | [13 empty] | N | [6 empty] | N
63522 | Johanna Energy Center, LLC | 65789 | Santa Ana Storage 3 | CA | Orange | SAP3 | CN | Batteries | BA | IPP Non-CHP | 2 | 40 | 40 | 40 | [23 empty] | PR
65079 | Solar Proponent LLC | 65843 | Dogwood Creek Solar and BESS | TX | Bastrop | DOGBS | CN | Batteries | BA | IPP Non-CHP | 2 | 443.2 | 443.2 | 443.2
65079 | Solar Proponent LLC | 65845 | Goldenrod Creek Solar and BESS SLF | TX | Jackson | GOLBS | CN | Batteries | BA | IPP Non-CHP | 2 | 660 | 660 | 660
65079 | Solar Proponent LLC | 65856 | Tehuacana Creek 2 Solar and BESS | TX | Navarro | TE2BS | CN | Batteries | BA | IPP Non-CHP | 2 | 359 | 350 | 350
65082 | Orange Grove | 65891 | Orange Grove | TX | Jim Wells | TALBS | CN | Batteries | BA | IPP Non-CHP | 2 | 61 | 61 | 61
58489 | OCI Energy LLC | 65893 | OCI SunRoper | TX | Wharton | OCIES | CN | Batteries | BA | IPP Non-CHP | 2 | 260 | 260 | 260 |  |  |  |  | 520 | 260 | 260 | LIB |  |  |  | 86 | CS | PR | Y |  | Y | [10 empty] | Y | N | [6 empty] | N
65105 | Peeler Solar, LLC | 65932 | Peeler Solar, LLC | TX | Atascosa | PEEL2 | CN | Batteries | BA | IPP Non-CHP | 2 | 50 | 50 | 50
65104 | Vermillion Rise Solar, LLC | 65935 | Vermillion Rise Solar | IN | Vermillion | BAT | CN | Batteries | BA | IPP Non-CHP | 2 | 40 | 40 | 40
65113 | Grey Fox Wind | 65939 | Grey Fox Wind | IL | Cass | WNDG2 | CN | Batteries | BA | IPP Non-CHP | 2 | 150 | 150 | 150
62842 | Lightsource Renewable Energy Asset Management, LLC | 66131 | Peony Solar 1 | IN | Greene | INPE2 | CN | Batteries | BA | IPP Non-CHP | 2 | 62.5 | 62.5 | 62.5
62842 | Lightsource Renewable Energy Asset Management, LLC | 66132 | Trinity River Solar 1 | TX | Liberty | TXTR2 | CN | Batteries | BA | IPP Non-CHP | 2 | 75 | 75 | 75 | [7 empty] | LIB |  |  |  |  | CS | PR
65395 | Ameresco HCE Solar LLC | 66271 | Ameresco HCE Solar LLC | CO | Garfield | HCEBA | RE | Batteries | BA | IPP Non-CHP | 2 | 5.8 | 5.8 | 5.8 | 8 | 2023 | 8 | 2024 | 15.5 | 5 | 5 | LIB |  |  |  | 0.1 | CS | [7 empty] | Y |  |  | PR | Y |  |  |  | Y | 66271 | HCEPV |  |  |  |  | N
56769 | Consolidated Edison Development Inc. | 66293 | Alamo 3 BESS 2 | TX | Bexar | A3BS2 | IP | Batteries | BA | IPP Non-CHP | 2 | 100 | 100 | 100
56769 | Consolidated Edison Development Inc. | 66294 | Alamo 4 BESS | TX | Kinney | A4BS1 | CN | Batteries | BA | IPP Non-CHP | 2 | 100 | 100 | 100
56769 | Consolidated Edison Development Inc. | 66295 | Alamo 5 BESS 1 | TX | Uvalde | A5BS1 | CN | Batteries | BA | IPP Non-CHP | 2 | 100 | 100 | 100
56769 | Consolidated Edison Development Inc. | 66296 | Alamo 5 BESS 2 | TX | Uvalde | A5BS2 | CN | Batteries | BA | IPP Non-CHP | 2 | 100 | 100 | 100
56769 | Consolidated Edison Development Inc. | 66297 | Alamo 7 BESS 1 | TX | Haskell | A7BS1 | CN | Batteries | BA | IPP Non-CHP | 2 | 150 | 150 | 150
56769 | Consolidated Edison Development Inc. | 66298 | Alamo 7 BESS 2 | TX | Haskell | A7BS2 | CN | Batteries | BA | IPP Non-CHP | 2 | 150 | 150 | 150
56769 | Consolidated Edison Development Inc. | 66300 | Crane 2 BESS 2 | TX | Hidalgo | CRBS2 | IP | Batteries | BA | IPP Non-CHP | 2 | 150 | 150 | 150
56769 | Consolidated Edison Development Inc. | 66303 | Upton BESS 2 | TX | Hidalgo | UPBS2 | IP | Batteries | BA | IPP Non-CHP | 2 | 150 | 150 | 150
56769 | Consolidated Edison Development Inc. | 66304 | Uvalde 2 BESS 1 | TX | Uvalde | UVBS1 | IP | Batteries | BA | IPP Non-CHP | 2 | 75 | 75 | 75
56769 | Consolidated Edison Development Inc. | 66305 | Uvalde 2 BESS 2 | TX | Uvalde | UVBS2 | IP | Batteries | BA | IPP Non-CHP | 2 | 150 | 150 | 150
61978 | Convergent Energy and Power LP | 66498 | Staten Island Energy Storage 1 LLC | NY | Richmond | SIBA1 | CN | Batteries | BA | IPP Non-CHP | 2 | 5 | 5 | 5
65562 | TJA Off South Main St. Lanesboro, LLC | 66514 | MA Lanesboro S. Main St. | MA | Berkshire | B8233 | CN | Batteries | BA | IPP Non-CHP | 2 | 2.5 | 2.5 | 2.5 |  |  |  |  | 3.8 | 1.9 | 1.9 | LIB |  |  |  |  | CS | Y |  | PR | [11 empty] | Y | Y | 66514 | 18233 |  |  |  |  | N
65565 | Catalyze Houston Express Lane Microgrid, LLC | 66517 | TX Houston 7080 Express Lane | TX | Harris | B9344 | CN | Batteries | BA | IPP Non-CHP | 2 | 1.5 | 1.5 | 1.5
65594 | EnerSmart Storage | 66551 | EnerSmart Imperial Beach BESS | CA | San Diego | IB192 | CN | Batteries | BA | IPP Non-CHP | 2 | 3 | 3 | 3
65689 | Alfred Oaks Solar, LLC | 66675 | Alfred Oaks Solar, LLC | NY | Allegany | BA | CN | Batteries | BA | IPP Non-CHP | 2 | 20 | 20 | 20
65594 | EnerSmart Storage | 66755 | EnerSmart Murray BESS | CA | San Diego | M07 | CN | Batteries | BA | IPP Non-CHP | 2 | 3 | 3 | 3
18454 | Tampa Electric Co | 66869 | South Tampa Energy Storage | FL | Hillsborough | BESS1 | IP | Batteries | BA | Electric Utility | 1 | 20 | 20 | 20 |  |  |  |  | 40 | 20 | 20 | LIB |  |  |  | 6.5 | CS | Y | Y | Y | Y | Y |  | PR |  | Y |  | Y |  |  |  | Y | N | [6 empty] | N
65861 | Enel X North America, Inc | 66967 | Gateway BESS | NY | Kings | S049 | RE | Batteries | BA | IPP Non-CHP | 2 | 4.8 | 4.8 | 4.8 | 5 | 2019 | 8 | 2024 | 16.4 | 1.6 | 4 | LIB |  |  |  | 4 | CS | [5 empty] | Y | PR | [8 empty] | N | [6 empty] | N
66059 | Hornshadow Solar, LLC | 67497 | Hornshadow Solar, LLC | UT | Emery | HSESS | IP | Batteries | BA | IPP Non-CHP | 2 | 25 | 25 | 25 |  |  |  |  | 100 | 25 | 25 | LIB |  |  |  | 8.2 | CS | Y | Y | Y | Y |  | Y |  | Y |  | Y | PR | Y |  |  |  | Y | 67497 | HSL |  |  |  |  | Y
66070 | Hornshadow Solar II, LLC | 67511 | Hornshadow Solar II, LLC | UT | Emery | HS2ES | IP | Batteries | BA | IPP Non-CHP | 2 | 50 | 50 | 50 |  |  |  |  | 200 | 50 | 50 | LIB |  |  |  | 16.4 | CS | PR | Y | Y | Y |  |  | Y |  | Y |  | Y | Y |  |  |  | Y | 67511 | HS2L |  |  |  |  | Y
66316 | Northumberland Solar, LLC | 67675 | Northumberland Solar | PA | Northumberland | ENX34 | CN | Batteries | BA | IPP Non-CHP | 2 | 20 | 20 | 20 |  |  |  |  | 20 | 20 | 20 | LIB |  |  |  | 20 | CT | PR | [10 empty] | Y |  |  |  | N | [6 empty] | Y
63289 | Key Capture Energy | 67840 | KCE NY 35, LLC | NY | Greene | NY35 | CN | Batteries | BA | IPP Non-CHP | 2 | 200 | 200 | 200 |  |  |  |  | 800 | 200 | 200 | LIB |  |  |  |  | CS |  | PR | [6 empty] | Y | [6 empty] | N | [6 empty] | N
64545 | Vesper Energy Development LLC | 68017 | Cooper Canyon Renewable Energy | NV | White Pine | CCREB | CN | Batteries | BA | IPP Non-CHP | 2 | 100 | 100 | 100 |  |  |  |  | 400 | 100 | 100 | LIB |  |  |  |  | CS | Y |  | Y |  | Y |  |  |  |  | Y | [12 empty] | Y
66607 | Belltown Power Texas 2, LLC | 68164 | Augite Storage | TX | Starr | AUGBA | CN | Batteries | BA | IPP Non-CHP | 2 | 151.4 | 151.4 | 151.4 |  |  |  |  | 151.4 | 151.4 | 151.4 | LIB |  |  |  | 76.2 | CS | PR | Y |  | Y |  |  | Y |  | Y | [6 empty] | N | [6 empty] | N
66607 | Belltown Power Texas 2, LLC | 68167 | Hooper Solar and Storage | TX | Lee | HOOBA | CN | Batteries | BA | IPP Non-CHP | 2 | 30.7 | 30.7 | 30.7 |  |  |  |  | 61.4 | 30.7 | 30.7 | LIB |  |  |  | 16.1 | CS | PR | Y |  | Y |  |  | Y |  | Y | [6 empty] | N | [6 empty] | N
66607 | Belltown Power Texas 2, LLC | 68169 | Kobernat Solar and Storage | TX | Starr | KOBBA | CN | Batteries | BA | IPP Non-CHP | 2 | 51.5 | 51.5 | 51.5 |  |  |  |  | 201.1 | 51.5 | 51.5 | LIB |  |  |  | 26.3 | CS | PR | Y |  | Y |  |  | Y |  | Y | [6 empty] | N | [6 empty] | N
66684 | JUGU bn, LLC | 68291 | Juniper Gulch Solar and Storage | ID | Clark | JUGU2 | CN | Batteries | BA | IPP Non-CHP | 2 | 200 | 200 | 200 | [28 empty] | N | [6 empty] | N
66694 | Sandman Solar LLC | 68304 | Sandman Solar | TX | Collin | SAND | CN | Batteries | BA | IPP Non-CHP | 2 | 100 | 100 | 100
66697 | Alpin Holding LLC | 68307 | Matador Solar | OH | Mahoning | MATAB | CN | Batteries | BA | IPP Non-CHP | 2 | 150 | 150 | 150 |  |  |  |  | 150 | 150 | 150 | OTH | [15 empty] | PR | Y |  |  |  | Y | 68307 | Matad |  |  |  |  | N
66697 | Alpin Holding LLC | 68308 | Wolf Creek Solar | OH | Washington | WOLFB | CN | Batteries | BA | IPP Non-CHP | 2 | 150 | 150 | 150 |  |  |  |  | 150 | 150 | 150 | OTH | [15 empty] | PR | Y |  |  |  | Y | 68308 | WolfB |  |  |  |  | N
66697 | Alpin Holding LLC | 68310 | Iris Solar | VA | Frederick | IRISB | CN | Batteries | BA | IPP Non-CHP | 2 | 90 | 90 | 90 |  |  |  |  | 90 | 90 | 90 | OTH | [15 empty] | PR | Y |  |  |  | Y | 68310 | IrisB |  |  |  |  | N
66697 | Alpin Holding LLC | 68311 | Twins Solar | VA | Rockingham | TWINB | CN | Batteries | BA | IPP Non-CHP | 2 | 150 | 150 | 150 |  |  |  |  | 150 | 150 | 150 | OTH | [15 empty] | PR | Y |  |  |  | Y | 68311 | TwinB |  |  |  |  | N