## Operable
This is an early release of the final EIA-860 data for calendar year 2024. The early release is provided for the express purpose of providing immediate access to individual plant and generator data for analysts who use this type of information. The data has not been fully edited and is inappropriate for aggregation, such as to state or national totals. Also, in some cases, data for a certain number of plants and generators has been excluded from this early release pending further data validation. Final, complete, and fully-edited data will be released by EIA later in 2025. Questions or comments regarding this data release should be directed to eiainfoelectric@eia.gov.
2024 Form EIA-860 Data - Schedule 3, 'Wind Technology Data' (Operable Units Only)
Utility ID | Utility Name | Plant Code | Plant Name | State | County | Generator ID | Status | Technology | Prime Mover | Sector Name | Sector | Nameplate Capacity (MW) | Summer Capacity (MW) | Winter Capacity (MW) | Operating Month | Operating Year | Number of Turbines | Predominant Turbine Manufacturer | Predominant Turbine Model Number | Design Wind Speed (mph) | Wind Quality Class | Turbine Hub Height (Feet)
63560 | Sand Point Generating, LLC | 1 | Sand Point | AK | Aleutians East | WT1 | OS | Onshore Wind Turbine | WT | Electric Utility | 1 | 0.5 | 0.1 | 0.1 | 10 | 2011 | 1 | Vestas | V39-500 | 19 | 2 | 155
63560 | Sand Point Generating, LLC | 1 | Sand Point | AK | Aleutians East | WT2 | OS | Onshore Wind Turbine | WT | Electric Utility | 1 | 0.5 | 0.3 | 0.3 | 10 | 2011 | 1 | Vestas | V39-500 | 19 | 2 | 155
13642 | Nome Joint Utility Systems | 90 | Snake River | AK | Nome | EWT 1 | OP | Onshore Wind Turbine | WT | Electric Utility | 1 | 0.9 | 0.9 | 0.9 | 7 | 2013 | 1 | EWT | DW54-900 | 20 | 2 | 164
13642 | Nome Joint Utility Systems | 90 | Snake River | AK | Nome | EWT 2 | OP | Onshore Wind Turbine | WT | Electric Utility | 1 | 0.9 | 0.9 | 0.9 | 7 | 2013 | 1 | EWT | DW54-900 | 20 | 2 | 164
10633 | City of Lamar - (CO) | 508 | Lamar Plant | CO | Prowers | T1-T3 | OP | Onshore Wind Turbine | WT | Electric Utility | 1 | 4.5 | 4 | 4 | 2 | 2004 | 3 | GE | 1.5 XLE | 19 | 2 | 262.4
10633 | City of Lamar - (CO) | 508 | Lamar Plant | CO | Prowers | T4 | OP | Onshore Wind Turbine | WT | Electric Utility | 1 | 1.5 | 1.5 | 1.5 | 2 | 2004 | 1 | GE | 1.5 XLE | 19 | 2 | 262.4
62042 | SRIV Partnership LLC | 692 | Medicine Bow | WY | Carbon | 10 | OP | Onshore Wind Turbine | WT | IPP Non-CHP | 2 | 4.9 | 4.9 | 4.9 | 7 | 2000 | 7 | Vestas | V47-660 | 18.8 | 2 | 164
62042 | SRIV Partnership LLC | 692 | Medicine Bow | WY | Carbon | 11 | OP | Onshore Wind Turbine | WT | IPP Non-CHP | 2 | 1.3 | 1.3 | 1.3 | 7 | 2000 | 2 | Vestas | V42-600 | 18.8 | 2 | 164
7095 | City of Geneseo - (IL) | 944 | Geneseo | IL | Henry | 10 | OP | Onshore Wind Turbine | WT | Electric Utility | 1 | 1.5 | 1.5 | 1.5 | 9 | 2009 | 1 | VENSYS | VENSYS77 | 18 | 2 | 200
7095 | City of Geneseo - (IL) | 944 | Geneseo | IL | Henry | 11 | OP | Onshore Wind Turbine | WT | Electric Utility | 1 | 1.5 | 1.5 | 1.5 | 10 | 2009 | 1 | VENSYS | VENSYS77 | 18 | 2 | 200
14201 | City of Osage - (IA) | 1172 | Osage (IA) | IA | Mitchell | W1 | OP | Onshore Wind Turbine | WT | Electric Utility | 1 | 1.6 | 0.5 | 0.5 | 12 | 2009 | 1 | GE | 1.5 SLE | 17.8 | 2 | 260
13048 | City of Mountain Lake - (MN) | 1998 | Mountain Lake | MN | Cottonwood | 8 | OP | Onshore Wind Turbine | WT | Electric Utility | 1 | 1.2 | 1.2 | 1.2 | 7 | 2007 | 1 | Suzlon | S64-1250 | 15 | 2 | 246
20737 | Willmar Municipal Utilities | 2022 | Willmar | MN | Kandiyohi | WTG3 | OP | Onshore Wind Turbine | WT | Electric Utility | 1 | 2 | 2 | 2 | 8 | 2009 | 1 | DeWind | D8.2 | 14.7 | 2 | 262.4
20737 | Willmar Municipal Utilities | 2022 | Willmar | MN | Kandiyohi | WTG4 | OP | Onshore Wind Turbine | WT | Electric Utility | 1 | 2 | 2 | 2 | 8 | 2009 | 1 | DeWind | D8.2 | 14.7 | 2 | 262.4
21013 | City of Worthington - (MN) | 2024 | Worthington | MN | Nobles | 10 | OP | Onshore Wind Turbine | WT | Electric Utility | 1 | 0.9 | 0.9 | 0.9 | 7 | 2002 | 1 | NEG-Micon | NM52/900 | 19 | 2 | 240
21013 | City of Worthington - (MN) | 2024 | Worthington | MN | Nobles | 11 | OP | Onshore Wind Turbine | WT | Electric Utility | 1 | 0.9 | 0.9 | 0.9 | 7 | 2002 | 1 | NEG-Micon | NM52/900 | 19 | 2 | 240
21013 | City of Worthington - (MN) | 2024 | Worthington | MN | Nobles | 12 | OP | Onshore Wind Turbine | WT | Electric Utility | 1 | 1 | 1 | 1 | 12 | 2003 | 1 | NEG-Micon | NM54/950 | 19 | 2 | 240
21013 | City of Worthington - (MN) | 2024 | Worthington | MN | Nobles | 13 | OP | Onshore Wind Turbine | WT | Electric Utility | 1 | 1 | 1 | 1 | 12 | 2003 | 1 | NEG-Micon | NM54/950 | 19 | 2 | 240
21013 | City of Worthington - (MN) | 2024 | Worthington | MN | Nobles | 8 | OP | Onshore Wind Turbine | WT | Electric Utility | 1 | 0.9 | 0.9 | 0.9 | 7 | 2002 | 1 | NEG-Micon | NM52/900 | 19 | 2 | 240
21013 | City of Worthington - (MN) | 2024 | Worthington | MN | Nobles | 9 | OP | Onshore Wind Turbine | WT | Electric Utility | 1 | 0.9 | 0.9 | 0.9 | 7 | 2002 | 1 | NEG-Micon | NM52/900 | 19 | 2 | 240
10451 | Kotzebue Electric Assn Inc | 6304 | Kotzebue Hybrid | AK | NORTHWEST ARCTIC | 11wt | OP | Onshore Wind Turbine | WT | Electric Utility | 1 | 0.1 | 0.1 | 0.1 | 5 | 2005 | 1 | AOC | AOC15/50 | 13 | 2 | 90
10451 | Kotzebue Electric Assn Inc | 6304 | Kotzebue Hybrid | AK | NORTHWEST ARCTIC | 13WT | OP | Onshore Wind Turbine | WT | Electric Utility | 1 | 0.1 | 0.1 | 0.1 | 5 | 2006 | 1 | Vestas | V15 | 13 | 2 | 90
10451 | Kotzebue Electric Assn Inc | 6304 | Kotzebue Hybrid | AK | NORTHWEST ARCTIC | 14wt | OP | Onshore Wind Turbine | WT | Electric Utility | 1 | 0.1 | 0.1 | 0.1 | 5 | 2002 | 1 | Northern Power | Northwind 100 | 13 | 2 | 90
10451 | Kotzebue Electric Assn Inc | 6304 | Kotzebue Hybrid | AK | NORTHWEST ARCTIC | 15WT | OP | Onshore Wind Turbine | WT | Electric Utility | 1 | 0.1 | 0.1 | 0.1 | 5 | 2006 | 1 | AOC | AOC15/50 | 13 | 2 | 90
10451 | Kotzebue Electric Assn Inc | 6304 | Kotzebue Hybrid | AK | NORTHWEST ARCTIC | 16WT | OP | Onshore Wind Turbine | WT | Electric Utility | 1 | 0.1 | 0.1 | 0.1 | 5 | 2006 | 1 | AOC | AOC15/50 | 13 | 2 | 90
10451 | Kotzebue Electric Assn Inc | 6304 | Kotzebue Hybrid | AK | NORTHWEST ARCTIC | 17WT | OP | Onshore Wind Turbine | WT | Electric Utility | 1 | 0.1 | 0.1 | 0.1 | 5 | 2006 | 1 | AOC | AOC15/50 | 13 | 2 | 90
10451 | Kotzebue Electric Assn Inc | 6304 | Kotzebue Hybrid | AK | NORTHWEST ARCTIC | 18WT | OP | Onshore Wind Turbine | WT | Electric Utility | 1 | 0.9 | 0.9 | 0.9 | 5 | 2012 | 1 | EWT | DW54-900 | 13 | 2 | 250
10451 | Kotzebue Electric Assn Inc | 6304 | Kotzebue Hybrid | AK | NORTHWEST ARCTIC | 19WT | OP | Onshore Wind Turbine | WT | Electric Utility | 1 | 0.9 | 0.9 | 0.9 | 5 | 2012 | 1 | EWT | DW54-900 | 13 | 2 | 250
10451 | Kotzebue Electric Assn Inc | 6304 | Kotzebue Hybrid | AK | NORTHWEST ARCTIC | 1WT | OP | Onshore Wind Turbine | WT | Electric Utility | 1 | 0.6 | 0.6 | 0.6 | 5 | 1999 | 10 | AOC | AOC15/50 | 13 | 2 | 90
10451 | Kotzebue Electric Assn Inc | 6304 | Kotzebue Hybrid | AK | NORTHWEST ARCTIC | 2WT | OP | Onshore Wind Turbine | WT | Electric Utility | 1 | 0.1 | 0.1 | 0.1 | 5 | 1999 | 1 | AOC | AOC15/50 | 13 | 2 | 90
10451 | Kotzebue Electric Assn Inc | 6304 | Kotzebue Hybrid | AK | NORTHWEST ARCTIC | 3WT | OP | Onshore Wind Turbine | WT | Electric Utility | 1 | 0.2 | 0.2 | 0.2 | 1 | 1997 | 3 | AOC | AOC15/50 | 13 | 2 | 90
7601 | Green Mountain Power Corp | 7381 | Searsburg Wind Turbine | VT | Bennington | 1 | OP | Onshore Wind Turbine | WT | Electric Utility | 1 | 6 | 5.2 | 5 | 6 | 1997 | 11 | Zond | Z-40 | 18 | 1 | 132
15371 | Town of Princeton - (MA) | 7501 | Princeton Wind Farm | MA | Worcester | 2 | OP | Onshore Wind Turbine | WT | Electric Utility | 1 | 3 | 3 | 3 | 1 | 2010 | 2 | Fuhrlander | FL 1500-77 | 16 | 2 | 230
16534 | Sacramento Municipal Util Dist | 7526 | Solano Wind | CA | Solano | 2 | OP | Onshore Wind Turbine | WT | Electric Utility | 1 | 24 | 24 | 24 | 6 | 2006 | 8 | Vestas | V90-3.0 | 16.8 | 2 | 262.4
16534 | Sacramento Municipal Util Dist | 7526 | Solano Wind | CA | Solano | 2B | OP | Onshore Wind Turbine | WT | Electric Utility | 1 | 63 | 63 | 63 | 12 | 2007 | 21 | Vestas | V90-3.0 | 16.8 | 2 | 262.4
16534 | Sacramento Municipal Util Dist | 7526 | Solano Wind | CA | Solano | 3 | OP | Onshore Wind Turbine | WT | Electric Utility | 1 | 128 | 128 | 128 | 4 | 2012 | 55 | Vestas | V90-1.8 | 16.8 | 2 | 262.4
16534 | Sacramento Municipal Util Dist | 7526 | Solano Wind | CA | Solano | 4 | OP | Onshore Wind Turbine | WT | Electric Utility | 1 | 85.5 | 85.5 | 85.5 | 5 | 2024 | 19 | Vestas | V150-6.0 | 16.8 | 2 | 262.4
58190 | Bluestem LLC | 7771 | Springview | NE | Keya Paha | 3 | OP | Onshore Wind Turbine | WT | IPP Non-CHP | 2 | 1.5 | 1.5 | 1.5 | 6 | 2011 | 1 | VENSYS | VENSYS77 | 16 | 2 | 201.7
58190 | Bluestem LLC | 7771 | Springview | NE | Keya Paha | 4 | OP | Onshore Wind Turbine | WT | IPP Non-CHP | 2 | 1.5 | 1.5 | 1.5 | 6 | 2011 | 1 | VENSYS | VENSYS77 | 16 | 2 | 201.7
12894 | City of Moorhead - (MN) | 7855 | Moorhead Wind Turbine | MN | Clay | 8 | OP | Onshore Wind Turbine | WT | Electric Utility | 1 | 0.7 | 0.7 | 0.7 | 5 | 1999 | 1 | NEG-Micon | NM48/750 | 19 | 2 | 180
12894 | City of Moorhead - (MN) | 7855 | Moorhead Wind Turbine | MN | Clay | 9 | OP | Onshore Wind Turbine | WT | Electric Utility | 1 | 0.7 | 0.7 | 0.7 | 9 | 2001 | 1 | NEG-Micon | NM48/750 | 19 | 2 | 180
11479 | Madison Gas & Electric Co | 7886 | Wind Turbine | WI | Kewaunee | 1 | OP | Onshore Wind Turbine | WT | Electric Utility | 1 | 11 | 11 | 11 | 6 | 1999 | 17 | Vestas | V47-660 | 18 | 3 | 213
18642 | Tennessee Valley Authority | 7927 | Buffalo Mountain | TN | Anderson | 1 | OP | Onshore Wind Turbine | WT | Electric Utility | 1 | 0.6 | 0.7 | 0.7 | 10 | 2000 | 1 | Vestas | V47-660 | 15.2 | 4 | 213
18642 | Tennessee Valley Authority | 7927 | Buffalo Mountain | TN | Anderson | 2 | OP | Onshore Wind Turbine | WT | Electric Utility | 1 | 0.6 | 0.7 | 0.7 | 10 | 2000 | 1 | Vestas | V47-660 | 15.2 | 4 | 213
18642 | Tennessee Valley Authority | 7927 | Buffalo Mountain | TN | Anderson | 3 | OP | Onshore Wind Turbine | WT | Electric Utility | 1 | 0.6 | 0.7 | 0.7 | 10 | 2000 | 1 | Vestas | V47-660 | 15.2 | 4 | 213
20160 | Energy Northwest | 7936 | Nine Canyon | WA | Benton | 1 | OP | Onshore Wind Turbine | WT | Electric Utility | 1 | 95.9 | 95 | 95 | 9 | 2002 | 63 | Siemens | SWT-1.3-62 | 14 | 4 | 200
309 | City of Algona - (IA) | 7966 | Iowa Distributed Wind Generation Project | IA | Kossuth | IDWG | OP | Onshore Wind Turbine | WT | Electric Utility | 1 | 2.3 | 2.3 | 2.3 | 6 | 2000 | 3 | Zond | Z-50 | 15.7 | 2 | 165
9397 | International Turbine Res Inc | 10005 | Dinosaur Point | CA | Merced | WTGS | OS | Onshore Wind Turbine | WT | IPP Non-CHP | 2 | 17.4 | 17 | 16 | 5 | 1988 | 161 | Vestas | V17-90 | 15.4 | 2 | 80
2719 | CalWind Resources Inc | 10191 | Tehachapi Wind Resource I | CA | Kern | EXIS | OP | Onshore Wind Turbine | WT | IPP Non-CHP | 2 | 8.7 | 8.7 | 8.7 | 12 | 1984 | 134 | Nordtank | NTK 65/13 | 17 | 1 | 80
2770 | Terra-Gen Operating Co-Wind | 10586 | Cameron Ridge LLC | CA | Kern | EXIS | OP | Onshore Wind Turbine | WT | IPP Non-CHP | 2 | 59.6 | 59.6 | 59.6 | 12 | 1984 | 114 | Micon | M700-225/40 | 22.4 | 1 | 180
2770 | Terra-Gen Operating Co-Wind | 10597 | Ridgetop Energy LLC | CA | Kern | WGN1 | OP | Onshore Wind Turbine | WT | IPP Non-CHP | 2 | 29 | 29 | 29 | 1 | 1984 | 239 | Nordtank | NTK 75/15 | 22.4 | 1 | 85
16630 | San Gorgonio Farms Inc | 10718 | Karen Avenue Wind Farm | CA | Riverside | WND | OP | Onshore Wind Turbine | WT | IPP Non-CHP | 2 | 11.7 | 11.7 | 11.7 | 1 | 1985 | 12 | GE | 1.5 S | 21 | 1 | 185
11427 | Massachusetts Wtr Rauth-Deer I | 10823 | Deer Island Treatment Plant | MA | Suffolk | WT101 | OP | Onshore Wind Turbine | WT | Commercial CHP | 5 | 0.6 | 0.6 | 0.6 | 11 | 2009 | 1 | Vestas | PS-600 | 20.4 | 2 | 195
11427 | Massachusetts Wtr Rauth-Deer I | 10823 | Deer Island Treatment Plant | MA | Suffolk | WT102 | OP | Onshore Wind Turbine | WT | Commercial CHP | 5 | 0.6 | 0.6 | 0.6 | 11 | 2009 | 1 | Vestas | PS-600 | 20.4 | 2 | 195
16630 | San Gorgonio Farms Inc | 50281 | San Gorgonio Farms Wind Farm | CA | Riverside | WGEN | OP | Onshore Wind Turbine | WT | IPP Non-CHP | 2 | 31 | 31 | 31 | 3 | 1983 | 111 | Vestas | V42-600 | 22 | 1 | 131
56899 | Wind Stream Operations LLC | 50532 | Victory Garden (Tehachapi) | CA | Kern | 15SLE | OP | Onshore Wind Turbine | WT | IPP Non-CHP | 2 | 1.5 | 1.5 | 1.5 | 5 | 2000 | 1 | GE | 1.5 S | 19.5 | 2 | 210
56899 | Wind Stream Operations LLC | 50532 | Victory Garden (Tehachapi) | CA | Kern | WGNS | OP | Onshore Wind Turbine | WT | IPP Non-CHP | 2 | 24.6 | 17.3 | 17.3 | 12 | 1981 | 241 | Vestas | V15 | 16.5 | 1 | 80
2770 | Terra-Gen Operating Co-Wind | 50533 | Painted Hills Wind Park | CA | Riverside | PHW | OP | Onshore Wind Turbine | WT | IPP Non-CHP | 2 | 46.8 | 46.8 | 46.8 | 4 | 2021 | 13 | Vestas | V112-3.45 | 22 | 1 | 300.2
63235 | Brookfield Renewable Trading and Marketing LP | 50535 | Mesa Wind Power LLC | CA | Riverside | WGNS | OP | Onshore Wind Turbine | WT | IPP Non-CHP | 2 | 33.6 | 33.6 | 33.6 | 11 | 1984 | 8 | Vestas | V15 | 15.7 | 1 | 80
64156 | Sky River Wind LLC | 50536 | Sky River Wind Energy Center | CA | Kern | SRW1 | OP | Onshore Wind Turbine | WT | IPP Non-CHP | 2 | 60.2 | 60.2 | 60.2 | 9 | 2021 | 21 | Siemens Gamesa | SG 2.9-129 | 23 | 1 | 300
66081 | Salka Cabazon Wind LLC | 50552 | Salka Cabazon Wind | CA | Riverside | WGNS | OP | Onshore Wind Turbine | WT | IPP Non-CHP | 2 | 38.9 | 38.9 | 38.9 | 1 | 1999 | 52 | Zond | Z-48 | 20 | 2 | 213
65490 | Edom Hills Project 1 LLC | 50553 | Edom Hills Project 1 LLC | CA | Riverside | 1 | OP | Onshore Wind Turbine | WT | IPP Non-CHP | 2 | 20 | 20 | 20 | 9 | 2008 | 8 | Clipper | Liberty C93 | 19 | 2 | 262.4
2770 | Terra-Gen Operating Co-Wind | 50690 | San Gorgonio Westwinds II LLC | CA | Riverside | GEN1 | OP | Onshore Wind Turbine | WT | IPP Non-CHP | 2 | 43.4 | 43.4 | 43.4 | 6 | 1999 | 62 | Micon | M700-225/40 | 22.4 | 1 | 180
2770 | Terra-Gen Operating Co-Wind | 50754 | Oak Creek Energy Systems I | CA | Kern | GEN1 | OP | Onshore Wind Turbine | WT | IPP Non-CHP | 2 | 3.5 | 3.5 | 3.5 | 6 | 1982 | 37 | Nordtank | NTK 75/15 | 22.4 | 1 | 85
2770 | Terra-Gen Operating Co-Wind | 50754 | Oak Creek Energy Systems I | CA | Kern | GEN2 | OP | Onshore Wind Turbine | WT | IPP Non-CHP | 2 | 4.2 | 4.2 | 4.2 | 12 | 1993 | 7 | Micon | M750-400/100 | 22.4 | 1 | 180
2770 | Terra-Gen Operating Co-Wind | 50754 | Oak Creek Energy Systems I | CA | Kern | GEN3 | OP | Onshore Wind Turbine | WT | IPP Non-CHP | 2 | 23.1 | 23.1 | 23.1 | 6 | 1999 | 33 | Micon | M750-400/100 | 22.4 | 1 | 180
2770 | Terra-Gen Operating Co-Wind | 50754 | Oak Creek Energy Systems I | CA | Kern | GEN4 | OP | Onshore Wind Turbine | WT | IPP Non-CHP | 2 | 3.7 | 3.7 | 3.7 | 6 | 1999 | 4 | Micon | M750-400/100 | 22.4 | 1 | 180
2770 | Terra-Gen Operating Co-Wind | 50820 | East Winds Project | CA | Riverside | GEN1 | OP | Onshore Wind Turbine | WT | IPP Non-CHP | 2 | 3 | 3 | 3 | 1 | 1985 | 5 | Micon | M1500-600/150 | 15 | 1 | 151
2770 | Terra-Gen Operating Co-Wind | 50821 | Mojave 16/17/18 | CA | Kern | GEN1 | OP | Onshore Wind Turbine | WT | IPP Non-CHP | 2 | 88.5 | 88.5 | 88.5 | 12 | 1989 | 238 | Mitsubishi | MWT-250 | 22.4 | 1 | 100
2770 | Terra-Gen Operating Co-Wind | 52142 | Mojave 3/4/5 | CA | Kern | GEN1 | OP | Onshore Wind Turbine | WT | IPP Non-CHP | 2 | 75 | 67 | 67 | 12 | 1990 | 300 | Mitsubishi | MWT-250 | 14 | 2 | 100
64311 | Wind Wall 1 LLC | 52162 | 85 A | CA | Kern | MON1 | OP | Onshore Wind Turbine | WT | IPP Non-CHP | 2 | 21.3 | 21.3 | 21.3 | 3 | 2021 | 6 | Vestas | V126-3.45 | 26.8 | 1 | 285.4
64311 | Wind Wall 1 LLC | 52163 | 85 B | CA | Kern | MON2 | OP | Onshore Wind Turbine | WT | IPP Non-CHP | 2 | 25.2 | 25.2 | 25.2 | 3 | 2021 | 7 | Vestas | V126-3.45 | 26.8 | 1 | 285.4
64260 | Nextera Energy Resources | 54298 | Coram Energy LLC (ECT) | CA | Kern | GEWE | OP | Onshore Wind Turbine | WT | IPP Non-CHP | 2 | 7.5 | 7.5 | 7.5 | 5 | 2005 | 5 | GE | 1.5-77 | 19.2 | 1 | 213.2
64260 | Nextera Energy Resources | 54299 | Coram Energy LLC | CA | Kern | GEWE | OP | Onshore Wind Turbine | WT | IPP Non-CHP | 2 | 3 | 3 | 3 | 1 | 2005 | 2 | GE | 1.5-77 | 19.2 | 1 | 213.2
64260 | Nextera Energy Resources | 54300 | Coram Energy LLC (4.5MW) | CA | Kern | GEWE | OP | Onshore Wind Turbine | WT | IPP Non-CHP | 2 | 4.5 | 4.5 | 4.5 | 1 | 2004 | 3 | GE | 1.5-77 | 19.2 | 1 | 213.2
64260 | Nextera Energy Resources | 54300 | Coram Energy LLC (4.5MW) | CA | Kern | SX1S | OS | Onshore Wind Turbine | WT | IPP Non-CHP | 2 | 0.1 | 0.1 | 0.1 | 12 | 1985 | 3 | GE | 1.5-77 | 19.2 | 1 | 213
57170 | EDF Renewable Asset Holdings, Inc. | 54453 | EDF Renewable Windfarm V Inc | CA | Solano | GEN2 | OP | Onshore Wind Turbine | WT | IPP Non-CHP | 2 | 15.5 | 15.5 | 15.5 | 1 | 1990 | 71 | GE | 1.5 SLE | 19 | 2 | 262.5
49963 | FPL Energy Operating Services, Inc. | 54454 | San Gorgonio Windplant WPP1993 | CA | Riverside | GEN11 | OP | Onshore Wind Turbine | WT | IPP Non-CHP | 2 | 49.5 | 49.5 | 49.5 | 12 | 2011 | 33 | GE | 1.5 SLE | 19 | 2 | 213.3
2770 | Terra-Gen Operating Co-Wind | 54647 | TPC Windfarms LLC | CA | Kern | EXIS | OP | Onshore Wind Turbine | WT | IPP Non-CHP | 2 | 28.7 | 28.7 | 28.7 | 12 | 1986 | 100 | Danwin | Danwin 23/160 | 21 | 2 | 80
2770 | Terra-Gen Operating Co-Wind | 54686 | Difwind Farms Ltd VI | CA | Kern | EXIS | OP | Onshore Wind Turbine | WT | IPP Non-CHP | 2 | 27.1 | 25.3 | 25.3 | 1 | 1987 | 251 | Micon | 108 | 22 | 1 | 131.2
64260 | Nextera Energy Resources | 54750 | Coram Tehachapi | CA | Kern | VW1 | OP | Onshore Wind Turbine | WT | IPP Non-CHP | 2 | 6.5 | 6.5 | 6.5 | 9 | 1992 | 29 | Vestas | V27-225 | 17.6 | 1 | 140
59496 | ALLETE Clean Energy | 54793 | Storm Lake 1 | IA | Buena Vista | 2 | OP | Onshore Wind Turbine | WT | IPP Non-CHP | 2 | 0.7 | 0.7 | 0.7 | 6 | 1999 | 1 | Zond | Z-50 | 12.5 | 1 | 217
59496 | ALLETE Clean Energy | 54793 | Storm Lake 1 | IA | Buena Vista | 3 | OP | Onshore Wind Turbine | WT | IPP Non-CHP | 2 | 0.7 | 0.7 | 0.7 | 6 | 1999 | 1 | Zond | Z-50 | 12.5 | 1 | 217
59496 | ALLETE Clean Energy | 54793 | Storm Lake 1 | IA | Buena Vista | EXIS | OP | Onshore Wind Turbine | WT | IPP Non-CHP | 2 | 112.5 | 104.3 | 104.3 | 5 | 1999 | 138 | Zond | Z-50 | 12.5 | 1 | 217
2719 | CalWind Resources Inc | 54909 | Tehachapi Wind Resource II | CA | Kern | EXI2 | OP | Onshore Wind Turbine | WT | IPP Non-CHP | 2 | 8.3 | 8.3 | 8.3 | 12 | 2002 | 13 | Vestas | V47-660 | 19 | 1 | 164
2719 | CalWind Resources Inc | 54909 | Tehachapi Wind Resource II | CA | Kern | EXIS | OP | Onshore Wind Turbine | WT | IPP Non-CHP | 2 | 13.6 | 13.6 | 13.6 | 1 | 1997 | 175 | Bonus | Bonus 65/13kW | 19 | 1 | 80
2770 | Terra-Gen Operating Co-Wind | 54931 | Ridgetop | CA | Kern | WGN1 | OP | Onshore Wind Turbine | WT | IPP Non-CHP | 2 | 46.8 | 46.9 | 46.9 | 4 | 1994 | 71 | Vestas | V47-660 | 22.4 | 1 | 180
2770 | Terra-Gen Operating Co-Wind | 54979 | Big Spring Wind Power Facility | TX | Howard | WIND | OP | Onshore Wind Turbine | WT | IPP Non-CHP | 2 | 34.3 | 34.3 | 34.3 | 12 | 1998 | 46 | Vestas | V47-660 | 22.4 | 1 | 180
6017 | ESI Vansycle Partners LP | 55125 | Vansycle | OR | Umatilla | WGNS | OP | Onshore Wind Turbine | WT | IPP Non-CHP | 2 | 25 | 25 | 25 | 8 | 1998 | 38 | Vestas | V47-660 | 22.4 | 1 | 164
59496 | ALLETE Clean Energy | 55208 | Lake Benton I | MN | Lincoln | EXIS | OP | Onshore Wind Turbine | WT | IPP Non-CHP | 2 | 107.2 | 103.5 | 103.5 | 2 | 1998 | 139 | Zond | Z-48 | 15.9 | 1 | 175
13781 | Northern States Power Co - Minnesota | 55265 | Lake Benton II | MN | Pipestone | EXIS | OP | Onshore Wind Turbine | WT | Electric Utility | 1 | 100.2 | 98.8 | 98.8 | 6 | 1999 | 137 | Zond | Z-50 | 18.4 | 2 | 168
59496 | ALLETE Clean Energy | 55287 | Storm Lake II | IA | Buena Vista | EXIS | OP | Onshore Wind Turbine | WT | IPP Non-CHP | 2 | 80.2 | 76.5 | 76.5 | 4 | 1999 | 102 | Zond | Z-50 | 14.6 | 1 | 217
15399 | Avangrid Power LLC | 55339 | Phoenix Wind Power LLC | CA | Riverside | GEN1 | OP | Onshore Wind Turbine | WT | IPP Non-CHP | 2 | 2.1 | 2.1 | 2.1 | 6 | 1999 | 3 | Gamesa | G114-2.0 | 22.4 | 1 | 160
56769 | Consolidated Edison Development Inc. | 55342 | Woodstock Windfarm | MN | Pipestone | WIND | OP | Onshore Wind Turbine | WT | IPP Non-CHP | 2 | 9.2 | 9.2 | 9.2 | 5 | 1999 | 4 | GE | 2.3-116 | 17.9 | 3 | 262.5
65888 | Lakota Ridge, LLC (Longroad) | 55353 | Lakota Ridge LLC | MN | Lincoln | NMO1 | OP | Onshore Wind Turbine | WT | IPP Non-CHP | 2 | 11.2 | 11.2 | 11.2 | 4 | 1999 | 15 | Micon | M750-400/100 | 15.2 | 1 | 164
65889 | Shaokatan Hills, LLC (Longroad) | 55354 | Shaokatan Hills LLC | MN | Lincoln | 6150 | OP | Onshore Wind Turbine | WT | IPP Non-CHP | 2 | 11.8 | 11.8 | 11.8 | 8 | 1999 | 18 | Vestas | V47-660 | 15.9 | 2 | 213
6607 | FPL Energy Vansycle LLC | 55560 | FPL Energy Vansycle LLC (WA) | WA | Walla Walla | V-47 | OP | Onshore Wind Turbine | WT | IPP Non-CHP | 2 | 176.9 | 176.9 | 176.9 | 12 | 2001 | 268 | Vestas | V47-660 | 22.4 | 1 | 164
54725 | CHI Operations Inc | 55561 | Tsar Nicholas LLC | MN | Lincoln | TN30 | OP | Onshore Wind Turbine | WT | IPP Non-CHP | 2 | 1.9 | 1.9 | 1.9 | 2 | 2001 | 3 | Vestas | V47-660 | 24 | 1 | 213
54725 | CHI Operations Inc | 55562 | Sun River LLC | MN | Lincoln | SU30 | OP | Onshore Wind Turbine | WT | IPP Non-CHP | 2 | 1.9 | 1.9 | 1.9 | 2 | 2001 | 3 | Vestas | V47-660 | 24 | 1 | 213
54725 | CHI Operations Inc | 55563 | Julia Hills LLC | MN | Lincoln | JH30 | OP | Onshore Wind Turbine | WT | IPP Non-CHP | 2 | 1.9 | 1.9 | 1.9 | 2 | 2001 | 3 | Vestas | V47-660 | 24 | 1 | 213
54725 | CHI Operations Inc | 55564 | Jessica Mills LLC | MN | Lincoln | JM30 | OP | Onshore Wind Turbine | WT | IPP Non-CHP | 2 | 1.9 | 1.9 | 1.9 | 2 | 2001 | 3 | Vestas | V47-660 | 24 | 1 | 213
54725 | CHI Operations Inc | 55565 | Jack River LLC | MN | Lincoln | JR30 | OP | Onshore Wind Turbine | WT | IPP Non-CHP | 2 | 1.9 | 1.9 | 1.9 | 2 | 2001 | 3 | Vestas | V47-660 | 24 | 1 | 213
54725 | CHI Operations Inc | 55566 | Autumn Hills LLC | MN | Lincoln | AH30 | OP | Onshore Wind Turbine | WT | IPP Non-CHP | 2 | 1.9 | 1.9 | 1.9 | 2 | 2001 | 3 | Vestas | V47-660 | 24 | 1 | 213
54725 | CHI Operations Inc | 55567 | Winters Spawn LLC | MN | Lincoln | WS30 | OP | Onshore Wind Turbine | WT | IPP Non-CHP | 2 | 1.9 | 1.9 | 1.9 | 1 | 2001 | 3 | Vestas | V47-660 | 24 | 1 | 213
54725 | CHI Operations Inc | 55568 | Twin Lake Hills LLC | MN | Lincoln | TL30 | OP | Onshore Wind Turbine | WT | IPP Non-CHP | 2 | 1.9 | 1.9 | 1.9 | 12 | 2000 | 3 | Vestas | V47-660 | 24 | 1 | 213
54725 | CHI Operations Inc | 55569 | Spartan Hills LLC | MN | Lincoln | SH30 | OP | Onshore Wind Turbine | WT | IPP Non-CHP | 2 | 1.9 | 1.9 | 1.9 | 1 | 2001 | 3 | Vestas | V47-660 | 24 | 1 | 213
54725 | CHI Operations Inc | 55570 | Soliloquoy Ridge LLC | MN | Lincoln | SR30 | OP | Onshore Wind Turbine | WT | IPP Non-CHP | 2 | 1.9 | 1.9 | 1.9 | 1 | 2001 | 3 | Vestas | V47-660 | 24 | 1 | 213
54725 | CHI Operations Inc | 55571 | Ruthton Ridge LLC | MN | Lincoln | RR30 | OP | Onshore Wind Turbine | WT | IPP Non-CHP | 2 | 1.9 | 1.9 | 1.9 | 1 | 2001 | 3 | Vestas | V47-660 | 24 | 1 | 213
54725 | CHI Operations Inc | 55572 | Hope Creek LLC | MN | Lincoln | HC30 | OP | Onshore Wind Turbine | WT | IPP Non-CHP | 2 | 1.9 | 1.9 | 1.9 | 1 | 2001 | 3 | Vestas | V47-660 | 24 | 1 | 213
54725 | CHI Operations Inc | 55573 | Hadley Ridge LLC | MN | Lincoln | HR30 | OP | Onshore Wind Turbine | WT | IPP Non-CHP | 2 | 1.9 | 1.9 | 1.9 | 12 | 2000 | 3 | Vestas | V47-660 | 24 | 1 | 213
54725 | CHI Operations Inc | 55574 | Florence Hills LLC | MN | Lincoln | FH30 | OP | Onshore Wind Turbine | WT | IPP Non-CHP | 2 | 1.9 | 1.9 | 1.9 | 1 | 2001 | 3 | Vestas | V47-660 | 24 | 1 | 213
54725 | CHI Operations Inc | 55576 | Agassiz Beach LLC | MN | Clay | AB30 | OP | Onshore Wind Turbine | WT | IPP Non-CHP | 2 | 1.9 | 1.9 | 1.9 | 2 | 2001 | 3 | Vestas | V47-660 | 24 | 1 | 213
62136 | Llano Estacado Wind Ranch | 55579 | Llano Estacado Wind Ranch | TX | Carson | EXIS | OP | Onshore Wind Turbine | WT | IPP Non-CHP | 2 | 80 | 80 | 80 | 12 | 2001 | 80 | Mitsubishi | MWT-1000 | 18.3 | 1 | 213.2
6354 | FPL Energy Upton Wind LP | 55581 | King Mountain Wind Ranch 1 | TX | Upton | EXIS | OP | Onshore Wind Turbine | WT | IPP Non-CHP | 2 | 278 | 278 | 278 | 6 | 2001 | 214 | Siemens | SWT-1.3-62 | 19 | 2 | 203.4
61012 | AES Distributed Energy | 55719 | Mountain View I & II | CA | Riverside | MVWR | OP | Onshore Wind Turbine | WT | IPP Non-CHP | 2 | 70.9 | 70.9 | 70.9 | 2 | 2022 | 23 | Vestas | V117-4.2 | 26.8 | 1 | 196.8
7531 | Gray County Wind Energy LLC | 55734 | Gray County Wind Energy | KS | Gray | V47 | OP | Onshore Wind Turbine | WT | IPP Non-CHP | 2 | 112.2 | 112.2 | 112.2 | 11 | 2001 | 170 | Gamesa | G47 | 22.4 | 1 | 213.3
59496 | ALLETE Clean Energy | 55739 | Condon Windpower LLC | OR | Gilliam | GEN1 | OP | Onshore Wind Turbine | WT | IPP Non-CHP | 2 | 24.6 | 24.6 | 24.6 | 12 | 2001 | 40 | Mitsubishi | MWT-600 (47m) | 15.6 | 1 | 196.8
59496 | ALLETE Clean Energy | 55739 | Condon Windpower LLC | OR | Gilliam | GEN2 | OP | Onshore Wind Turbine | WT | IPP Non-CHP | 2 | 25.2 | 25.2 | 25.2 | 5 | 2002 | 43 | Mitsubishi | MWT-600 (47m) | 15.6 | 1 | 196.8
2770 | Terra-Gen Operating Co-Wind | 55741 | Ridge Crest Wind Partners | CO | Logan | A1 | OA | Onshore Wind Turbine | WT | IPP Non-CHP | 2 | 29.7 | 29.7 | 29.7 | 12 | 2001 | 33 | NEG-Micon | NM52/900 | 17.9 | 3 | 236.2
20847 | Wisconsin Electric Power Co | 55742 | Montfort Wind Energy Center | WI | Iowa | ER15 | OP | Onshore Wind Turbine | WT | Electric Utility | 1 | 30 | 30 | 30 | 6 | 2002 | 20 | GE | 1.5 S | 19 | 2 | 213.2
13866 | NWP Indian Mesa Wind Farm LP | 55747 | NWP Indian Mesa Wind Farm | TX | Pecos | NWP2 | OP | Onshore Wind Turbine | WT | IPP Non-CHP | 2 | 82.5 | 82.5 | 82.5 | 5 | 2001 | 125 | Vestas | V47-660 | 22.4 | 1 | 164
49880 | Madison Windpower LLC | 55769 | Madison Windpower LLC | NY | Madison | MADW | OP | Onshore Wind Turbine | WT | IPP Non-CHP | 2 | 11.5 | 11.5 | 11.5 | 10 | 2000 | 7 | Vestas | V66-1.65 | 22 | 1 | 220
56689 | RENEW Energy Inc | 55782 | Noble Ridge LLC | MN | Nobles | WH01 | OP | Onshore Wind Turbine | WT | IPP Non-CHP | 2 | 1.5 | 1.5 | 1.5 | 12 | 2001 | 1 | NEG-Micon | NM72C/1500 | 19 | 2 | 230
34688 | CHI Energy Inc | 55790 | Fenner Wind | NY | Madison | 1 | OP | Onshore Wind Turbine | WT | IPP Non-CHP | 2 | 30 | 30 | 30 | 10 | 2001 | 20 | GE | 1.5 SE | 24 | 1 | 262
14629 | Pecos Wind II LP | 55795 | Woodward Mountain II | TX | Pecos | 01 | OP | Onshore Wind Turbine | WT | IPP Non-CHP | 2 | 78 | 78 | 78 | 7 | 2001 | 117 | Vestas | Vestas V-47 | 22.4 | 1 | 164
14628 | Pecos Wind I LP | 55796 | Woodward Mountain I | TX | Pecos | 01 | OP | Onshore Wind Turbine | WT | IPP Non-CHP | 2 | 82 | 82 | 82 | 7 | 2001 | 125 | Vestas | Vestas V-47 | 22.4 | 1 | 164
65240 | Sequitur Renewables, LLC | 55803 | Somerset Windpower LLC | PA | Somerset | EW | OP | Onshore Wind Turbine | WT | IPP Non-CHP | 2 | 9 | 9 | 9 | 12 | 2001 | 6 | GE | 1.5 S | 14 | 2 | 213.3
66075 | Old Gold Energy Center, LLC | 55804 | Old Gold Energy Center, LLC | IA | Worth | NM | OP | Onshore Wind Turbine | WT | IPP Non-CHP | 2 | 80 | 80 | 80 | 10 | 2001 | 88 | NEG-Micon | NM52/900 | 19 | 2 | 236
65240 | Sequitur Renewables, LLC | 55805 | Mill Run Windpower LLC | PA | Somerset | G1 | OP | Onshore Wind Turbine | WT | IPP Non-CHP | 2 | 15 | 15 | 15 | 12 | 2001 | 10 | GE | 1.5 S | 16 | 2 | 213.3
10046 | Kas Brothers Windfarm LLC | 55809 | Kas Brothers Windfarm | MN | Pipestone | G1 | OP | Onshore Wind Turbine | WT | IPP Non-CHP | 2 | 1.5 | 1.5 | 1.5 | 12 | 2001 | 2 | Micon | M750-400/100 | 16 | 2 | 180
8294 | Hawkeye Power Partners LLC | 55816 | Hawkeye Power Partners LLC | IA | Cerro Gordo | 48M | OP | Onshore Wind Turbine | WT | IPP Non-CHP | 2 | 42 | 42 | 42 | 4 | 1999 | 55 | NEG-Micon | NM48/750 | 19 | 2 | 183
15399 | Avangrid Power LLC | 55871 | Klondike Wind Power | OR | Sherman | Ph 1 | OP | Onshore Wind Turbine | WT | IPP Non-CHP | 2 | 24.5 | 24 | 24 | 1 | 2002 | 16 | Vestas | V150-4.2 | 16.8 | 1 | 344.5
19171 | Trent Wind Farm LLC | 55968 | Trent Wind Farm | TX | Nolan | WTG1 | OP | Onshore Wind Turbine | WT | IPP Non-CHP | 2 | 152 | 152 | 152 | 7 | 2001 | 100 | GE | 1.5 S | 18 | 2 | 213.3
65240 | Sequitur Renewables, LLC | 55986 | Mountaineer Wind Energy Center | WV | Tucker | WT1 | OP | Onshore Wind Turbine | WT | IPP Non-CHP | 2 | 66 | 66 | 66 | 12 | 2002 | 44 | NEG-Micon | NM72C/1500 | 14 | 2 | 229.7
6607 | FPL Energy Vansycle LLC | 55989 | FPL Energy Vansycle LLC (OR) | OR | Umatilla | V-47 | OP | Onshore Wind Turbine | WT | IPP Non-CHP | 2 | 122.8 | 122.8 | 122.8 | 12 | 2001 | 186 | Vestas | V47-660 | 22.4 | 1 | 164
49796 | Desert Sky Wind Farm LP | 55992 | Desert Sky | TX | Pecos | 1 | OP | Onshore Wind Turbine | WT | IPP Non-CHP | 2 | 167.7 | 167.7 | 167.7 | 1 | 2002 | 107 | GE | 1.5 S | 16.5 | 2 | 212.2
1307 | Basin Electric Power Coop | 55995 | Minot Wind Project | ND | Ward | MWP2 | OP | Onshore Wind Turbine | WT | Electric Utility | 1 | 4.5 | 4.5 | 4.5 | 12 | 2009 | 3 | GE | 1.5 SLE | 17.9 | 2 | 262.5
65240 | Sequitur Renewables, LLC | 56001 | Waymart Wind | PA | Wayne | GE15 | OP | Onshore Wind Turbine | WT | IPP Non-CHP | 2 | 64.5 | 64.5 | 64.5 | 10 | 2003 | 43 | GE | 1.5 S | 15 | 2 | 213.3
60580 | Community Renewables, LLC | 56002 | Minwind | MN | Rock | 1 | OP | Onshore Wind Turbine | WT | IPP Non-CHP | 2 | 3.8 | 3.8 | 3.8 | 10 | 2002 | 4 | NEG-Micon | NM54/950 | 15.6 | 2 | 210
6850 | FPL Energy Hancock County Wind, LLC | 56010 | Hancock County Wind Energy Center | IA | Hancock | V-47 | OP | Onshore Wind Turbine | WT | IPP Non-CHP | 2 | 98 | 98 | 98 | 12 | 2002 | 148 | Vestas | V47-660 | 22.4 | 1 | 213.3
17058 | Shell Wind Energy Inc. | 56011 | Cabazon Wind Partners | CA | Riverside | V-47 | OP | Onshore Wind Turbine | WT | IPP Non-CHP | 2 | 41 | 41 | 41 | 10 | 2002 | 62 | Vestas | V47-660 | 23.4 | 1 | 213.2
17058 | Shell Wind Energy Inc. | 56012 | Whitewater Hill Wind Partners | CA | Riverside | 1 | OP | Onshore Wind Turbine | WT | IPP Non-CHP | 2 | 61.5 | 61.5 | 61.5 | 10 | 2002 | 41 | GE | 1.5 S | 20.2 | 2 | 213.2
65240 | Sequitur Renewables, LLC | 56052 | Meyersdale Windpower, LLC | PA | Somerset | GE15 | OP | Onshore Wind Turbine | WT | IPP Non-CHP | 2 | 30 | 30 | 30 | 12 | 2003 | 20 | NEG-Micon | NM72C/1500 | 16 | 2 | 262
6985 | Justin McNeilus | 56054 | G McNeilus Wind Farm Dodge Center | MN | Dodge | GM1 | OP | Onshore Wind Turbine | WT | IPP Non-CHP | 2 | 32 | 32 | 32 | 9 | 2002 | 34 | NEG-Micon | NM54/950 | 14 | 2 | 236
6985 | Justin McNeilus | 56054 | G McNeilus Wind Farm Dodge Center | MN | Dodge | GM2 | OP | Onshore Wind Turbine | WT | IPP Non-CHP | 2 | 8 | 8 | 8 | 5 | 2003 | 5 | NEG-Micon | NM72C/1500 | 14 | 2 | 230
6985 | Justin McNeilus | 56054 | G McNeilus Wind Farm Dodge Center | MN | Dodge | GM3 | OP | Onshore Wind Turbine | WT | IPP Non-CHP | 2 | 3 | 3 | 3 | 5 | 2004 | 2 | NEG-Micon | NM82/1650 | 14 | 2 | 230
8565 | FPLE High Winds, LLC | 56075 | High Winds LLC | CA | Solano | 1 | OP | Onshore Wind Turbine | WT | IPP Non-CHP | 2 | 145.8 | 145.8 | 145.8 | 7 | 2003 | 81 | Vestas | V80-1.8 | 22.4 | 1 | 213.3
8565 | FPLE High Winds, LLC | 56075 | High Winds LLC | CA | Solano | 2 | OP | Onshore Wind Turbine | WT | IPP Non-CHP | 2 | 16.2 | 16.2 | 16.2 | 12 | 2003 | 9 | Vestas | V80-1.8 | 22.4 | 1 | 213.3
1881 | Blue Canyon Windpower LLC | 56081 | Blue Canyon Windpower | OK | Comanche | EW | OP | Onshore Wind Turbine | WT | IPP Non-CHP | 2 | 74.3 | 74.3 | 74.3 | 12 | 2003 | 45 | Vestas | V82-1.65 | 19 | 2 | 262
34721 | FPL Energy South Dakota Wind LLC | 56092 | South Dakota Wind Energy Cente | SD | Hyde | GE15 | OP | Onshore Wind Turbine | WT | IPP Non-CHP | 2 | 40.5 | 40.5 | 40.5 | 10 | 2003 | 27 | GE | 1.5 S | 19 | 2 | 213.3
58608 | TransAlta Wyoming Wind LLC | 56093 | TransAlta Wyoming Wind | WY | Uinta | GE15 | OP | Onshore Wind Turbine | WT | IPP Non-CHP | 2 | 144 | 142.2 | 142.2 | 12 | 2003 | 78 | Vestas | V80-1.8 | 20 | 2 | 240
34719 | FPL Energy Oklahoma Wind LLC | 56094 | Oklahoma Wind Energy Center | OK | Woodward | GE15 | OP | Onshore Wind Turbine | WT | IPP Non-CHP | 2 | 51 | 51 | 51 | 10 | 2003 | 34 | GE | 1.5 S | 19 | 2 | 213.3
34719 | FPL Energy Oklahoma Wind LLC | 56094 | Oklahoma Wind Energy Center | OK | Woodward | GSOO | OP | Onshore Wind Turbine | WT | IPP Non-CHP | 2 | 51 | 51 | 51 | 10 | 2003 | 34 | GE | 1.5 S | 19 | 2 | 213.3
34717 | FPL Energy New Mexico Wind LLC | 56097 | New Mexico Wind Energy Center | NM | Quay | GE15 | OP | Onshore Wind Turbine | WT | IPP Non-CHP | 2 | 204 | 204 | 204 | 9 | 2003 | 136 | GE | 1.5 S | 19 | 2 | 213.3
34723 | FPL Energy North Dakota Wind LLC | 56099 | FPL Energy North Dakota Wind I/II | ND | LaMoure | GE15 | OP | Onshore Wind Turbine | WT | IPP Non-CHP | 2 | 61.5 | 61.5 | 61.5 | 10 | 2003 | 41 | GE | 1.5 S | 19 | 2 | 213.3
61369 | Kimball Wind, LLC | 56106 | Kimball Wind | NE | Kimball | KIM01 | OP | Onshore Wind Turbine | WT | IPP Non-CHP | 2 | 30 | 30 | 30 | 6 | 2018 | 12 | GE | 2.5-116 | 18.5 | 2 | 295.3
17058 | Shell Wind Energy Inc. | 56111 | Brazos Wind Farm | TX | Scurry | GEN1 | OP | Onshore Wind Turbine | WT | IPP Non-CHP | 2 | 182.4 | 182.4 | 182.4 | 12 | 2003 | 38 | Nordex | N155/4800 | 17.4 | 2 | 354
15399 | Avangrid Power LLC | 56112 | Mountain View III | CA | Riverside | V47 | OP | Onshore Wind Turbine | WT | IPP Non-CHP | 2 | 22.4 | 22.4 | 22.4 | 12 | 2003 | 34 | Vestas | V47-660 | 18.7 | 2 | 200
50123 | Leeward Asset Management, LLC | 56160 | Mendota Hills, LLC | IL | Lee | GEN1 | OP | Onshore Wind Turbine | WT | IPP Non-CHP | 2 | 76.2 | 76.2 | 76.2 | 11 | 2003 | 29 | Gamesa | G126-2.5 | 18 | 2 | 275
13337 | Nebraska Public Power District | 56162 | Ainsworth Wind | NE | Brown | 1 | OP | Onshore Wind Turbine | WT | Electric Utility | 1 | 59.4 | 59.4 | 59.4 | 10 | 2005 | 36 | Vestas | V82-1.65 | 14.5 | 2 | 229.7
15399 | Avangrid Power LLC | 56172 | Flying Cloud Power Partners LLC | IA | Dickinson | FC | OP | Onshore Wind Turbine | WT | IPP Non-CHP | 2 | 43.5 | 43.5 | 43.5 | 12 | 2003 | 29 | GE | 1.5 SLE | 18.4 | 2 | 262
15399 | Avangrid Power LLC | 56173 | Colorado Green Holdings LLC | CO | Prowers | CG | OP | Onshore Wind Turbine | WT | IPP Non-CHP | 2 | 162 | 162 | 162 | 12 | 2003 | 51 | Vestas | V150-4.2 | 15.9 | 2 | 344
15399 | Avangrid Power LLC | 56174 | Moraine Wind LLC | MN | Pipestone | MOR | OP | Onshore Wind Turbine | WT | IPP Non-CHP | 2 | 51 | 51 | 51 | 12 | 2003 | 34 | GE | 1.5 SLE | 19.4 | 2 | 213
49844 | Eurus Combine Hills I LLC | 56195 | Combine Hills I | OR | Umatilla | 001 | OP | Onshore Wind Turbine | WT | IPP Non-CHP | 2 | 43 | 41 | 41 | 12 | 2003 | 41 | Mitsubishi | MWT-1000A | 14.5 | 2 | 180
61141 | TG Windfarm LLC | 56199 | TG Windfarm LLC | MN | Pipestone | 1 | OP | Onshore Wind Turbine | WT | IPP Non-CHP | 2 | 2 | 2 | 2 | 11 | 2003 | 2 | Suzlon | S64-950 | 17 | 3 | 213
61140 | CG Windfarm LLC | 56200 | CG Windfarm LLC | MN | Pipestone | I | OP | Onshore Wind Turbine | WT | IPP Non-CHP | 2 | 2 | 2 | 2 | 12 | 2003 | 2 | Suzlon | S64-950 | 17 | 3 | 213
61139 | Bisson Windfarm LLC | 56201 | Bisson Windfarm LLC | MN | Pipestone | I | OP | Onshore Wind Turbine | WT | IPP Non-CHP | 2 | 2 | 2 | 2 | 10 | 2003 | 2 | Suzlon | S64-950 | 17 | 3 | 213
49867 | Tofteland Windfarm LLC | 56202 | Tofteland Windfarm LLC | MN | Pipestone | I | OP | Onshore Wind Turbine | WT | IPP Non-CHP | 2 | 2 | 2 | 2 | 10 | 2003 | 2 | Suzlon | S64-950 | 19 | 2 | 213
61142 | Westridge Windfarm LLC | 56203 | Westridge Windfarm LLC | MN | Pipestone | 1 | OP | Onshore Wind Turbine | WT | IPP Non-CHP | 2 | 2 | 2 | 2 | 11 | 2003 | 2 | Suzlon | S64-950 | 17 | 3 | 213
49869 | Fey Windfarm LLC | 56204 | Fey Windfarm LLC | MN | Pipestone | 1 | OP | Onshore Wind Turbine | WT | IPP Non-CHP | 2 | 2 | 2 | 2 | 9 | 2003 | 2 | Suzlon | S64-950 | 19 | 2 | 213
49870 | Windcurrent Farms LLC | 56205 | Windcurrent Farms LLC | MN | Pipestone | 1 | OP | Onshore Wind Turbine | WT | IPP Non-CHP | 2 | 2 | 2 | 2 | 9 | 2003 | 2 | Suzlon | S64-950 | 19 | 2 | 213
61120 | K-brink Windfarm, LLC | 56206 | K-Brink Windfarm LLC | MN | Pipestone | 1 | OP | Onshore Wind Turbine | WT | IPP Non-CHP | 2 | 2 | 2 | 2 | 2 | 2003 | 2 | Suzlon | S64-950 | 17 | 3 | 213
56800 | Brewster | 56207 | DL Windy Acres LLC | MN | Jackson | 1 | OP | Onshore Wind Turbine | WT | IPP Non-CHP | 2 | 2 | 2 | 2 | 12 | 2003 | 2 | Suzlon | S64-1250 | 17.8 | 2 | 213.3
56800 | Brewster | 56208 | S&P Windfarm LLC | MN | Jackson | 1 | OP | Onshore Wind Turbine | WT | IPP Non-CHP | 2 | 2 | 2 | 2 | 12 | 2003 | 2 | Suzlon | S64-1250 | 17.8 | 2 | 213.3
49874 | Boeve Windfarm LLC | 56209 | Boeve Windfarm LLC | MN | Pipestone | 1 | OP | Onshore Wind Turbine | WT | IPP Non-CHP | 2 | 2 | 2 | 2 | 8 | 2003 | 2 | Suzlon | S64-950 | 17 | 3 | 213
56800 | Brewster | 56210 | B&K Energy Systems LLC | MN | Jackson | 1 | OP | Onshore Wind Turbine | WT | IPP Non-CHP | 2 | 2 | 2 | 2 | 12 | 2003 | 2 | Suzlon | S64-1250 | 17.8 | 2 | 213.3
50123 | Leeward Asset Management, LLC | 56211 | Sweetwater Wind 1 LLC | TX | Nolan | SW1 | OP | Onshore Wind Turbine | WT | IPP Non-CHP | 2 | 37.5 | 37.5 | 37.5 | 12 | 2003 | 25 | GE | 1.5 S | 19 | 2 | 262
50123 | Leeward Asset Management, LLC | 56212 | Sweetwater Wind 2 LLC | TX | Nolan | SW2 | OP | Onshore Wind Turbine | WT | IPP Non-CHP | 2 | 98.8 | 98.8 | 98.8 | 2 | 2005 | 61 | GE | 1.5 SLE | 19 | 2 | 262
57202 | E&E Enterprises LLC | 56215 | Allendorf | IA | Osceola | A1 | OS | Onshore Wind Turbine | WT | IPP Non-CHP | 2 | 1.2 | 1.2 | 1.2 | 10 | 1998 | 4 | Micon | M1500-600/150 | 18 | 1 | 240
57202 | E&E Enterprises LLC | 56215 | Allendorf | IA | Osceola | ET | OS | Onshore Wind Turbine | WT | IPP Non-CHP | 2 | 2 | 1.8 | 2 | 8 | 2020 | 1 | Gamesa | AE59 | 18 | 1 | 255.9
57202 | E&E Enterprises LLC | 56215 | Allendorf | IA | Osceola | ST | OS | Onshore Wind Turbine | WT | IPP Non-CHP | 2 | 0.6 | 0.6 | 0.6 | 10 | 1998 | 1 | Micon | M1500-600/150 | 18 | 1 | 98.4
57202 | E&E Enterprises LLC | 56215 | Allendorf | IA | Osceola | WT | OS | Onshore Wind Turbine | WT | IPP Non-CHP | 2 | 2 | 2 | 2 | 5 | 2003 | 1 | Gamesa | G80-2.0 | 18 | 1 | 255.9
40577 | American Mun Power-Ohio, Inc | 56226 | Bowling Green Wind | OH | Wood | 1 | OP | Onshore Wind Turbine | WT | Electric Utility | 1 | 1.8 | 1.8 | 1.8 | 12 | 2004 | 1 | Vestas | V80-1.8 | 14.9 | 1 | 255.9
40577 | American Mun Power-Ohio, Inc | 56226 | Bowling Green Wind | OH | Wood | 2 | OP | Onshore Wind Turbine | WT | Electric Utility | 1 | 1.8 | 1.8 | 1.8 | 11 | 2003 | 1 | Vestas | V80-1.8 | 15 | 1 | 255.9
40577 | American Mun Power-Ohio, Inc | 56226 | Bowling Green Wind | OH | Wood | 3 | OP | Onshore Wind Turbine | WT | Electric Utility | 1 | 1.8 | 1.8 | 1.8 | 11 | 2003 | 1 | Vestas | V80-1.8 | 14.9 | 1 | 255.9
40577 | American Mun Power-Ohio, Inc | 56226 | Bowling Green Wind | OH | Wood | 4 | OP | Onshore Wind Turbine | WT | Electric Utility | 1 | 1.8 | 1.8 | 1.8 | 11 | 2004 | 1 | Vestas | V80-1.8 | 15.4 | 1 | 255.9
61012 | AES Distributed Energy | 56240 | Buffalo Gap Wind Farm | TX | Taylor | 1 | OP | Onshore Wind Turbine | WT | IPP Non-CHP | 2 | 120.6 | 120.6 | 120.6 | 4 | 2006 | 67 | Vestas | V80-1.8 | 17 | 2 | 196.8
12341 | MidAmerican Energy Co | 56251 | Intrepid | IA | Buena Vista | INWF | OP | Onshore Wind Turbine | WT | Electric Utility | 1 | 160.5 | 160.5 | 160.5 | 12 | 2004 | 107 | GE | 1.5-82.5 | 16.8 | 3 | 213
12341 | MidAmerican Energy Co | 56251 | Intrepid | IA | Buena Vista | INWF2 | OP | Onshore Wind Turbine | WT | Electric Utility | 1 | 15 | 15 | 15 | 12 | 2005 | 15 | Mitsubishi | MWT-1000A | 16.8 | 3 | 197
12341 | MidAmerican Energy Co | 56252 | Century | IA | Hamilton | CWF | OP | Onshore Wind Turbine | WT | Electric Utility | 1 | 150 | 150 | 150 | 9 | 2005 | 100 | GE | 1.5-82.5 | 16.8 | 3 | 213
12341 | MidAmerican Energy Co | 56252 | Century | IA | Hamilton | CWF2 | OP | Onshore Wind Turbine | WT | Electric Utility | 1 | 35 | 35 | 35 | 12 | 2007 | 35 | Mitsubishi | MWT-1000A | 16.8 | 3 | 197
12341 | MidAmerican Energy Co | 56252 | Century | IA | Hamilton | CWF3 | OP | Onshore Wind Turbine | WT | Electric Utility | 1 | 16.2 | 16.2 | 16.2 | 12 | 2007 | 10 | GE | 1.6-87 | 16.8 | 3 | 263
15500 | Puget Sound Energy Inc | 56255 | Hopkins Ridge Wind | WA | Columbia | 1 | OP | Onshore Wind Turbine | WT | Electric Utility | 1 | 149.4 | 149.4 | 149.4 | 11 | 2005 | 83 | Vestas | V80-1.8 | 16.5 | 2 | 219.8
15500 | Puget Sound Energy Inc | 56255 | Hopkins Ridge Wind | WA | Columbia | 2 | OP | Onshore Wind Turbine | WT | Electric Utility | 1 | 7.2 | 7.2 | 7.2 | 8 | 2008 | 4 | Vestas | V80-1.8 | 16.5 | 2 | 219.8
50012 | FPL Energy Callahan Wind, LLC | 56270 | Callahan Divide Wind Energy Center | TX | Taylor | 1 | OP | Onshore Wind Turbine | WT | IPP Non-CHP | 2 | 114 | 114 | 114 | 3 | 2005 | 76 | GE | 1.5 SLE | 19 | 2 | 262.5
65240 | Sequitur Renewables, LLC | 56271 | Diablo Winds LLC | CA | Alameda | VEST | OP | Onshore Wind Turbine | WT | IPP Non-CHP | 2 | 18 | 18 | 18 | 12 | 2004 | 31 | Vestas | V47-660 | 17 | 1 | 164
50014 | FPL Energy Weatherford, LLC | 56273 | Weatherford Wind Energy Center | OK | Custer | 1 | OP | Onshore Wind Turbine | WT | IPP Non-CHP | 2 | 106.5 | 106.5 | 106.5 | 4 | 2005 | 71 | GE | 1.5 SLE | 19 | 2 | 262.5
50014 | FPL Energy Weatherford, LLC | 56273 | Weatherford Wind Energy Center | OK | Custer | 2 | OP | Onshore Wind Turbine | WT | IPP Non-CHP | 2 | 40.5 | 40.5 | 40.5 | 12 | 2005 | 27 | GE | 1.5 SLE | 19 | 2 | 262.5
56899 | Wind Stream Operations LLC | 56275 | Helzel & Schwarzhoff 86 | CA | Kern | WGNS | OP | Onshore Wind Turbine | WT | IPP Non-CHP | 2 | 2.4 | 2.4 | 2.4 | 12 | 1986 | 27 | Vestas | V17-90 | 12 | 1 | 80
56899 | Wind Stream Operations LLC | 56276 | ZCO | CA | Kern | WGNS | OP | Onshore Wind Turbine | WT | IPP Non-CHP | 2 | 1.6 | 1.6 | 1.6 | 12 | 1985 | 10 | Vestas | V15 | 16.5 | 1 | 80
54684 | Flat Rock Windpower, LLC | 56290 | Maple Ridge Wind Farm | NY | Lewis | 1 | OP | Onshore Wind Turbine | WT | IPP Non-CHP | 2 | 137 | 137 | 137 | 12 | 2005 | 83 | Vestas | V82-1.65 | 19 | 2 | 262
54684 | Flat Rock Windpower, LLC | 56290 | Maple Ridge Wind Farm | NY | Lewis | 1A | OP | Onshore Wind Turbine | WT | IPP Non-CHP | 2 | 61.1 | 61.1 | 61.1 | 1 | 2006 | 37 | Vestas | V82-1.65 | 19 | 2 | 262
54684 | Flat Rock Windpower, LLC | 56290 | Maple Ridge Wind Farm | NY | Lewis | 2 | OP | Onshore Wind Turbine | WT | IPP Non-CHP | 2 | 33 | 33 | 33 | 6 | 2006 | 20 | Vestas | V82-1.65 | 19 | 2 | 262
54684 | Flat Rock Windpower, LLC | 56290 | Maple Ridge Wind Farm | NY | Lewis | 3 | OP | Onshore Wind Turbine | WT | IPP Non-CHP | 2 | 90.1 | 91 | 91 | 12 | 2006 | 55 | Vestas | V82-1.65 | 19 | 2 | 262
50063 | FPL Energy Horse Hollow LLC | 56291 | Horse Hollow Wind Energy Center | TX | Taylor | 1 | OP | Onshore Wind Turbine | WT | IPP Non-CHP | 2 | 213 | 213 | 213 | 12 | 2005 | 142 | GE | 1.5 SLE | 22 | 2 | 279
50063 | FPL Energy Horse Hollow LLC | 56291 | Horse Hollow Wind Energy Center | TX | Taylor | 2 | OP | Onshore Wind Turbine | WT | IPP Non-CHP | 2 | 223.5 | 223.5 | 223.5 | 6 | 2006 | 150 | Siemens | SWT-2.3-93 | 22 | 2 | 262.4
50063 | FPL Energy Horse Hollow LLC | 56291 | Horse Hollow Wind Energy Center | TX | Taylor | 3 | OP | Onshore Wind Turbine | WT | IPP Non-CHP | 2 | 299 | 299 | 299 | 6 | 2006 | 130 | GE | 1.5 SLE | 22 | 2 | 279
50123 | Leeward Asset Management, LLC | 56293 | Caprock Wind Farm | NM | Quay | 1 | OP | Onshore Wind Turbine | WT | IPP Non-CHP | 2 | 80 | 80 | 80 | 12 | 2004 | 60 | Vestas | V150-4.2 | 18.5 | 1 | 344.5
50123 | Leeward Asset Management, LLC | 56293 | Caprock Wind Farm | NM | Quay | 2 | OP | Onshore Wind Turbine | WT | IPP Non-CHP | 2 | 20 | 20 | 20 | 5 | 2005 | 20 | Vestas | V150-4.2 | 14 | 1 | 344.5
50123 | Leeward Asset Management, LLC | 56295 | Kumeyaay Wind | CA | San Diego | 1 | OP | Onshore Wind Turbine | WT | IPP Non-CHP | 2 | 50 | 50 | 50 | 12 | 2005 | 25 | Gamesa | G87-2.0 | 19 | 2 | 223
15399 | Avangrid Power LLC | 56296 | Trimont Area Wind Farm | MN | Martin | 1 | OP | Onshore Wind Turbine | WT | IPP Non-CHP | 2 | 100.5 | 100.5 | 100.5 | 11 | 2005 | 67 | GE | 1.5 SLE | 17.8 | 3 | 262
50123 | Leeward Asset Management, LLC | 56297 | Crescent Ridge | IL | Bureau | 1 | OP | Onshore Wind Turbine | WT | IPP Non-CHP | 2 | 53 | 53 | 53 | 12 | 2005 | 28 | NEG-Micon | NM82/1650 | 21 | 2 | 256
50123 | Leeward Asset Management, LLC | 56299 | Wind Park Bear Creek | PA | Luzerne | 1 | OP | Onshore Wind Turbine | WT | IPP Non-CHP | 2 | 24 | 24 | 24 | 3 | 2006 | 12 | Gamesa | G87-2.0 | 19 | 2 | 256
50123 | Leeward Asset Management, LLC | 56300 | Jersey-Atlantic Wind Farm | NJ | Atlantic | 1 | OP | Onshore Wind Turbine | WT | IPP Non-CHP | 2 | 7.5 | 7.5 | 7.5 | 3 | 2006 | 5 | GE | 1.5 SLE | 19 | 2 | 262
49893 | Invenergy Services LLC | 56301 | Wolverine Creek | ID | Bonneville | 1 | OP | Onshore Wind Turbine | WT | IPP Non-CHP | 2 | 64.5 | 64.5 | 64.5 | 2 | 2006 | 43 | GE | 1.5 SLE | 15.8 | 2 | 263
2770 | Terra-Gen Operating Co-Wind | 56302 | Oasis Wind | CA | Kern | 1 | OP | Onshore Wind Turbine | WT | IPP Non-CHP | 2 | 60.3 | 60.3 | 60.3 | 12 | 2004 | 17 | Vestas | V136-3.6 | 22 | 1 | 269
15399 | Avangrid Power LLC | 56303 | Elk River Wind | KS | Butler | 1 | OP | Onshore Wind Turbine | WT | IPP Non-CHP | 2 | 150 | 150 | 150 | 12 | 2005 | 100 | GE | 1.5 SLE | 19.2 | 2 | 262
59883 | NRG Energy Gas & Wind Holdings Inc | 56304 | San Juan Mesa Wind Project LLC | NM | Roosevelt | 1 | OP | Onshore Wind Turbine | WT | IPP Non-CHP | 2 | 120 | 120 | 120 | 12 | 2005 | 120 | Mitsubishi | MWT-1000A | 19 | 2 | 226
56769 | Consolidated Edison Development Inc. | 56307 | Adams Wind Farm | MN | Mower | 1 | OP | Onshore Wind Turbine | WT | IPP Non-CHP | 2 | 13.5 | 13.5 | 13.5 | 9 | 2003 | 9 | NEG-Micon | NM72C/1500 | 19 | 2 | 229.7
56769 | Consolidated Edison Development Inc. | 56307 | Adams Wind Farm | MN | Mower | 2 | OP | Onshore Wind Turbine | WT | IPP Non-CHP | 2 | 9.8 | 9.8 | 9.8 | 7 | 2004 | 6 | NEG-Micon | NM82/1650 | 19 | 2 | 229.7
60025 | Greenbacker Renewable Energy Corporation | 56308 | Fossil Gulch | ID | Gooding | 1 | OP | Onshore Wind Turbine | WT | IPP Non-CHP | 2 | 10.5 | 10.5 | 10.5 | 2 | 2005 | 7 | GE | 1.5 SLE | 22 | 3 | 262.4
50123 | Leeward Asset Management, LLC | 56311 | Sweetwater Wind 3 LLC | TX | Nolan | SW3 | OP | Onshore Wind Turbine | WT | IPP Non-CHP | 2 | 135 | 144 | 144 | 12 | 2005 | 90 | GE | 1.5 SLE | 19 | 2 | 262
49893 | Invenergy Services LLC | 56320 | Spring Canyon | CO | Logan | 1 | OP | Onshore Wind Turbine | WT | IPP Non-CHP | 2 | 60 | 60 | 60 | 2 | 2006 | 40 | GE | 1.5 SLE | 19.5 | 2 | 263
15500 | Puget Sound Energy Inc | 56322 | Wild Horse | WA | Kittitas | 1 | OP | Onshore Wind Turbine | WT | Electric Utility | 1 | 228.6 | 228.6 | 228.6 | 12 | 2006 | 127 | Vestas | V80-1.8 | 18 | 2 | 219.8
15500 | Puget Sound Energy Inc | 56322 | Wild Horse | WA | Kittitas | WH2 | OP | Onshore Wind Turbine | WT | Electric Utility | 1 | 44 | 44 | 44 | 11 | 2009 | 22 | Vestas | V80-2.0 | 15.4 | 2 | 219.8
54707 | Blue Canyon Windpower II LLC | 56335 | Blue Canyon Windpower II | OK | Comanche | EW2 | OP | Onshore Wind Turbine | WT | IPP Non-CHP | 2 | 151.4 | 151.4 | 151.4 | 12 | 2005 | 84 | Vestas | V80-1.8 | 16.1 | 2 | 262
50123 | Leeward Asset Management, LLC | 56336 | Aragonne Wind LLC | NM | Guadalupe | 1 | OP | Onshore Wind Turbine | WT | IPP Non-CHP | 2 | 90 | 90 | 90 | 12 | 2006 | 33 | GE | 2.5-100 | 17.3 | 1 | 226
50123 | Leeward Asset Management, LLC | 56336 | Aragonne Wind LLC | NM | Guadalupe | AREXP | OP | Onshore Wind Turbine | WT | IPP Non-CHP | 2 | 145 | 145 | 145 | 2 | 2022 | 53 | GE | 2.85-100 | 17.3 | 1 | 226
50123 | Leeward Asset Management, LLC | 56337 | Sweetwater Wind 4 LLC | TX | Nolan | SW4 | OP | Onshore Wind Turbine | WT | IPP Non-CHP | 2 | 241 | 241 | 241 | 5 | 2007 | 181 | Mitsubishi | MWT-1000 | 16.5 | 1 | 230
54709 | High Trail Wind Farm LLC | 56338 | High Trail Wind Farm LLC | IL | McLean | 1 | OP | Onshore Wind Turbine | WT | IPP Non-CHP | 2 | 210.9 | 210.9 | 210.9 | 3 | 2007 | 120 | Vestas | V82-1.65 | 19 | 2 | 262
20856 | Wisconsin Power & Light Co | 56347 | Cedar Ridge | WI | Fond Du Lac | 1 | OP | Onshore Wind Turbine | WT | Electric Utility | 1 | 67.7 | 67.65 | 67.65 | 12 | 2008 | 41 | Vestas | V82-1.65 | 15 | 2 | 262
10000 | Evergy Metro | 56351 | Spearville | KS | Ford | 1 | OP | Onshore Wind Turbine | WT | Electric Utility | 1 | 100.5 | 100.5 | 100.5 | 9 | 2006 | 67 | GE | 1.5 SLE | 19 | 2 | 265
10000 | Evergy Metro | 56351 | Spearville | KS | Ford | 2 | OP | Onshore Wind Turbine | WT | Electric Utility | 1 | 48 | 48 | 48 | 12 | 2010 | 32 | GE | 1.5 SLE | 19 | 2 | 265
9417 | Interstate Power and Light Co | 56355 | Whispering Willow Wind Farm - East | IA | Franklin | 1 | OP | Onshore Wind Turbine | WT | Electric Utility | 1 | 199.7 | 199.7 | 199.7 | 12 | 2009 | 121 | Vestas | V82-1.65 | 17 | 2 | 262
54717 | FPL Energy Burleigh County Wind LLC | 56357 | FPL Energy Burleigh County Wind | ND | Burleigh | GE | OP | Onshore Wind Turbine | WT | IPP Non-CHP | 2 | 18 | 18 | 18 | 2 | 2006 | 12 | GE | 1.5 SLE | 19 | 2 | 262.5
54717 | FPL Energy Burleigh County Wind LLC | 56357 | FPL Energy Burleigh County Wind | ND | Burleigh | GE15 | OP | Onshore Wind Turbine | WT | IPP Non-CHP | 2 | 31.5 | 31.5 | 31.5 | 12 | 2005 | 21 | GE | 1.5 SLE | 19 | 2 | 262.5
15399 | Avangrid Power LLC | 56359 | Klondike Windpower II | OR | Sherman | PH2 | OP | Onshore Wind Turbine | WT | IPP Non-CHP | 2 | 75 | 81 | 81 | 7 | 2005 | 50 | GE | 1.5 SLE | 14.5 | 4 | 262
14354 | PacifiCorp | 56360 | Leaning Juniper | OR | Gilliam | 1 | OP | Onshore Wind Turbine | WT | Electric Utility | 1 | 110.4 | 100.5 | 100.5 | 10 | 2006 | 67 | GE | 1.6 SLE | 19 | 2 | 262
15399 | Avangrid Power LLC | 56361 | Big Horn Wind Project | WA | Klickitat | 1 | OP | Onshore Wind Turbine | WT | IPP Non-CHP | 2 | 199 | 199 | 199 | 10 | 2006 | 133 | GE | 1.5 SLE | 12.5 | 4 | 262
15399 | Avangrid Power LLC | 56362 | Shiloh I Wind Project | CA | Solano | 1 | OP | Onshore Wind Turbine | WT | IPP Non-CHP | 2 | 150 | 150 | 150 | 5 | 2006 | 100 | GE | 1.62-100 | 13.5 | 4 | 262
15399 | Avangrid Power LLC | 56369 | Casselman Wind Power Project | PA | Somerset | 1 | OP | Onshore Wind Turbine | WT | IPP Non-CHP | 2 | 34.5 | 34.5 | 34.5 | 12 | 2007 | 23 | GE | 1.5 SLE | 15.5 | 3 | 262
50123 | Leeward Asset Management, LLC | 56371 | Cedar Creek Wind | CO | Weld | 1 | OP | Onshore Wind Turbine | WT | IPP Non-CHP | 2 | 221 | 221 | 221 | 11 | 2007 | 221 | Mitsubishi | MWT-1000 | 16.6 | 1 | 230
50123 | Leeward Asset Management, LLC | 56371 | Cedar Creek Wind | CO | Weld | 2 | OP | Onshore Wind Turbine | WT | IPP Non-CHP | 2 | 79.5 | 79.5 | 79.5 | 11 | 2007 | 53 | GE | 1.5 SLE | 16.6 | 1 | 262
50123 | Leeward Asset Management, LLC | 56372 | Sweetwater Wind 5 | TX | Nolan | SW5 | OP | Onshore Wind Turbine | WT | IPP Non-CHP | 2 | 80.5 | 80.5 | 80.5 | 12 | 2007 | 35 | Siemens | SWT-2.3-82 VS | 16.5 | 1 | 262.4
9209 | Illinois Rural Electric Coop | 56376 | Pike County Wind Power | IL | Pike | WTG1 | OA | Onshore Wind Turbine | WT | Electric Utility | 1 | 1.7 | 1.7 | 1.7 | 5 | 2005 | 1 | Vestas | V82-1.65 | 13.7 | 2 | 235
49893 | Invenergy Services LLC | 56377 | Judith Gap Wind Energy Center | MT | Wheatland | 1 | OP | Onshore Wind Turbine | WT | IPP Non-CHP | 2 | 135 | 135 | 135 | 12 | 2005 | 90 | GE | 1.5 SLE | 19 | 2 | 263
794 | Apollo Energy Corp | 56378 | Pakini Nui Wind Farm | HI | Hawaii | 1 | OP | Onshore Wind Turbine | WT | IPP Non-CHP | 2 | 21 | 21 | 21 | 4 | 2007 | 14 | GE | 1.5 SE | 21 | 1 | 210
12341 | MidAmerican Energy Co | 56379 | Victory Wind Farm | IA | Carroll | VWF | OP | Onshore Wind Turbine | WT | Electric Utility | 1 | 105 | 99 | 99 | 12 | 2006 | 66 | GE | 1.6-87 | 16.8 | 3 | 263
14063 | Oklahoma Gas & Electric Co | 56380 | Centennial Wind Farm | OK | Harper | WT1 | OP | Onshore Wind Turbine | WT | Electric Utility | 1 | 120 | 120 | 120 | 12 | 2006 | 80 | GE | 1.5 SLE | 25 | 2 | 264
15399 | Avangrid Power LLC | 56383 | Northern Iowa Windpower II | IA | Worth | TOI2 | OP | Onshore Wind Turbine | WT | IPP Non-CHP | 2 | 80 | 80 | 80 | 1 | 2008 | 48 | Gamesa | G87-2.0 | 15.7 | 3 | 255
11479 | Madison Gas & Electric Co | 56386 | Top of Iowa Windfarm III | IA | Worth | TOI3 | OP | Onshore Wind Turbine | WT | Electric Utility | 1 | 29.7 | 29.7 | 29.7 | 2 | 2008 | 18 | Vestas | V82-1.65 | 19 | 2 | 262
20847 | Wisconsin Electric Power Co | 56391 | Blue Sky Green Field Wind Project | WI | Fond Du Lac | 1 | OP | Onshore Wind Turbine | WT | Electric Utility | 1 | 145.2 | 145.2 | 145.2 | 5 | 2008 | 88 | Vestas | V82-1.65 | 19 | 2 | 213.2
55696 | FPL Energy Oliver County Wind | 56392 | FPL Energy Oliver Wind I LLC | ND | Oliver | 1 | OP | Onshore Wind Turbine | WT | IPP Non-CHP | 2 | 50.6 | 50.6 | 50.6 | 12 | 2006 | 22 | Siemens | SWT-2.3-93 | 19 | 2 | 262.4
56215 | Big Sky Wind, LLC | 56394 | Forest Creek Wind Farm LLC | TX | Glasscock | 1 | OP | Onshore Wind Turbine | WT | IPP Non-CHP | 2 | 124.2 | 124.2 | 124.2 | 12 | 2006 | 54 | Siemens | SWT-2.3-93 | 18.6 | 2 | 262.4
54759 | Mesquite Wind LLC | 56395 | Mesquite Wind Power LLC | TX | Shackelford | 1 | OP | Onshore Wind Turbine | WT | IPP Non-CHP | 2 | 200 | 200 | 200 | 11 | 2007 | 97 | Gamesa | G87-2.0 | 19 | 2 | 255
15399 | Avangrid Power LLC | 56399 | Lempster Wind LLC | NH | Sullivan | 1 | OP | Onshore Wind Turbine | WT | IPP Non-CHP | 2 | 24 | 24 | 24 | 12 | 2008 | 12 | Gamesa | G87-2.0 | 15 | 3 | 256
65300 | Agriwind Holdings, LLC | 56408 | Agriwind | IL | Bureau | AWND1 | OP | Onshore Wind Turbine | WT | IPP Non-CHP | 2 | 8.4 | 8.4 | 8.4 | 7 | 2007 | 4 | Suzlon | S88-2100 | 15.9 | 2 | 262.4
65897 | Stahl Wind Energy, LLC (Longroad) | 56409 | Stahl Wind Energy | MN | Pipestone | 1 | OP | Onshore Wind Turbine | WT | IPP Non-CHP | 2 | 1.7 | 1.7 | 1.7 | 12 | 2004 | 1 | Vestas | V82-1.65 | 15.7 | 2 | 240
65898 | Carstensen Wind, LLC (Longroad) | 56410 | Carstensen Wind | MN | Pipestone | 1 | OP | Onshore Wind Turbine | WT | IPP Non-CHP | 2 | 1.7 | 1.7 | 1.7 | 12 | 2004 | 1 | Vestas | V82-1.65 | 15.7 | 2 | 240
65899 | Northern Lights Wind LLC (Longroad) | 56411 | Northern Lights Wind LLC | MN | Pipestone | 1 | OP | Onshore Wind Turbine | WT | IPP Non-CHP | 2 | 1.7 | 1.7 | 1.7 | 12 | 2004 | 1 | Vestas | V82-1.65 | 15.7 | 2 | 240
65909 | Lucky Wind, LLC (Longroad) | 56412 | Lucky Wind | MN | Pipestone | 1 | OP | Onshore Wind Turbine | WT | IPP Non-CHP | 2 | 1.7 | 1.7 | 1.7 | 12 | 2004 | 1 | Vestas | V82-1.65 | 15.7 | 2 | 240
65907 | Greenback Energy, LLC (Longroad) | 56413 | Greenback Energy | MN | Pipestone | 1 | OP | Onshore Wind Turbine | WT | IPP Non-CHP | 2 | 1.7 | 1.7 | 1.7 | 12 | 2004 | 1 | Vestas | V82-1.65 | 15.7 | 2 | 240
40580 | Southern Minnesota Mun P Agny | 56414 | Redwood Falls Wind | MN | Redwood | WND1 | OP | Onshore Wind Turbine | WT | Electric Utility | 1 | 1.7 | 1.7 | 1.7 | 12 | 2004 | 1 | Vestas | V82-1.65 | 19.1 | 2 | 237
40580 | Southern Minnesota Mun P Agny | 56414 | Redwood Falls Wind | MN | Redwood | WND2 | OP | Onshore Wind Turbine | WT | Electric Utility | 1 | 1.7 | 1.7 | 1.7 | 1 | 2005 | 1 | Vestas | V82-1.65 | 19.1 | 2 | 237
40580 | Southern Minnesota Mun P Agny | 56415 | Fairmont Wind | MN | Martin | WND1 | OP | Onshore Wind Turbine | WT | Electric Utility | 1 | 1 | 0.9 | 0.9 | 3 | 2003 | 1 | NEG-Micon | NM54/950 | 16.8 | 2 | 237
40580 | Southern Minnesota Mun P Agny | 56415 | Fairmont Wind | MN | Martin | WND2 | OP | Onshore Wind Turbine | WT | Electric Utility | 1 | 1 | 0.9 | 0.9 | 3 | 2003 | 1 | NEG-Micon | NM54/950 | 16.8 | 2 | 237
40580 | Southern Minnesota Mun P Agny | 56415 | Fairmont Wind | MN | Martin | WND3 | OP | Onshore Wind Turbine | WT | Electric Utility | 1 | 1.7 | 1.7 | 1.7 | 12 | 2004 | 1 | Vestas | V82-1.65 | 19.1 | 2 | 237
40580 | Southern Minnesota Mun P Agny | 56415 | Fairmont Wind | MN | Martin | WND4 | OP | Onshore Wind Turbine | WT | Electric Utility | 1 | 1.7 | 1.7 | 1.7 | 1 | 2005 | 1 | Vestas | V82-1.65 | 19.1 | 2 | 237
54800 | Michigan Wind 1, LLC | 56416 | Michigan Wind 1 | MI | Huron | 1 | OP | Onshore Wind Turbine | WT | IPP Non-CHP | 2 | 69 | 69 | 69 | 12 | 2008 | 46 | GE | 1.5 SLE | 12.7 | 2 | 262.5
13781 | Northern States Power Co - Minnesota | 56424 | Mower County Wind Energy Center | MN | Mower | 1 | OP | Onshore Wind Turbine | WT | Electric Utility | 1 | 98.9 | 91.1 | 91.1 | 12 | 2006 | 43 | Siemens | SWT-1.0-54 | 19 | 2 | 262.5
64668 | Wildorado Wind, LLC | 56432 | Wildorado Wind LLC | TX | Oldham | 1 | OP | Onshore Wind Turbine | WT | IPP Non-CHP | 2 | 161 | 161 | 161 | 4 | 2007 | 70 | Siemens | SWT-2.3-93 | 19 | 2 | 262.4
11208 | Los Angeles Department of Water & Power | 56433 | Pine Tree Wind Power Project | CA | Kern | 1 | OP | Onshore Wind Turbine | WT | Electric Utility | 1 | 135 | 135 | 135 | 6 | 2009 | 90 | GE | 1.5 SLE | 19 | 2 | 218
56592 | Idaho Wind Partners 1 LLC | 56434 | Burley Butte Windpark | ID | Cassia | BBWP | OP | Onshore Wind Turbine | WT | IPP Non-CHP | 2 | 21.3 | 21.3 | 21.3 | 2 | 2011 | 13 | GE | 1.5 XLE | 14.9 | 2 | 262.4
56592 | Idaho Wind Partners 1 LLC | 56435 | Golden Valley Wind Park LLC | ID | Cassia | GVWP | OP | Onshore Wind Turbine | WT | IPP Non-CHP | 2 | 12 | 12 | 12 | 1 | 2011 | 8 | GE | 1.5 XLE | 14.1 | 2 | 262.4
56592 | Idaho Wind Partners 1 LLC | 56437 | Milner Dam Wind Park LLC | ID | Cassia | MDWP | OP | Onshore Wind Turbine | WT | IPP Non-CHP | 2 | 19.5 | 19.5 | 19.5 | 2 | 2011 | 13 | GE | 1.5 XLE | 14.4 | 2 | 262.4
56592 | Idaho Wind Partners 1 LLC | 56439 | Oregon Trail Wind Park | ID | Twin Falls | OTWP | OP | Onshore Wind Turbine | WT | IPP Non-CHP | 2 | 13.5 | 13.5 | 13.5 | 1 | 2011 | 9 | GE | 1.5 XLE | 14 | 2 | 262.4
56592 | Idaho Wind Partners 1 LLC | 56440 | Pilgrim Stage Wind Park | ID | Twin Falls | PSWP | OP | Onshore Wind Turbine | WT | IPP Non-CHP | 2 | 10.5 | 10.5 | 10.5 | 1 | 2011 | 7 | GE | 1.5 XLE | 14.9 | 2 | 262.4
56592 | Idaho Wind Partners 1 LLC | 56441 | Salmon Falls Wind Park | ID | Twin Falls | SFWP | OP | Onshore Wind Turbine | WT | IPP Non-CHP | 2 | 21 | 21 | 21 | 4 | 2011 | 14 | GE | 1.5 XLE | 14.4 | 2 | 262.4
56592 | Idaho Wind Partners 1 LLC | 56442 | Thousand Springs Wind Park | ID | Twin Falls | TSWP | OP | Onshore Wind Turbine | WT | IPP Non-CHP | 2 | 12 | 12 | 12 | 1 | 2011 | 8 | GE | 1.5 XLE | 13.8 | 2 | 262.4
56592 | Idaho Wind Partners 1 LLC | 56443 | Tuana Gulch Wind Park | ID | Twin Falls | TGWP | OP | Onshore Wind Turbine | WT | IPP Non-CHP | 2 | 10.5 | 10.5 | 10.5 | 1 | 2011 | 7 | GE | 1.5 XLE | 14.1 | 2 | 262.4
50123 | Leeward Asset Management, LLC | 56446 | Buena Vista Energy LLC | CA | Contra Costa | 1 | OP | Onshore Wind Turbine | WT | IPP Non-CHP | 2 | 38 | 38 | 38 | 12 | 2006 | 38 | Mitsubishi | MWT-1000 | 13.6 | 1 | 197
57170 | EDF Renewable Asset Holdings, Inc. | 56447 | Hawi Wind Farm | HI | Hawaii | V-47 | OP | Onshore Wind Turbine | WT | IPP Non-CHP | 2 | 10.6 | 10.6 | 10.6 | 5 | 2006 | 16 | Vestas | V47-660 | 22.4 | 1 | 131.2
59155 | Evergreen Wind, LLC | 56448 | Mars Hill Wind Farm Project | ME | Aroostook | 1 | OP | Onshore Wind Turbine | WT | IPP Non-CHP | 2 | 42 | 42 | 42 | 3 | 2007 | 28 | GE | 1.5 SLE | 19 | 2 | 262.4
59155 | Evergreen Wind, LLC | 56449 | Kaheawa Pastures Wind Farm Hybrid | HI | Maui | 1 | OP | Onshore Wind Turbine | WT | IPP Non-CHP | 2 | 30 | 30 | 30 | 1 | 2006 | 20 | GE | 1.5 SE | 22 | 1 | 180.4
50123 | Leeward Asset Management, LLC | 56450 | GSG LLC | IL | Lee | 1 | OP | Onshore Wind Turbine | WT | IPP Non-CHP | 2 | 80 | 80 | 80 | 6 | 2007 | 40 | Gamesa | G87-2.0 | 19 | 2 | 256
50123 | Leeward Asset Management, LLC | 56451 | Allegheny Ridge Wind Farm | PA | Cambria | 1 | OP | Onshore Wind Turbine | WT | IPP Non-CHP | 2 | 80 | 80 | 80 | 6 | 2007 | 40 | Gamesa | G87-2.0 | 19 | 2 | 256
54870 | FPL Energy Red Canyon LLC | 56457 | Post Wind Farm LP | TX | Borden | 1 | OP | Onshore Wind Turbine | WT | IPP Non-CHP | 2 | 84 | 84 | 84 | 4 | 2006 | 56 | GE | 1.5 SLE | 19 | 2 | 262.5
15399 | Avangrid Power LLC | 56459 | MinnDakota Wind LLC | MN | Lincoln | 2 | OP | Onshore Wind Turbine | WT | IPP Non-CHP | 2 | 150 | 150 | 150 | 1 | 2008 | 100 | GE | 1.5 SLE | 17.9 | 2 | 262
15399 | Avangrid Power LLC | 56460 | Twin Buttes Wind Project | CO | Bent | WT1 | OP | Onshore Wind Turbine | WT | IPP Non-CHP | 2 | 75 | 75 | 75 | 7 | 2007 | 50 | GE | 1.5 SLE | 18.3 | 2 | 262
14354 | PacifiCorp | 56466 | Marengo Wind Plant | WA | Columbia | 1 | OP | Onshore Wind Turbine | WT | Electric Utility | 1 | 156 | 156 | 156 | 8 | 2007 | 78 | Vestas | V100-2.0 | 25.3 | 2 | 213
14354 | PacifiCorp | 56466 | Marengo Wind Plant | WA | Columbia | 2 | OP | Onshore Wind Turbine | WT | Electric Utility | 1 | 78 | 78 | 78 | 1 | 2008 | 39 | Vestas | V100-2.0 | 25.3 | 2 | 213
15399 | Avangrid Power LLC | 56468 | Klondike Windpower III | OR | Sherman | 1 | OP | Onshore Wind Turbine | WT | IPP Non-CHP | 2 | 221 | 221 | 221 | 11 | 2007 | 124 | Siemens | SWT-2.3-93 | 13.4 | 4 | 262.4
15399 | Avangrid Power LLC | 56468 | Klondike Windpower III | OR | Sherman | 2 | OP | Onshore Wind Turbine | WT | IPP Non-CHP | 2 | 76.5 | 76.5 | 76.5 | 7 | 2008 | 51 | Siemens | SWT-2.3-93 | 16.5 | 2 | 262.4
15399 | Avangrid Power LLC | 56470 | Locust Ridge | PA | Schuylkill | LRWF | OP | Onshore Wind Turbine | WT | IPP Non-CHP | 2 | 26 | 26 | 26 | 3 | 2007 | 13 | Gamesa | G87-2.0 | 16 | 3 | 256
56215 | Big Sky Wind, LLC | 56479 | Sand Bluff Wind Farm | TX | Glasscock | 2 | OP | Onshore Wind Turbine | WT | IPP Non-CHP | 2 | 89.5 | 89.5 | 89.5 | 1 | 2007 | 37 | Gamesa | G87-2.0 | 18.6 | 2 | 255.9
54759 | Mesquite Wind LLC | 56483 | Post Oak Wind LLC | TX | Shackelford | 1 | OP | Onshore Wind Turbine | WT | IPP Non-CHP | 2 | 200 | 200 | 200 | 3 | 2008 | 98 | Gamesa | G87-2.0 | 19 | 2 | 255
61012 | AES Distributed Energy | 56484 | Buffalo Gap 2 Wind Farm | TX | Nolan | 1 | OP | Onshore Wind Turbine | WT | IPP Non-CHP | 2 | 232.5 | 232.5 | 232.5 | 7 | 2007 | 155 | GE | 1.5 S | 17 | 2 | 201
15248 | Portland General Electric Co | 56485 | Biglow Canyon Wind Farm | OR | Sherman | 1 | OP | Onshore Wind Turbine | WT | Electric Utility | 1 | 125.4 | 125.4 | 125.4 | 12 | 2007 | 76 | Vestas | V82-1.65 | 19 | 2 | 260
15248 | Portland General Electric Co | 56485 | Biglow Canyon Wind Farm | OR | Sherman | 2 | OP | Onshore Wind Turbine | WT | Electric Utility | 1 | 163.3 | 163.3 | 163.3 | 9 | 2009 | 71 | Siemens | SWT-2.3-93 | 19 | 2 | 262.4
15248 | Portland General Electric Co | 56485 | Biglow Canyon Wind Farm | OR | Sherman | 3 | OP | Onshore Wind Turbine | WT | Electric Utility | 1 | 161 | 161 | 161 | 8 | 2010 | 70 | Siemens | SWT-2.3-93 | 19 | 2 | 262.4
55907 | White Creek Wind 1 LLC | 56487 | White Creek Wind Farm | WA | Klickitat | 1 | OP | Onshore Wind Turbine | WT | IPP Non-CHP | 2 | 204 | 204 | 204 | 11 | 2007 | 89 | Siemens | SWT-2.3-93 | 17.6 | 2 | 260
55886 | Smoky Hills Wind Farm I LLC | 56488 | Smoky Hills Wind Project Phase I | KS | Lincoln | 1 | OP | Onshore Wind Turbine | WT | IPP Non-CHP | 2 | 100.8 | 100.8 | 100.8 | 12 | 2008 | 56 | Vestas | V80-1.8 | 24 | 2 | 328
54904 | High Prairie Wind Farm II LLC | 56494 | Prairie Star Wind Farm | MN | Mower | HP2 | OP | Onshore Wind Turbine | WT | IPP Non-CHP | 2 | 100.7 | 100.7 | 100.7 | 12 | 2007 | 61 | Vestas | V82-1.65 | 16.4 | 2 | 265
64536 | Clearway Energy Operating LLC | 56495 | NedPower Mount Storm | WV | Grant | MS1 | OP | Onshore Wind Turbine | WT | IPP Non-CHP | 2 | 164 | 164 | 164 | 3 | 2008 | 82 | Gamesa | G80-2.0 | 18.3 | 1 | 255.9
64536 | Clearway Energy Operating LLC | 56495 | NedPower Mount Storm | WV | Grant | MS2 | OP | Onshore Wind Turbine | WT | IPP Non-CHP | 2 | 100 | 100 | 100 | 12 | 2008 | 50 | Gamesa | G80-2.0 | 18.3 | 1 | 255.9
12341 | MidAmerican Energy Co | 56501 | Pomeroy Wind Farm | IA | Pocahontas | PWF | OP | Onshore Wind Turbine | WT | Electric Utility | 1 | 123 | 123 | 123 | 12 | 2007 | 82 | GE | 1.5 SLE | 16.8 | 3 | 263
12341 | MidAmerican Energy Co | 56501 | Pomeroy Wind Farm | IA | Pocahontas | PWF2 | OP | Onshore Wind Turbine | WT | Electric Utility | 1 | 75 | 78 | 78 | 12 | 2007 | 50 | GE | 1.5 SLE | 16.8 | 3 | 263
12341 | MidAmerican Energy Co | 56501 | Pomeroy Wind Farm | IA | Pocahontas | PWF3 | OP | Onshore Wind Turbine | WT | Electric Utility | 1 | 58.5 | 62.2 | 62.2 | 12 | 2008 | 39 | GE | 1.5 SLE | 16.8 | 3 | 263
12341 | MidAmerican Energy Co | 56501 | Pomeroy Wind Farm | IA | Pocahontas | PWF4 | OP | Onshore Wind Turbine | WT | Electric Utility | 1 | 29.9 | 33.7 | 33.7 | 8 | 2011 | 13 | Siemens | SWT-2.3-101 | 16.8 | 3 | 262.4
49893 | Invenergy Services LLC | 56506 | Scurry County Wind LP | TX | Scurry | SCW | OP | Onshore Wind Turbine | WT | IPP Non-CHP | 2 | 130.5 | 130.5 | 130.5 | 5 | 2007 | 87 | GE | 1.5 SLE | 18.6 | 2 | 263
55734 | Cow Branch Wind Power, LLC | 56536 | Cow Branch | MO | Atchison | 1 | OP | Onshore Wind Turbine | WT | IPP Non-CHP | 2 | 50.4 | 50.4 | 50.4 | 4 | 2008 | 24 | Suzlon | S88-2100 | 15.3 | 2 | 262.4
55735 | CR Clearing, LLC | 56537 | Conception | MO | Nodaway | 1 | OP | Onshore Wind Turbine | WT | IPP Non-CHP | 2 | 50.4 | 50.4 | 50.4 | 4 | 2008 | 23 | Vestas | V120-2.2 | 15.6 | 2 | 262.4
55736 | Loess Hills Wind Farm LLC | 56538 | Loess Hills | MO | Atchison | 1 | OP | Onshore Wind Turbine | WT | IPP Non-CHP | 2 | 5 | 5 | 5 | 2 | 2008 | 4 | Suzlon | S64-1250 | 13 | 2 | 244.4
62005 | Eastridge Wind Project | 56543 | Eastridge Wind Project | MN | Murray | 1 | OP | Onshore Wind Turbine | WT | IPP Non-CHP | 2 | 10.4 | 10.4 | 10.4 | 4 | 2006 | 8 | Suzlon | S64-950 | 17 | 3 | 213
60661 | Midwest Power Partners LLC | 56544 | Windom Wind Project | MN | Cottonwood | 1 | OP | Onshore Wind Turbine | WT | IPP Non-CHP | 2 | 15.6 | 15.6 | 15.6 | 3 | 2006 | 12 | Suzlon | S64-1250 | 17 | 2 | 213
55737 | Wind Capital Holdings, LLC | 56555 | Bluegrass Ridge | MO | Gentry | 1 | OP | Onshore Wind Turbine | WT | IPP Non-CHP | 2 | 56.7 | 56.7 | 56.7 | 6 | 2007 | 26 | Vestas | V120-2.2 | 17 | 2 | 262.4
65983 | UPC Power Solutions | 56560 | Porterhouse Wind (4) LLC | TX | Hansford | JDW4 | OP | Onshore Wind Turbine | WT | IPP Non-CHP | 2 | 79.8 | 79.8 | 79.8 | 1 | 2008 | 38 | Suzlon | S88-2100 | 19.1 | 2 | 262.4
65983 | UPC Power Solutions | 56561 | Filet Wind (5) LLC | TX | Sherman | JDW5 | OP | Onshore Wind Turbine | WT | IPP Non-CHP | 2 | 10 | 10 | 10 | 11 | 2006 | 8 | Suzlon | S64-1250 | 20 | 2 | 244.4
65983 | UPC Power Solutions | 56562 | Tenderloin Wind (6) LLC | TX | Sherman | JDW6 | OP | Onshore Wind Turbine | WT | IPP Non-CHP | 2 | 10 | 10 | 10 | 1 | 2007 | 8 | Suzlon | S64-1250 | 20 | 2 | 244.4
55785 | FPL Peetz Table Wind Energy | 56563 | Peetz Table Wind Energy | CO | Logan | GE | OP | Onshore Wind Turbine | WT | IPP Non-CHP | 2 | 199.5 | 199.5 | 199.5 | 9 | 2007 | 133 | GE | 1.5 SLE | 19 | 2 | 262.5
2770 | Terra-Gen Operating Co-Wind | 56570 | Terra-Gen VG Wind LLC | CA | Kern | WGNS | OP | Onshore Wind Turbine | WT | IPP Non-CHP | 2 | 7.4 | 7.4 | 7.4 | 1 | 1984 | 10 | Zond | Z-50 | 22.4 | 1 | 180
54799 | FPL Energy Oliver County Wind II LLC | 56573 | FPL Energy Oliver Wind II LLC | ND | Oliver | 2 | OP | Onshore Wind Turbine | WT | IPP Non-CHP | 2 | 48 | 48 | 48 | 12 | 2007 | 32 | GE | 1.5 S | 19 | 2 | 262.5
59155 | Evergreen Wind, LLC | 56575 | Steel Winds Wind Farm | NY | Erie | 1 | OP | Onshore Wind Turbine | WT | IPP Non-CHP | 2 | 20 | 20 | 20 | 6 | 2007 | 8 | GE | 2.5-116 | 19 | 2 | 262.4
55832 | Shane's Wind Machine LLC | 56577 | Shane's Wind Machine | MN | Pipestone | 1 | OP | Onshore Wind Turbine | WT | IPP Non-CHP | 2 | 1.3 | 1.3 | 1.3 | 7 | 2006 | 1 | Suzlon | S88-2100 | 16.8 | 2 | 262.4
60661 | Midwest Power Partners LLC | 56580 | Blue Breezes LLC | MN | Faribault | 1 | OP | Onshore Wind Turbine | WT | IPP Non-CHP | 2 | 1.3 | 1.3 | 1.3 | 5 | 2006 | 1 | Suzlon | S64-1250 | 14.8 | 2 | 244.4
60661 | Midwest Power Partners LLC | 56581 | Blue Breezes II LLC | MN | Faribault | 1 | OP | Onshore Wind Turbine | WT | IPP Non-CHP | 2 | 1.3 | 1.3 | 1.3 | 5 | 2006 | 1 | Suzlon | S64-1250 | 14.8 | 2 | 244.4
60661 | Midwest Power Partners LLC | 56586 | Sunset Breeze LLC | MN | Nobles | 1 | OP | Onshore Wind Turbine | WT | IPP Non-CHP | 2 | 1.3 | 1.3 | 1.3 | 5 | 2006 | 1 | Suzlon | S64-1250 | 17.9 | 2 | 244.4
60661 | Midwest Power Partners LLC | 56587 | Minnesota Breeze LLC | MN | Nobles | 1 | OP | Onshore Wind Turbine | WT | IPP Non-CHP | 2 | 1.3 | 1.3 | 1.3 | 5 | 2006 | 1 | Suzlon | S64-1250 | 17.9 | 2 | 244.4
60661 | Midwest Power Partners LLC | 56588 | G Flow Wind LLC | MN | Nobles | 1 | OP | Onshore Wind Turbine | WT | IPP Non-CHP | 2 | 1.3 | 1.3 | 1.3 | 5 | 2006 | 1 | Suzlon | S64-1250 | 17.9 | 2 | 244.4
60661 | Midwest Power Partners LLC | 56589 | Wolf Wind Enterprises LLC | MN | Nobles | 1 | OP | Onshore Wind Turbine | WT | IPP Non-CHP | 2 | 1.3 | 1.3 | 1.3 | 5 | 2006 | 1 | Suzlon | S64-1250 | 17.9 | 2 | 244.4
60661 | Midwest Power Partners LLC | 56590 | Green Acres Breeze LLC | MN | Nobles | 1 | OP | Onshore Wind Turbine | WT | IPP Non-CHP | 2 | 1.3 | 1.3 | 1.3 | 5 | 2006 | 1 | Suzlon | S64-1250 | 17.9 | 2 | 244.4
61185 | Cycle Holdings, LLC | 56591 | Horseshoe Bend Wind Park | MT | Cascade | HBWP | OP | Onshore Wind Turbine | WT | IPP Non-CHP | 2 | 9 | 9.72 | 9.72 | 2 | 2006 | 6 | GE | 1.6 SLE | 19 | 2 | 262.5
56215 | Big Sky Wind, LLC | 56592 | Champion Wind Farm LLC | TX | Nolan | CH1 | OP | Onshore Wind Turbine | WT | IPP Non-CHP | 2 | 126.5 | 126.5 | 126.5 | 2 | 2008 | 51 | Siemens | SWT-2.3-93 | 18.6 | 2 | 262.4
56215 | Big Sky Wind, LLC | 56593 | Roscoe Wind Farm LLC | TX | Nolan | RO1 | OP | Onshore Wind Turbine | WT | IPP Non-CHP | 2 | 209 | 209 | 209 | 2 | 2008 | 209 | Mitsubishi | MWT-1000A | 18.3 | 2 | 226.4
56215 | Big Sky Wind, LLC | 56594 | Munnsville Wind Farm LLC | NY | Madison | MU1 | OP | Onshore Wind Turbine | WT | IPP Non-CHP | 2 | 34.5 | 34.5 | 34.5 | 10 | 2007 | 23 | GE | 1.5 SLE | 15.9 | 2 | 262.4
55799 | FPL Energy Langdon Wind LLC | 56605 | Langdon Renewables, LLC | ND | Cavalier | GE15 | OP | Onshore Wind Turbine | WT | IPP Non-CHP | 2 | 118.5 | 118.5 | 118.5 | 12 | 2007 | 106 | GE | 1.5 SLE | 19 | 2 | 262.5
1307 | Basin Electric Power Coop | 56607 | Prairie Winds ND1 | ND | Ward | ND1 | OP | Onshore Wind Turbine | WT | Electric Utility | 1 | 115.5 | 115.5 | 115.5 | 12 | 2009 | 77 | GE | 1.5 SLE | 22.4 | 2 | 262.5
1307 | Basin Electric Power Coop | 56608 | Prairie Winds SD1 | SD | Jerauld | SD1 | OP | Onshore Wind Turbine | WT | Electric Utility | 1 | 150 | 159.3 | 159.3 | 2 | 2011 | 100 | GE | 1.5 SLE | 22.4 | 2 | 262.5
1307 | Basin Electric Power Coop | 56608 | Prairie Winds SD1 | SD | Jerauld | SD2 | OP | Onshore Wind Turbine | WT | Electric Utility | 1 | 10.5 | 11.1 | 11.1 | 2 | 2011 | 7 | GE | 1.5 SLE | 22.4 | 2 | 262.5
1307 | Basin Electric Power Coop | 56608 | Prairie Winds SD1 | SD | Jerauld | SD3 | OP | Onshore Wind Turbine | WT | Electric Utility | 1 | 1.5 | 1.6 | 1.6 | 2 | 2011 | 1 | GE | 1.5 SLE | 22.4 | 2 | 262.5
55862 | Logan Wind Energy LLC | 56613 | Logan Wind Energy | CO | Logan | 1 | OP | Onshore Wind Turbine | WT | IPP Non-CHP | 2 | 201 | 201 | 201 | 10 | 2007 | 134 | GE | 1.5 SLE | 19 | 2 | 262.5
55866 | Old Trail Wind Farm LLC | 56614 | Old Trail Wind Farm | IL | McLean | 2 | OP | Onshore Wind Turbine | WT | IPP Non-CHP | 2 | 213.8 | 213.8 | 213.8 | 12 | 2007 | 120 | Vestas | V82-1.65 | 19 | 2 | 262
57170 | EDF Renewable Asset Holdings, Inc. | 56617 | Fenton Wind Farm | MN | Murray | 1 | OP | Onshore Wind Turbine | WT | IPP Non-CHP | 2 | 205.5 | 205.5 | 205.5 | 9 | 2007 | 137 | GE | 1.5 SLE | 19 | 2 | 262.4
63858 | Valcour Operating Services, LLC | 56618 | Clinton | NY | Clinton | 1 | OP | Onshore Wind Turbine | WT | IPP Non-CHP | 2 | 100.5 | 100.5 | 100.5 | 5 | 2008 | 67 | GE | 1.5 SLE | 19 | 2 | 262
63858 | Valcour Operating Services, LLC | 56619 | Ellenburg | NY | Clinton | 1 | OP | Onshore Wind Turbine | WT | IPP Non-CHP | 2 | 81 | 81 | 81 | 5 | 2008 | 54 | GE | 1.5 SLE | 19 | 2 | 262
63858 | Valcour Operating Services, LLC | 56620 | Bliss | NY | Wyoming | 1 | OP | Onshore Wind Turbine | WT | IPP Non-CHP | 2 | 100.5 | 100.5 | 100.5 | 5 | 2008 | 67 | GE | 1.5 SLE | 19 | 2 | 262
59883 | NRG Energy Gas & Wind Holdings Inc | 56621 | Sleeping Bear LLC | OK | Harper | 1 | OP | Onshore Wind Turbine | WT | IPP Non-CHP | 2 | 94.5 | 94.5 | 94.5 | 10 | 2007 | 45 | Suzlon | S88-2100 | 19 | 2 | 262.4
15399 | Avangrid Power LLC | 56622 | Providence Heights Wind LLC | IL | Bureau | 1 | OP | Onshore Wind Turbine | WT | IPP Non-CHP | 2 | 72 | 72 | 72 | 8 | 2008 | 36 | Gamesa | G87-2.0 | 15.7 | 3 | 256
55880 | Telocaset Wind Power Partners | 56623 | Elkhorn Valley Wind Farm | OR | Union | EH1 | OP | Onshore Wind Turbine | WT | IPP Non-CHP | 2 | 100.7 | 100.7 | 100.7 | 12 | 2007 | 61 | Vestas | V82-1.65 | 17 | 2 | 240
57158 | Ewington Energy Systems, LLC | 56626 | Ewington Energy Systems, LLC | MN | Jackson | 1 | OP | Onshore Wind Turbine | WT | IPP Non-CHP | 2 | 22.5 | 20 | 20 | 1 | 2008 | 9 | GE | 2.5-116 | 17.2 | 2 | 262.4
12647 | ALLETE, Inc. | 56630 | Taconite Ridge 1 Wind Energy Center | MN | St Louis | 1 | OP | Onshore Wind Turbine | WT | Electric Utility | 1 | 25 | 25 | 25 | 5 | 2008 | 10 | Clipper | Liberty C96 | 20 | 2 | 262.4
59155 | Evergreen Wind, LLC | 56633 | Dutch Hill Wind Project | NY | Steuben | 1 | OP | Onshore Wind Turbine | WT | IPP Non-CHP | 2 | 37.5 | 37.5 | 37.5 | 1 | 2009 | 15 | GE | 2.5-116 | 19 | 2 | 262.4
59155 | Evergreen Wind, LLC | 56634 | Cohocton Wind Project | NY | Steuben | 1 | OP | Onshore Wind Turbine | WT | IPP Non-CHP | 2 | 87.5 | 87.5 | 87.5 | 1 | 2009 | 35 | GE | 2.5-116 | 19 | 2 | 262.4
55873 | Harvest Windfarm, LLC | 56635 | Harvest | MI | Huron | 1 | OP | Onshore Wind Turbine | WT | IPP Non-CHP | 2 | 52.8 | 51.2 | 51.2 | 1 | 2008 | 31 | Vestas | V82-1.65 | 14.3 | 2 | 262.4
55891 | Hot Springs Windfarm, LLC | 56636 | Mountain Home | ID | Elmore | 1 | OP | Onshore Wind Turbine | WT | IPP Non-CHP | 2 | 21 | 21 | 21 | 5 | 2008 | 10 | Suzlon | S88-2100 | 15.1 | 2 | 262.4
55890 | Bennett Creek Windfarm LLC | 56637 | Bennett Creek Windfarm LLC - Mountain Home | ID | Elmore | 1 | OP | Onshore Wind Turbine | WT | IPP Non-CHP | 2 | 21 | 21 | 21 | 7 | 2008 | 10 | Suzlon | S88-2100 | 15.1 | 2 | 262.4
61012 | AES Distributed Energy | 56638 | Buffalo Gap 3 Wind Farm | TX | Nolan | GEN1 | OP | Onshore Wind Turbine | WT | IPP Non-CHP | 2 | 170.2 | 170.2 | 170.2 | 8 | 2008 | 74 | Siemens | SWT-1.3-62 | 17 | 1 | 262
55931 | Orion Energy Group LLC | 56640 | Camp Grove Wind Farm | IL | STARK | 1 | OP | Onshore Wind Turbine | WT | IPP Non-CHP | 2 | 150 | 150 | 150 | 12 | 2007 | 100 | GE | 1.5 SLE | 15.5 | 2 | 262
49893 | Invenergy Services LLC | 56644 | Stanton Wind Energy LLC | TX | Martin | 1 | OP | Onshore Wind Turbine | WT | IPP Non-CHP | 2 | 120 | 120 | 120 | 2 | 2008 | 80 | GE | 1.5 SLE | 17.4 | 2 | 263
55901 | Osceola Windpower LLC | 56645 | Osceola Windpower LLC | IA | Osceola | CL25 | OP | Onshore Wind Turbine | WT | IPP Non-CHP | 2 | 98.2 | 98.2 | 98.2 | 7 | 2008 | 40 | Clipper | Liberty C96 | 19 | 2 | 262.4
56484 | Butler Ridge Wind Energy Center | 56647 | Butler Ridge | WI | Dodge | 1 | OP | Onshore Wind Turbine | WT | IPP Non-CHP | 2 | 54 | 54 | 54 | 2 | 2009 | 36 | GE | 1.5 XLE | 16.8 | 3 | 262.5
58353 | NextEra Energy Majestic Wind | 56648 | Majestic 1 Wind Farm | TX | Carson | 1 | OP | Onshore Wind Turbine | WT | IPP Non-CHP | 2 | 79.5 | 79.5 | 79.5 | 1 | 2009 | 53 | GE | 1.5 SLE | 19 | 2 | 262.5
55397 | NRG Energy Inc | 56649 | South Trent Wind Farm | TX | Nolan | 1 | OP | Onshore Wind Turbine | WT | IPP Non-CHP | 2 | 101.2 | 101.2 | 101.2 | 1 | 2009 | 44 | Siemens | SWT-2.3-93 | 20 | 2 | 240
59102 | Wessington Wind | 56650 | Wessington Springs | SD | Jerauld | 1 | OP | Onshore Wind Turbine | WT | IPP Non-CHP | 2 | 51 | 51 | 51 | 2 | 2009 | 34 | GE | 1.5 SLE | 19 | 2 | 262.5
65411 | Duke Energy Renewables Services | 56651 | North Allegheny Windpower Project | PA | Blair | 1 | OP | Onshore Wind Turbine | WT | IPP Non-CHP | 2 | 75 | 75 | 75 | 9 | 2009 | 35 | Gamesa | G87-2.0 | 14.9 | 2 | 272
56545 | Pattern Operators LP | 56654 | Hatchet Ridge Wind Project | CA | Shasta | 1 | OP | Onshore Wind Turbine | WT | IPP Non-CHP | 2 | 101.2 | 101.2 | 101.2 | 12 | 2010 | 44 | Siemens | SWT-2.3-93 | 19 | 2 | 262.4
56951 | Michigan Wind 2, LLC | 56659 | Michigan Wind 2 | MI | Sanilac | 1 | OP | Onshore Wind Turbine | WT | IPP Non-CHP | 2 | 90 | 90 | 90 | 12 | 2011 | 50 | Vestas | V100-1.8 | 15.1 | 3 | 311.7
56545 | Pattern Operators LP | 56661 | Pattern Gulf Wind | TX | Kenedy | 1 | OP | Onshore Wind Turbine | WT | IPP Non-CHP | 2 | 283.2 | 283.2 | 283.2 | 12 | 2008 | 118 | Mitsubishi | MWT-95/2.4 | 19 | 2 | 262.4
55918 | Acciona Wind Energy USA LLC | 56665 | Dempsey Ridge Wind Farm | OK | Roger Mills | DR | OP | Onshore Wind Turbine | WT | IPP Non-CHP | 2 | 132 | 132 | 132 | 5 | 2012 | 66 | Gamesa | G90-2.0 | 18.8 | 2 | 255.9
14354 | PacifiCorp | 56666 | Goodnoe Hills | WA | Klickitat | 1 | OP | Onshore Wind Turbine | WT | Electric Utility | 1 | 103.4 | 94 | 94 | 6 | 2008 | 47 | Vestas | V110-2.0 | 19 | 2 | 285.4
55918 | Acciona Wind Energy USA LLC | 56669 | Tatanka Wind Power LLC | ND | Dickey | TW1 | OP | Onshore Wind Turbine | WT | IPP Non-CHP | 2 | 180 | 180 | 180 | 1 | 2008 | 120 | Acciona | AW77/1500 | 18.8 | 2 | 262.4
55918 | Acciona Wind Energy USA LLC | 56670 | Velva Windfarm LLC | ND | McHenry | VW1 | OP | Onshore Wind Turbine | WT | IPP Non-CHP | 2 | 11.9 | 11.9 | 11.9 | 12 | 2005 | 18 | Vestas | V47-660 | 19 | 2 | 215
55922 | Whirlwind Energy LLC | 56673 | Whirlwind Energy Center | TX | Floyd | WEC | OP | Onshore Wind Turbine | WT | IPP Non-CHP | 2 | 59.8 | 57 | 57 | 12 | 2007 | 26 | Siemens | SWT-2.3-93 | 17.7 | 2 | 262.4
12341 | MidAmerican Energy Co | 56677 | Charles City Wind Farm | IA | Floyd | CCWF | OP | Onshore Wind Turbine | WT | Electric Utility | 1 | 80 | 75 | 75 | 4 | 2008 | 50 | GE | 1.6-87 | 16.8 | 3 | 263
55931 | Orion Energy Group LLC | 56679 | Benton County Wind Farm | IN | Benton | 1 | OP | Onshore Wind Turbine | WT | IPP Non-CHP | 2 | 130.5 | 130.5 | 130.5 | 5 | 2008 | 87 | GE | 1.5 SLE | 15.4 | 2 | 262
64632 | Forward Windpower, LLC | 56699 | Forward Windpower LLC | PA | Somerset | 1 | OP | Onshore Wind Turbine | WT | IPP Non-CHP | 2 | 29.4 | 29.4 | 29.4 | 4 | 2008 | 14 | Suzlon | S88-2100 | 19 | 2 | 262.4
64650 | Lookout Windpower, LLC | 56700 | Lookout Windpower LLC | PA | Somerset | 1 | OP | Onshore Wind Turbine | WT | IPP Non-CHP | 2 | 37.8 | 37.8 | 37.8 | 10 | 2008 | 18 | Suzlon | S88-2100 | 19 | 2 | 262.4
19281 | Turlock Irrigation District | 56702 | Tuolumne Wind Project | WA | Klickitat | WPT1 | OP | Onshore Wind Turbine | WT | Electric Utility | 1 | 136.3 | 136.3 | 136.3 | 5 | 2009 | 62 | Siemens | SWT-2.3-93 | 16.5 | 3 | 262.4
13781 | Northern States Power Co - Minnesota | 56750 | Jeffers Wind 20 LLC | MN | Cottonwood | 1 | OP | Onshore Wind Turbine | WT | Electric Utility | 1 | 50 | 43.1 | 43.1 | 10 | 2008 | 20 | Clipper | Liberty C96 | 18.3 | 2 | 262.4
64661 | Spanish Fork Wind Park 2, LLC | 56751 | Spanish Fork Wind Park 2 LLC | UT | Utah | 1 | OP | Onshore Wind Turbine | WT | IPP Non-CHP | 2 | 18.9 | 18.9 | 18.9 | 7 | 2008 | 9 | Suzlon | S88-2100 | 19 | 2 | 262.4
64651 | Mountain Wind Power LLC | 56752 | Mountain Wind Power LLC | WY | Uinta | 1 | OP | Onshore Wind Turbine | WT | IPP Non-CHP | 2 | 61 | 61 | 61 | 7 | 2008 | 29 | Suzlon | S88-2100 | 19 | 2 | 262.4
64652 | Mountain Wind Power II LLC | 56753 | Mountain Wind Power II LLC | WY | Uinta | 1 | OP | Onshore Wind Turbine | WT | IPP Non-CHP | 2 | 80 | 80 | 80 | 9 | 2008 | 38 | Suzlon | S88-2100 | 19 | 2 | 262.4
64644 | Goat Wind LLC | 56754 | Goat Wind LP | TX | Sterling | 1 | OP | Onshore Wind Turbine | WT | IPP Non-CHP | 2 | 80 | 80 | 80 | 4 | 2008 | 80 | Mitsubishi | MWT-1000A | 19 | 2 | 226
64644 | Goat Wind LLC | 56754 | Goat Wind LP | TX | Sterling | 2 | OP | Onshore Wind Turbine | WT | IPP Non-CHP | 2 | 69.6 | 69.6 | 69.6 | 6 | 2009 | 29 | Mitsubishi | MWT-95/2.4 | 19 | 2 | 262.4
66952 | Aspenall Energies (Delaware), LLC | 56755 | Odin Wind Farm LLC | MN | Cottonwood | 1 | OP | Onshore Wind Turbine | WT | IPP Non-CHP | 2 | 20 | 20 | 20 | 5 | 2008 | 10 | Suzlon | S88-2100 | 19 | 2 | 262.4
55958 | Capricorn Ridge Wind LLC | 56763 | Capricorn Ridge Wind LLC | TX | Sterling | 1 | OP | Onshore Wind Turbine | WT | IPP Non-CHP | 2 | 149.5 | 149.5 | 149.5 | 11 | 2007 | 65 | GE | 1.5 SLE | 19 | 2 | 262.4
55958 | Capricorn Ridge Wind LLC | 56763 | Capricorn Ridge Wind LLC | TX | Sterling | 2 | OP | Onshore Wind Turbine | WT | IPP Non-CHP | 2 | 214.5 | 214.5 | 214.5 | 11 | 2007 | 143 | Siemens | SWT-2.3-82 | 19 | 2 | 262.4
55958 | Capricorn Ridge Wind LLC | 56763 | Capricorn Ridge Wind LLC | TX | Sterling | 3 | OP | Onshore Wind Turbine | WT | IPP Non-CHP | 2 | 186 | 186 | 186 | 4 | 2008 | 124 | GE | 1.5 SLE | 19 | 2 | 262.4
55958 | Capricorn Ridge Wind LLC | 56763 | Capricorn Ridge Wind LLC | TX | Sterling | 4 | OP | Onshore Wind Turbine | WT | IPP Non-CHP | 2 | 112.5 | 112.5 | 112.5 | 5 | 2008 | 75 | GE | 1.5 SLE | 19 | 2 | 262.4
15399 | Avangrid Power LLC | 56764 | Winnebago Wind Power Project | IA | Winnebago | 1 | OP | Onshore Wind Turbine | WT | IPP Non-CHP | 2 | 20 | 20 | 20 | 9 | 2008 | 10 | Gamesa | G87-2.0 | 18.3 | 2 | 262
15399 | Avangrid Power LLC | 56765 | Barton Windpower LLC | IA | Worth | 1 | OP | Onshore Wind Turbine | WT | IPP Non-CHP | 2 | 28 | 28 | 28 | 6 | 2009 | 14 | Gamesa | G87-2.0 | 16.5 | 3 | 256
15399 | Avangrid Power LLC | 56765 | Barton Windpower LLC | IA | Worth | 2 | OP | Onshore Wind Turbine | WT | IPP Non-CHP | 2 | 132 | 132 | 132 | 6 | 2009 | 66 | Gamesa | G87-2.0 | 17.8 | 2 | 256
15399 | Avangrid Power LLC | 56767 | Farmers City Wind LLC | MO | Atchison | 1 | OP | Onshore Wind Turbine | WT | IPP Non-CHP | 2 | 146 | 146 | 146 | 4 | 2009 | 73 | Gamesa | G87-2.0 | 15.1 | 3 | 256
15399 | Avangrid Power LLC | 56770 | Locust Ridge II LLC | PA | Schuylkill | 1 | OP | Onshore Wind Turbine | WT | IPP Non-CHP | 2 | 102 | 102 | 102 | 5 | 2009 | 51 | Gamesa | G87-2.0 | 15.5 | 3 | 256
62076 | Silver Star I Power Partners LLC | 56771 | Silver Star I Wind Power Project | TX | Erath | 1 | OP | Onshore Wind Turbine | WT | IPP Non-CHP | 2 | 52.8 | 52.8 | 52.8 | 9 | 2008 | 24 | Vestas | V110-2.0 | 19 | 2 | 262.4
49893 | Invenergy Services LLC | 56773 | McAdoo Wind Energy LLC | TX | Dickens | 1 | OP | Onshore Wind Turbine | WT | IPP Non-CHP | 2 | 150 | 150 | 150 | 9 | 2008 | 100 | GE | 1.5 SLE | 19.5 | 2 | 263
49893 | Invenergy Services LLC | 56774 | Turkey Track Wind Energy LLC | TX | Nolan | 1 | OP | Onshore Wind Turbine | WT | IPP Non-CHP | 2 | 169.5 | 169.5 | 169.5 | 11 | 2008 | 113 | GE | 1.5 SLE | 17.4 | 2 | 263
49893 | Invenergy Services LLC | 56775 | Scurry County Wind II | TX | Scurry | 1 | OP | Onshore Wind Turbine | WT | IPP Non-CHP | 2 | 120 | 120 | 120 | 12 | 2007 | 80 | GE | 1.5 SLE | 18.6 | 2 | 263
49893 | Invenergy Services LLC | 56776 | Gunsight Mountain Wind Energy LLC | TX | Howard | 1 | OP | Onshore Wind Turbine | WT | IPP Non-CHP | 2 | 120 | 120 | 120 | 6 | 2016 | 67 | GE | 1.79-100 | 17.9 | 2 | 262.4
55963 | AE Power Services LLC | 56777 | Fowler Ridge Wind Farm LLC | IN | Benton | FIA | OP | Onshore Wind Turbine | WT | IPP Non-CHP | 2 | 101.3 | 101.3 | 101.3 | 3 | 2009 | 61 | Vestas | V82-1.65 | 19 | 2 | 262.4
55963 | AE Power Services LLC | 56777 | Fowler Ridge Wind Farm LLC | IN | Benton | FIB | OP | Onshore Wind Turbine | WT | IPP Non-CHP | 2 | 100 | 100 | 100 | 3 | 2009 | 61 | Vestas | V82-1.65 | 19 | 2 | 262.4
55963 | AE Power Services LLC | 56777 | Fowler Ridge Wind Farm LLC | IN | Benton | FIC | OP | Onshore Wind Turbine | WT | IPP Non-CHP | 2 | 88 | 88 | 88 | 8 | 2023 | 40 | Vestas | V120-2.2 | 19 | 2 | 262.4
55963 | AE Power Services LLC | 56777 | Fowler Ridge Wind Farm LLC | IN | Benton | FII | OP | Onshore Wind Turbine | WT | IPP Non-CHP | 2 | 200 | 200 | 200 | 12 | 2009 | 133 | GE | 1.5 S | 19 | 2 | 262.4
55963 | AE Power Services LLC | 56777 | Fowler Ridge Wind Farm LLC | IN | Benton | FIII | OP | Onshore Wind Turbine | WT | IPP Non-CHP | 2 | 99 | 99 | 99 | 2 | 2009 | 60 | Vestas | V82-1.65 | 19 | 2 | 262.4
12199 | Montana-Dakota Utilities Co | 56782 | Diamond Willow Wind Facility | MT | Fallon | DIAW | OP | Onshore Wind Turbine | WT | Electric Utility | 1 | 30 | 30 | 30 | 12 | 2007 | 20 | GE | 1.5-77 | 12 | 2 | 262.5
55981 | Elbow Creek Wind Project LLC | 56783 | Elbow Creek Wind Project LLC | TX | Howard | 1 | OP | Onshore Wind Turbine | WT | IPP Non-CHP | 2 | 121.9 | 121.9 | 121.9 | 12 | 2008 | 53 | Siemens | SWT-2.3-93 | 27 | 2 | 240
55990 | Cloud County Windfarm, LLC | 56784 | Cloud County Wind Farm | KS | Cloud | 1 | OP | Onshore Wind Turbine | WT | IPP Non-CHP | 2 | 105 | 105 | 105 | 12 | 2008 | 35 | Vestas | V90-3.0 | 18.3 | 2 | 262
55990 | Cloud County Windfarm, LLC | 56784 | Cloud County Wind Farm | KS | Cloud | 2 | OP | Onshore Wind Turbine | WT | IPP Non-CHP | 2 | 96 | 96 | 96 | 12 | 2008 | 32 | Vestas | V90-3.0 | 17.6 | 2 | 262
15399 | Avangrid Power LLC | 56789 | Pebble Springs Wind LLC | OR | Gilliam | 1 | OP | Onshore Wind Turbine | WT | IPP Non-CHP | 2 | 98.7 | 98.7 | 98.7 | 1 | 2009 | 47 | Suzlon | S52 | 13.2 | 4 | 259
15399 | Avangrid Power LLC | 56790 | Hay Canyon Wind Power LLC | OR | Sherman | 1 | OP | Onshore Wind Turbine | WT | IPP Non-CHP | 2 | 100.8 | 100.8 | 100.8 | 2 | 2009 | 48 | Suzlon | S88-2100 | 13.7 | 4 | 259
15399 | Avangrid Power LLC | 56791 | Dillon Wind LLC | CA | Riverside | 1 | OP | Onshore Wind Turbine | WT | IPP Non-CHP | 2 | 45 | 45 | 45 | 4 | 2008 | 45 | Mitsubishi | MWT-62/1.0 | 16.1 | 3 | 226
15399 | Avangrid Power LLC | 56792 | Buffalo Ridge I LLC | SD | Brookings | 1 | OP | Onshore Wind Turbine | WT | IPP Non-CHP | 2 | 50.4 | 50.4 | 50.4 | 4 | 2009 | 24 | Suzlon | S88-2100 | 18.4 | 2 | 259
15399 | Avangrid Power LLC | 56793 | Elm Creek Wind LLC | MN | Jackson | 1 | OP | Onshore Wind Turbine | WT | IPP Non-CHP | 2 | 99 | 99 | 99 | 12 | 2008 | 66 | GE | 1.5 SLE | 17.6 | 2 | 262
15399 | Avangrid Power LLC | 56794 | Moraine II Wind LLC | MN | Pipestone | 1 | OP | Onshore Wind Turbine | WT | IPP Non-CHP | 2 | 49.5 | 49.5 | 49.5 | 2 | 2009 | 33 | GE | 1.5 SLE | 18 | 2 | 262
15399 | Avangrid Power LLC | 56795 | Penascal Wind Power LLC | TX | Kenedy | 1 | OP | Onshore Wind Turbine | WT | IPP Non-CHP | 2 | 201.6 | 201.6 | 201.6 | 4 | 2009 | 84 | Mitsubishi | MWT-92/2.4 | 16.9 | 3 | 262
15399 | Avangrid Power LLC | 56796 | South Chestnut LLC | PA | Fayette | 1 | OP | Onshore Wind Turbine | WT | IPP Non-CHP | 2 | 50.4 | 50.4 | 50.4 | 4 | 2012 | 23 | Gamesa | G90-2.0 | 16.3 | 3 | 256
55992 | Pioneer Prairie Wind Farm I, LLC | 56797 | Pioneer Prairie Wind Farm | IA | Mitchell | 1 | OP | Onshore Wind Turbine | WT | IPP Non-CHP | 2 | 300 | 300 | 300 | 10 | 2008 | 182 | Vestas | V82-1.65 | 15.8 | 2 | 265
8797 | Hull Municipal Light Plant | 56800 | Hull Wind II | MA | Plymouth | HW2 | OP | Onshore Wind Turbine | WT | Electric Utility | 1 | 1.8 | 1.8 | 1.8 | 5 | 2006 | 1 | Vestas | V80-1.8 | 12 | 1 | 220
55918 | Acciona Wind Energy USA LLC | 56804 | Red Hills Wind Project LLC | OK | Roger Mills | RH | OP | Onshore Wind Turbine | WT | IPP Non-CHP | 2 | 123 | 123 | 123 | 12 | 2008 | 82 | Acciona | AW77/1500 | 19 | 2 | 262.4
55918 | Acciona Wind Energy USA LLC | 56805 | EcoGrove Wind LLC | IL | Stephenson | 1 | OP | Onshore Wind Turbine | WT | IPP Non-CHP | 2 | 100.5 | 100.5 | 100.5 | 7 | 2009 | 67 | Acciona | AW82/1500 | 16.8 | 3 | 262.4
12341 | MidAmerican Energy Co | 56809 | Carroll Wind Farm | IA | Carroll | CWF | OP | Onshore Wind Turbine | WT | Electric Utility | 1 | 159.1 | 150 | 150 | 12 | 2008 | 100 | GE | 1.5 SLE | 16.8 | 3 | 263
12341 | MidAmerican Energy Co | 56810 | Adair Wind Farm | IA | Adair | AWF | OP | Onshore Wind Turbine | WT | Electric Utility | 1 | 174.8 | 174.8 | 174.8 | 12 | 2008 | 76 | Siemens | SWT-2.3-93 | 16.8 | 3 | 262.4
12341 | MidAmerican Energy Co | 56811 | Walnut Wind Farm | IA | Pottawattamie | WWF | OP | Onshore Wind Turbine | WT | Electric Utility | 1 | 165.2 | 150 | 150 | 12 | 2008 | 102 | GE | 1.5 SLE | 16.8 | 3 | 263
22500 | Evergy Kansas Central, Inc | 56818 | Central Plains Wind Farm | KS | Wichita | 1 | OP | Onshore Wind Turbine | WT | Electric Utility | 1 | 99 | 99 | 99 | 3 | 2009 | 33 | Vestas | V90-3.0 | 19.7 | 1 | 262.4
22500 | Evergy Kansas Central, Inc | 56819 | Flat Ridge Wind Farm | KS | Barber | 1 | OP | Onshore Wind Turbine | WT | Electric Utility | 1 | 50 | 50 | 50 | 2 | 2009 | 20 | Clipper | Liberty C96 | 19 | 2 | 262.4
56033 | Hackberry Wind LLC | 56823 | Hackberry Wind Farm | TX | Shackelford | HWFG1 | OP | Onshore Wind Turbine | WT | IPP Non-CHP | 2 | 165.6 | 162.3 | 162.3 | 12 | 2008 | 72 | Siemens | SWT-2.3-93 | 15.6 | 2 | 262.4
63166 | Marshall Wind Farm, LLC | 56824 | Marshall Wind 2 LLC | MN | Lyon | 1 | OP | Onshore Wind Turbine | WT | IPP Non-CHP | 2 | 4.2 | 4.2 | 4.2 | 12 | 2007 | 2 | Suzlon | S88-2100 | 18.6 | 2 | 262.4
63166 | Marshall Wind Farm, LLC | 56825 | Marshall Wind 3 LLC | MN | Lyon | 1 | OP | Onshore Wind Turbine | WT | IPP Non-CHP | 2 | 4.2 | 4.2 | 4.2 | 12 | 2007 | 2 | Suzlon | S88-2100 | 18.6 | 2 | 262.4
63166 | Marshall Wind Farm, LLC | 56826 | Marshall Wind 4 LLC | MN | Lyon | 1 | OP | Onshore Wind Turbine | WT | IPP Non-CHP | 2 | 4.2 | 4.2 | 4.2 | 12 | 2007 | 2 | Suzlon | S88-2100 | 18.6 | 2 | 262.4
63166 | Marshall Wind Farm, LLC | 56827 | Marshall Wind 5 LLC | MN | Lyon | 1 | OP | Onshore Wind Turbine | WT | IPP Non-CHP | 2 | 2.1 | 2.1 | 2.1 | 12 | 2007 | 1 | Suzlon | S88-2100 | 18.6 | 2 | 262.4
63166 | Marshall Wind Farm, LLC | 56828 | Marshall Wind 6 LLC | MN | Lyon | 1 | OP | Onshore Wind Turbine | WT | IPP Non-CHP | 2 | 2.1 | 2.1 | 2.1 | 12 | 2007 | 1 | Suzlon | S88-2100 | 18.6 | 2 | 262.4
61191 | Helix Maine Wind Development, LLC | 56829 | Kibby Wind Facility | ME | Franklin | 1 | OP | Onshore Wind Turbine | WT | IPP Non-CHP | 2 | 66 | 66 | 66 | 10 | 2009 | 22 | Vestas | V90-3.0 | 22.4 | 1 | 262
61191 | Helix Maine Wind Development, LLC | 56829 | Kibby Wind Facility | ME | Franklin | 2 | OP | Onshore Wind Turbine | WT | IPP Non-CHP | 2 | 66 | 66 | 66 | 10 | 2010 | 22 | Vestas | V90-3.0 | 22.4 | 1 | 262
20860 | Wisconsin Public Service Corp | 56831 | Crane Creek Wind Energy Center | IA | Howard | 1 | OP | Onshore Wind Turbine | WT | Electric Utility | 1 | 99 | 99 | 99 | 12 | 2009 | 66 | GE | 1.5 SLE | 17.8 | 2 | 262
65983 | UPC Power Solutions | 56835 | Ribeye Wind (11) LLC | TX | Moore | 1 | OP | Onshore Wind Turbine | WT | IPP Non-CHP | 2 | 10 | 10 | 10 | 5 | 2008 | 8 | Suzlon | S64-1250 | 18.1 | 2 | 244.4
65983 | UPC Power Solutions | 56836 | T-Bone Wind (10) LLC | TX | Moore | 1 | OP | Onshore Wind Turbine | WT | IPP Non-CHP | 2 | 8.8 | 8.8 | 8.8 | 5 | 2008 | 7 | Suzlon | S64-1250 | 18.1 | 2 | 244.4
65983 | UPC Power Solutions | 56837 | Tri-Tip Wind (9) LLC | TX | Moore | 1 | OP | Onshore Wind Turbine | WT | IPP Non-CHP | 2 | 10 | 10 | 10 | 4 | 2008 | 8 | Suzlon | S64-1250 | 18.1 | 2 | 241.1
65983 | UPC Power Solutions | 56838 | Brisket Wind (8) LLC | TX | Moore | 1 | OP | Onshore Wind Turbine | WT | IPP Non-CHP | 2 | 10 | 10 | 10 | 4 | 2008 | 8 | Suzlon | S64-1250 | 18.1 | 2 | 241.1
65983 | UPC Power Solutions | 56839 | Flat Iron Wind (7) LLC | TX | Moore | 1 | OP | Onshore Wind Turbine | WT | IPP Non-CHP | 2 | 10 | 10 | 10 | 4 | 2008 | 8 | Suzlon | S64-1250 | 18.1 | 2 | 244.4
63166 | Marshall Wind Farm, LLC | 56840 | Marshall Wind 1 LLC | MN | Lyon | 1 | OP | Onshore Wind Turbine | WT | IPP Non-CHP | 2 | 2.1 | 2.1 | 2.1 | 12 | 2007 | 1 | Suzlon | S88-2100 | 18.6 | 2 | 262.4
14354 | PacifiCorp | 56841 | Glenrock | WY | Converse | 1 | OP | Onshore Wind Turbine | WT | Electric Utility | 1 | 119.6 | 99 | 99 | 12 | 2008 | 66 | GE | 1.85-87 | 19 | 2 | 262
14354 | PacifiCorp | 56841 | Glenrock | WY | Converse | 2 | OP | Onshore Wind Turbine | WT | Electric Utility | 1 | 46 | 39 | 39 | 1 | 2009 | 26 | GE | 1.85-87 | 19 | 2 | 262
14354 | PacifiCorp | 56842 | Rolling Hills | WY | Converse | 1 | OP | Onshore Wind Turbine | WT | Electric Utility | 1 | 115.8 | 99 | 99 | 1 | 2009 | 66 | GE | 1.85-87 | 19 | 2 | 262
14354 | PacifiCorp | 56843 | Seven Mile Hill | WY | Carbon | 1 | OP | Onshore Wind Turbine | WT | Electric Utility | 1 | 122.1 | 99 | 99 | 12 | 2008 | 66 | GE | 1.85-87 | 19 | 2 | 262
14354 | PacifiCorp | 56843 | Seven Mile Hill | WY | Carbon | 2 | OP | Onshore Wind Turbine | WT | Electric Utility | 1 | 24.1 | 19.5 | 19.5 | 12 | 2008 | 13 | GE | 1.85-87 | 19 | 2 | 262
56073 | Wheat Field Wind Power Project LLC | 56854 | Wheat Field Wind Power Project | OR | Gilliam | GEN1 | OP | Onshore Wind Turbine | WT | IPP Non-CHP | 2 | 102.9 | 102.9 | 102.9 | 2 | 2009 | 46 | Suzlon | S88-2100 | 19 | 2 | 262.5
56074 | Arlington Wind Power Project LLC | 56855 | Arlington Wind Power Project | OR | Gilliam | GEN1 | OP | Onshore Wind Turbine | WT | IPP Non-CHP | 2 | 102.9 | 102.9 | 102.9 | 12 | 2008 | 49 | Suzlon | S88-2100 | 19 | 2 | 262.5
56075 | Rail Splitter Wind Farm LLC | 56856 | Rail Splitter Wind Farm | IL | Tazewell | GEN1 | OP | Onshore Wind Turbine | WT | IPP Non-CHP | 2 | 100.5 | 100.5 | 100.5 | 8 | 2009 | 67 | GE | 1.5 SLE | 19 | 2 | 262
56072 | Marble River, LLC | 56857 | Marble River Wind Farm | NY | Clinton | GEN1 | OP | Onshore Wind Turbine | WT | IPP Non-CHP | 2 | 215.3 | 215.3 | 215.3 | 11 | 2012 | 70 | Vestas | V112-3.0 | 19 | 2 | 308
56071 | Sagebrush Power Partners, LLC | 56858 | Sagebrush Power Partners | WA | Kittitas | GEN1 | OP | Onshore Wind Turbine | WT | IPP Non-CHP | 2 | 100.7 | 100.7 | 100.7 | 11 | 2010 | 61 | Suzlon | S88-2100 | 17 | 2 | 246
58439 | Junction Hilltop Management LLC | 56859 | Crosswind Energy Project | IA | Palo Alto | 1 | OP | Onshore Wind Turbine | WT | IPP Non-CHP | 2 | 21 | 21 | 21 | 6 | 2007 | 10 | Suzlon | S88-2100 | 19 | 2 | 262.4
58439 | Junction Hilltop Management LLC | 56860 | Hardin Hilltop Wind LLC | IA | Greene | 1 | OP | Onshore Wind Turbine | WT | IPP Non-CHP | 2 | 14.7 | 14.7 | 14.7 | 5 | 2007 | 7 | Suzlon | S88-2100 | 19 | 2 | 262.4
57170 | EDF Renewable Asset Holdings, Inc. | 56874 | Shiloh Wind Project 2 LLC | CA | Solano | TBD | OP | Onshore Wind Turbine | WT | IPP Non-CHP | 2 | 150 | 150 | 150 | 1 | 2009 | 75 | Senvion | MM92 | 19 | 2 | 262.4
57170 | EDF Renewable Asset Holdings, Inc. | 56876 | Wapsipinicon Wind Project | MN | Mower | TBD | OP | Onshore Wind Turbine | WT | IPP Non-CHP | 2 | 100.5 | 100.5 | 100.5 | 2 | 2009 | 67 | GE | 1.5 SLE | 19 | 2 | 262.4
9273 | AES Indiana | 56878 | Hoosier Wind Project LLC | IN | Benton | TBD | OP | Onshore Wind Turbine | WT | Electric Utility | 1 | 106 | 106 | 106 | 11 | 2009 | 50 | Senvion | MM92 | 19 | 2 | 257.5
55963 | AE Power Services LLC | 56879 | Flat Ridge Wind Energy LLC | KS | Barber | 1 | OP | Onshore Wind Turbine | WT | IPP Non-CHP | 2 | 44 | 44 | 44 | 3 | 2009 | 20 | Vestas | V110-2.0 | 19 | 3 | 262.4
63858 | Valcour Operating Services, LLC | 56901 | Altona | NY | Clinton | 1 | OP | Onshore Wind Turbine | WT | IPP Non-CHP | 2 | 97.5 | 97.5 | 97.5 | 4 | 2009 | 65 | GE | 1.5 SLE | 19 | 2 | 262
63858 | Valcour Operating Services, LLC | 56902 | Wethersfield | NY | Wyoming | 1 | OP | Onshore Wind Turbine | WT | IPP Non-CHP | 2 | 126 | 126 | 126 | 4 | 2009 | 84 | GE | 1.5 SLE | 19 | 2 | 262
63858 | Valcour Operating Services, LLC | 56904 | Chateaugay | NY | Franklin | 1 | OP | Onshore Wind Turbine | WT | IPP Non-CHP | 2 | 106.5 | 106.5 | 106.5 | 4 | 2009 | 71 | GE | 1.5 SLE | 14 | 2 | 262
61671 | Great Plains Windpark Legacy LLC | 56905 | Great Plains Windpark LLC | TX | Hansford | 1 | OP | Onshore Wind Turbine | WT | IPP Non-CHP | 2 | 114 | 114 | 114 | 1 | 2009 | 76 | GE | 1.5 SLE | 19 | 2 | 262
55799 | FPL Energy Langdon Wind LLC | 56912 | Langdon Wind II LLC | ND | Cavalier | GE15 | OP | Onshore Wind Turbine | WT | IPP Non-CHP | 2 | 40.5 | 40.5 | 40.5 | 9 | 2008 | 27 | GE | 1.5 SLE | 19 | 2 | 262.5
56121 | Osceola Windpower II | 56913 | Osceola Windpower II | IA | Osceola | CL25 | OP | Onshore Wind Turbine | WT | IPP Non-CHP | 2 | 49.6 | 49.6 | 49.6 | 9 | 2008 | 20 | Clipper | Liberty C96 | 19 | 2 | 262.4
56122 | FPL Energy Ashtabula Wind LLC | 56919 | FPL Energy Ashtabula Wind LLC | ND | Barnes | GE15 | OP | Onshore Wind Turbine | WT | IPP Non-CHP | 2 | 148.5 | 148.5 | 148.5 | 12 | 2008 | 99 | GE | 1.5 SLE | 19 | 2 | 262.5
56215 | Big Sky Wind, LLC | 56920 | Panther Creek Wind Farm I | TX | Howard | 1 | OP | Onshore Wind Turbine | WT | IPP Non-CHP | 2 | 142.5 | 153.9 | 153.9 | 7 | 2008 | 95 | GE | 1.5 SLE | 18.8 | 2 | 262.4
56215 | Big Sky Wind, LLC | 56921 | Panther Creek Wind Farm II | TX | Glasscock | 1 | OP | Onshore Wind Turbine | WT | IPP Non-CHP | 2 | 115.5 | 124.7 | 124.7 | 12 | 2008 | 77 | GE | 1.5 SLE | 18.1 | 2 | 262.4
56123 | FPL Energy Crystal Lake Wind LLC | 56923 | FPL Energy Crystal Lake Wind LLC | IA | Hancock | GE15 | OP | Onshore Wind Turbine | WT | IPP Non-CHP | 2 | 150 | 150 | 150 | 12 | 2008 | 100 | GE | 1.5 S | 19 | 2 | 262.5
56119 | FPL Energy Story Wind LLC | 56924 | FPL Energy Story Wind LLC | IA | Story | GE15 | OP | Onshore Wind Turbine | WT | IPP Non-CHP | 2 | 150 | 150 | 150 | 12 | 2008 | 100 | GE | 1.5 SLE | 19 | 2 | 262.5
56124 | FPL Energy Crystal Lake Wind II LLC | 56925 | FPL Energy Crystal Lake Wind II LLC | IA | Hancock | CL25 | OP | Onshore Wind Turbine | WT | IPP Non-CHP | 2 | 200 | 199 | 199 | 1 | 2009 | 80 | Clipper | Liberty C96 | 19 | 2 | 262.4
56159 | Threemile Canyon Wind I, LLC | 56933 | Threemile Canyon | OR | Morrow | 1 | OP | Onshore Wind Turbine | WT | IPP Non-CHP | 2 | 9.9 | 9.9 | 9.9 | 7 | 2009 | 6 | Vestas | V82-1.65 | 13.4 | 2 | 262.4
56158 | Cassia Wind Farm, LLC | 56934 | Cassia Wind | ID | Twin Falls | 1 | OP | Onshore Wind Turbine | WT | IPP Non-CHP | 2 | 8.4 | 8.4 | 8.4 | 3 | 2009 | 4 | Suzlon | S88-2100 | 15.2 | 2 | 262.4
56157 | Cassia Gulch Wind Park, LLC | 56935 | Cassia Gulch | ID | Twin Falls | 1 | OP | Onshore Wind Turbine | WT | IPP Non-CHP | 2 | 18.9 | 18.9 | 18.9 | 3 | 2009 | 9 | Suzlon | S88-2100 | 15.2 | 2 | 262.4
49893 | Invenergy Services LLC | 56941 | Grand Ridge Wind Energy Center | IL | LaSalle | 1 | OP | Onshore Wind Turbine | WT | IPP Non-CHP | 2 | 99 | 99 | 99 | 10 | 2008 | 66 | GE | 1.5 SLE | 18.3 | 2 | 263
49893 | Invenergy Services LLC | 56941 | Grand Ridge Wind Energy Center | IL | LaSalle | 2 | OP | Onshore Wind Turbine | WT | IPP Non-CHP | 2 | 51 | 51 | 51 | 12 | 2009 | 34 | GE | 1.5 SLE | 17.2 | 2 | 263
49893 | Invenergy Services LLC | 56941 | Grand Ridge Wind Energy Center | IL | LaSalle | 3 | OP | Onshore Wind Turbine | WT | IPP Non-CHP | 2 | 49.5 | 49.5 | 49.5 | 12 | 2009 | 33 | GE | 1.5 SLE | 17.2 | 2 | 263
49893 | Invenergy Services LLC | 56941 | Grand Ridge Wind Energy Center | IL | LaSalle | 4 | OP | Onshore Wind Turbine | WT | IPP Non-CHP | 2 | 10.5 | 10.5 | 10.5 | 12 | 2009 | 7 | GE | 1.5 SLE | 17.2 | 2 | 263
20860 | Wisconsin Public Service Corp | 56942 | Forward Wind Energy Center | WI | Dodge | 1 | OP | Onshore Wind Turbine | WT | Electric Utility | 1 | 99 | 99 | 99 | 7 | 2008 | 86 | GE | 1.5 SLE | 17 | 2 | 263
20860 | Wisconsin Public Service Corp | 56942 | Forward Wind Energy Center | WI | Dodge | 2 | OP | Onshore Wind Turbine | WT | Electric Utility | 1 | 30 | 30 | 30 | 5 | 2009 | 20 | GE | 1.5 SLE | 17 | 2 | 263
64648 | High Lonesome Mesa, LLC | 56945 | High Lonesome Mesa LLC | NM | Torrance | 1 | OP | Onshore Wind Turbine | WT | IPP Non-CHP | 2 | 100 | 100 | 100 | 7 | 2009 | 40 | Clipper | Liberty C96 | 19 | 2 | 262.4
64633 | Buffalo Bear, LLC | 56946 | Buffalo Bear LLC | OK | Harper | 1 | OP | Onshore Wind Turbine | WT | IPP Non-CHP | 2 | 18.9 | 18.9 | 18.9 | 12 | 2008 | 9 | Suzlon | S88-2100 | 19 | 2 | 262.4
64631 | Elkhorn Ridge Wind, LLC | 56947 | Elkhorn Ridge Wind LLC | NE | Knox | 1 | OP | Onshore Wind Turbine | WT | IPP Non-CHP | 2 | 81 | 81 | 81 | 3 | 2009 | 27 | Vestas | V90-3.0 | 22 | 1 | 262.4
49893 | Invenergy Services LLC | 56952 | Willow Creek Energy Center | OR | Morrow | 1 | OP | Onshore Wind Turbine | WT | IPP Non-CHP | 2 | 72 | 72 | 72 | 1 | 2009 | 48 | GE | 1.5 SLE | 15.2 | 2 | 263
49893 | Invenergy Services LLC | 56953 | High Sheldon Wind Farm | NY | Wyoming | 1 | OP | Onshore Wind Turbine | WT | IPP Non-CHP | 2 | 112.5 | 112 | 112 | 2 | 2009 | 75 | GE | 1.5 SLE | 15 | 2 | 263
56222 | Bull Creek Wind LLC | 56956 | Bull Creek Wind | TX | Borden | 001 | OP | Onshore Wind Turbine | WT | IPP Non-CHP | 2 | 180 | 180 | 180 | 12 | 2008 | 180 | Mitsubishi | MWT-62/1.0 | 14 | 2 | 226
65411 | Duke Energy Renewables Services | 56959 | Ocotillo Windpower | TX | Howard | OWF | OP | Onshore Wind Turbine | WT | IPP Non-CHP | 2 | 58.8 | 58.8 | 58.8 | 9 | 2008 | 28 | Suzlon | S88-2100 | 14.9 | 2 | 272
65411 | Duke Energy Renewables Services | 56960 | Happy Jack Windpower Project | WY | Laramie | HJW01 | OP | Onshore Wind Turbine | WT | IPP Non-CHP | 2 | 29.4 | 29.4 | 29.4 | 8 | 2008 | 14 | Suzlon | S88-2100 | 16.6 | 2 | 272
65411 | Duke Energy Renewables Services | 56961 | Notrees Windpower Hybrid | TX | Ector | GE | OP | Onshore Wind Turbine | WT | IPP Non-CHP | 2 | 60 | 60 | 60 | 4 | 2009 | 40 | GE | 1.5 SLE | 15 | 2 | 272
65411 | Duke Energy Renewables Services | 56961 | Notrees Windpower Hybrid | TX | Ector | VESTA | OP | Onshore Wind Turbine | WT | IPP Non-CHP | 2 | 92.5 | 92.5 | 92.5 | 4 | 2009 | 56 | Vestas | V82-1.65 | 15.8 | 2 | 272
65187 | Odessa Energy Services LLC | 56967 | Butter Creek Power LLC | OR | Umatilla | 1 | OP | Onshore Wind Turbine | WT | IPP Non-CHP | 2 | 5 | 5 | 5 | 6 | 2009 | 3 | Vestas | V82-1.65 | 14 | 2 | 262.4
65187 | Odessa Energy Services LLC | 56968 | Big Top LLC | OR | Morrow | 1 | OP | Onshore Wind Turbine | WT | IPP Non-CHP | 2 | 1.7 | 1.7 | 1.7 | 6 | 2009 | 1 | Vestas | V82-1.65 | 14 | 2 | 262.4
56803 | Echo 2 | 56969 | Four Corners Windfarm LLC | OR | Umatilla | 1 | OP | Onshore Wind Turbine | WT | IPP Non-CHP | 2 | 8 | 8 | 8 | 6 | 2009 | 4 | REpower | MM92 | 14 | 2 | 257.5
56803 | Echo 2 | 56970 | Four Mile Canyon Windfarm LLC | OR | Morrow | 1 | OP | Onshore Wind Turbine | WT | IPP Non-CHP | 2 | 10 | 10 | 10 | 6 | 2009 | 5 | REpower | MM92 | 14 | 2 | 257.5
56802 | Echo 1 | 56971 | Oregon Trail Windfarm LLC | OR | Umatilla | 1 | OP | Onshore Wind Turbine | WT | IPP Non-CHP | 2 | 9.9 | 9.9 | 9.9 | 6 | 2009 | 6 | Vestas | V82-1.65 | 13.5 | 2 | 262.4
56802 | Echo 1 | 56972 | Pacific Canyon Windfarm LLC | OR | Morrow | 1 | OP | Onshore Wind Turbine | WT | IPP Non-CHP | 2 | 8.3 | 8.3 | 8.3 | 6 | 2009 | 5 | Vestas | V82-1.65 | 13.5 | 2 | 262.4
56802 | Echo 1 | 56973 | Sand Ranch Windfarm LLC | OR | Morrow | 1 | OP | Onshore Wind Turbine | WT | IPP Non-CHP | 2 | 9.9 | 9.9 | 9.9 | 6 | 2009 | 6 | Vestas | V82-1.65 | 13.5 | 2 | 262.4
65187 | Odessa Energy Services LLC | 56974 | Wagon Trail LLC | OR | Morrow | 1 | OP | Onshore Wind Turbine | WT | IPP Non-CHP | 2 | 3.3 | 3.3 | 3.3 | 6 | 2009 | 2 | Vestas | V82-1.65 | 14 | 2 | 262.4
56802 | Echo 1 | 56975 | Ward Butte Windfarm LLC | OR | Umatilla | 1 | OP | Onshore Wind Turbine | WT | IPP Non-CHP | 2 | 6.6 | 6.6 | 6.6 | 6 | 2009 | 4 | Vestas | V82-1.65 | 13.5 | 2 | 262.4
56215 | Big Sky Wind, LLC | 56979 | Panther Creek Wind Farm Three | TX | Sterling | 1 | OP | Onshore Wind Turbine | WT | IPP Non-CHP | 2 | 215.5 | 231.5 | 231.5 | 8 | 2009 | 133 | GE | 1.5 SLE | 18.1 | 2 | 262.4
56215 | Big Sky Wind, LLC | 56980 | Stony Creek Wind Farm LLC | PA | Somerset | 1 | OP | Onshore Wind Turbine | WT | IPP Non-CHP | 2 | 52.5 | 52.5 | 52.5 | 11 | 2009 | 35 | GE | 1.5 SLE | 17.4 | 2 | 262.4
56215 | Big Sky Wind, LLC | 56981 | Pyron Wind Farm LLC Hybrid | TX | Fisher | 1 | OA | Onshore Wind Turbine | WT | IPP Non-CHP | 2 | 249 | 249 | 249 | 2 | 2009 | 166 | GE | 1.5 SLE | 18.8 | 2 | 262.4
56215 | Big Sky Wind, LLC | 56983 | Papalote Creek I LLC | TX | San Patricio | 1 | OP | Onshore Wind Turbine | WT | IPP Non-CHP | 2 | 180 | 180 | 180 | 9 | 2009 | 109 | Vestas | V82-1.65 | 17.4 | 2 | 262.4
56215 | Big Sky Wind, LLC | 56984 | Inadale Wind Farm LLC Hybrid | TX | Nolan | 1 | OP | Onshore Wind Turbine | WT | IPP Non-CHP | 2 | 197 | 197 | 197 | 9 | 2009 | 197 | Mitsubishi | MWT-1000A | 18.1 | 2 | 226.4
56285 | Smoky Hills Wind Project II LLC | 56985 | Smoky Hills Wind Project Phase II | KS | Lincoln | SMKII | OP | Onshore Wind Turbine | WT | IPP Non-CHP | 2 | 148.5 | 148.5 | 148.5 | 1 | 2009 | 99 | GE | 1.5 SE | 24 | 1 | 264
59155 | Evergreen Wind, LLC | 56989 | Stetson Wind I | ME | Washington | 1 | OP | Onshore Wind Turbine | WT | IPP Non-CHP | 2 | 57 | 57 | 57 | 1 | 2009 | 38 | GE | 1.5 SLE | 19 | 2 | 262.4
59155 | Evergreen Wind, LLC | 56990 | Rollins Wind Project | ME | Penobscot | 1 | OP | Onshore Wind Turbine | WT | IPP Non-CHP | 2 | 60 | 60 | 60 | 7 | 2011 | 40 | GE | 1.5 SLE | 19 | 2 | 262.4
59155 | Evergreen Wind, LLC | 56991 | Stetson Wind II | ME | Washington | 1 | OP | Onshore Wind Turbine | WT | IPP Non-CHP | 2 | 25.5 | 25.5 | 25.5 | 3 | 2010 | 17 | GE | 1.5 SLE | 19 | 2 | 262.4
13781 | Northern States Power Co - Minnesota | 56994 | Grand Meadow | MN | Mower | WND67 | OP | Onshore Wind Turbine | WT | Electric Utility | 1 | 100.5 | 100 | 100 | 12 | 2008 | 67 | GE | 1.5 SLE | 18 | 2 | 262
60453 | Onward Energy | 57002 | Oakfield Wind Project | ME | Aroostook | 1 | OP | Onshore Wind Turbine | WT | IPP Non-CHP | 2 | 148 | 148 | 148 | 10 | 2015 | 48 | Vestas | V112-3.0 | 12.9 | 1 | 277
14232 | Otter Tail Power Co | 57031 | Luverne Wind Energy Center | ND | Steele | 1 | OP | Onshore Wind Turbine | WT | Electric Utility | 1 | 49.5 | 49.5 | 49.5 | 9 | 2009 | 33 | GE | 1.5 XLE | 16 | 3 | 260
14232 | Otter Tail Power Co | 57032 | Ashtabula Wind Energy Center | ND | Barnes | 1 | OP | Onshore Wind Turbine | WT | Electric Utility | 1 | 48 | 48 | 48 | 10 | 2008 | 32 | GE | 1.5 SLE | 16 | 3 | 260
14232 | Otter Tail Power Co | 57033 | Langdon Wind Energy Center | ND | Cavalier | 1 | OP | Onshore Wind Turbine | WT | Electric Utility | 1 | 40.5 | 40.5 | 40.5 | 12 | 2007 | 27 | GE | 1.6-97 | 16 | 3 | 260
12647 | ALLETE, Inc. | 57038 | Bison I Wind Energy Center | ND | Morton | PHS1 | OP | Onshore Wind Turbine | WT | Electric Utility | 1 | 36.8 | 36.8 | 36.8 | 12 | 2010 | 16 | Siemens | SWT-2.3-101 | 19.9 | 2 | 262.4
12647 | ALLETE, Inc. | 57038 | Bison I Wind Energy Center | ND | Morton | PHS2 | OP | Onshore Wind Turbine | WT | Electric Utility | 1 | 45 | 45 | 45 | 1 | 2012 | 15 | Siemens | SWT-3.0-101 | 19.9 | 2 | 261
14354 | PacifiCorp | 57039 | McFadden Ridge | WY | Albany | 1 | OP | Onshore Wind Turbine | WT | Electric Utility | 1 | 35.2 | 28.8 | 28.5 | 10 | 2009 | 19 | GE | 1.85-87 | 19 | 2 | 262
14354 | PacifiCorp | 57040 | High Plains | WY | Albany | 1 | OP | Onshore Wind Turbine | WT | Electric Utility | 1 | 122.1 | 99 | 99 | 9 | 2009 | 66 | GE | 1.85-87 | 19 | 2 | 262
59496 | ALLETE Clean Energy | 57044 | Armenia Mountain Wind Farm | PA | Tioga | 1 | OP | Onshore Wind Turbine | WT | IPP Non-CHP | 2 | 100.5 | 100.5 | 100.5 | 12 | 2009 | 67 | GE | 1.5 SLE | 14.8 | 3 | 262
55963 | AE Power Services LLC | 57045 | Rolling Thunder Wind Farm Hybrid | SD | Hand | 1 | OP | Onshore Wind Turbine | WT | IPP Non-CHP | 2 | 25 | 25 | 25 | 11 | 2009 | 10 | Clipper | Liberty C89 | 22.4 | 1 | 262.4
13781 | Northern States Power Co - Minnesota | 57047 | Nobles Wind Project | MN | Nobles | 1 | OP | Onshore Wind Turbine | WT | Electric Utility | 1 | 201 | 200 | 200 | 12 | 2010 | 134 | GE | 1.5 SLE | 18 | 2 | 262
14232 | Otter Tail Power Co | 57048 | Merricourt Wind Energy Center | ND | McIntosh | 1 | OP | Onshore Wind Turbine | WT | Electric Utility | 1 | 150 | 150 | 150 | 12 | 2020 | 75 | Vestas | V110-2.0 | 19.7 | 3 | 260
56365 | NaturEner Glacier Wind Energy 1 LLC | 57049 | NaturEner Glacier Wind Energy 1 | MT | Toole | NGW1 | OP | Onshore Wind Turbine | WT | IPP Non-CHP | 2 | 106.5 | 104.2 | 104.2 | 10 | 2008 | 71 | Acciona | AW77/1500 | 17 | 2 | 262
56366 | NaturEner Glacier Wind Energy 2 LLC | 57050 | NaturEner Glacier Wind Energy 2 | MT | Toole | NGW2 | OP | Onshore Wind Turbine | WT | IPP Non-CHP | 2 | 103.5 | 101.4 | 101.4 | 11 | 2009 | 69 | Acciona | AW77/1500 | 17 | 2 | 262
59155 | Evergreen Wind, LLC | 57078 | Steel Winds II | NY | Erie | 1 | OP | Onshore Wind Turbine | WT | IPP Non-CHP | 2 | 15 | 15 | 15 | 1 | 2012 | 6 | GE | 2.5-116 | 19 | 2 | 262.4
65908 | Milford Wind Corridor Phase I, LLC (Longroad) | 57079 | Milford Wind Corridor I LLC | UT | Beaver | 1 | OP | Onshore Wind Turbine | WT | IPP Non-CHP | 2 | 203.5 | 203.5 | 203.5 | 9 | 2009 | 97 | GE | 1.5 XLE | 13.2 | 3 | 262.4
59155 | Evergreen Wind, LLC | 57080 | Sheffield Wind | VT | Caledonia | 1 | OP | Onshore Wind Turbine | WT | IPP Non-CHP | 2 | 40 | 40 | 40 | 10 | 2011 | 16 | Clipper | Liberty C93 | 18 | 2 | 262.4
59155 | Evergreen Wind, LLC | 57082 | Kaheawa Wind Power II LLC | HI | Maui | 1 | OP | Onshore Wind Turbine | WT | IPP Non-CHP | 2 | 21 | 21 | 21 | 6 | 2012 | 14 | GE | 1.5 SE | 22 | 1 | 212
59155 | Evergreen Wind, LLC | 57083 | Bull Hill Wind Project | ME | Hancock | 1 | OP | Onshore Wind Turbine | WT | IPP Non-CHP | 2 | 34.5 | 34.5 | 34.5 | 10 | 2012 | 19 | Vestas | V100-1.8 | 17 | 3 | 312
59155 | Evergreen Wind, LLC | 57087 | Kahuku Wind Power LLC | HI | Honolulu | 1 | OP | Onshore Wind Turbine | WT | IPP Non-CHP | 2 | 30 | 30 | 30 | 3 | 2011 | 12 | Clipper | Liberty C96 | 19 | 2 | 262.4
65411 | Duke Energy Renewables Services | 57090 | Campbell Hill Windpower | WY | Converse | CHWF | OP | Onshore Wind Turbine | WT | IPP Non-CHP | 2 | 99 | 99 | 99 | 12 | 2009 | 66 | GE | 1.5 SLE | 15 | 2 | 272
65411 | Duke Energy Renewables Services | 57091 | Silver Sage Windpower | WY | Laramie | SSW01 | OP | Onshore Wind Turbine | WT | IPP Non-CHP | 2 | 42 | 42 | 42 | 10 | 2009 | 20 | Suzlon | S88-2100 | 17.5 | 2 | 272
56394 | Chevron USA | 57093 | Casper Wind Farm | WY | Natrona | CWGT | OP | Onshore Wind Turbine | WT | IPP Non-CHP | 2 | 17 | 17 | 17 | 12 | 2009 | 11 | GE | 1.5 SLE | 20 | 2 | 262.5
15399 | Avangrid Power LLC | 57094 | Streator Cayuga Ridge South | IL | Livingston | 1 | OP | Onshore Wind Turbine | WT | IPP Non-CHP | 2 | 300 | 300 | 300 | 3 | 2010 | 150 | Gamesa | G87-2.0 | 16.1 | 3 | 256
15399 | Avangrid Power LLC | 57095 | Penascal II Wind Project LLC | TX | Kenedy | 1 | OP | Onshore Wind Turbine | WT | IPP Non-CHP | 2 | 201.6 | 201.6 | 201.6 | 3 | 2010 | 84 | Mitsubishi | MWT-92/2.4 | 16.5 | 3 | 262
15399 | Avangrid Power LLC | 57096 | Star Point Wind Project LLC | OR | Sherman | 1 | OP | Onshore Wind Turbine | WT | IPP Non-CHP | 2 | 98.7 | 98.7 | 98.7 | 2 | 2010 | 47 | Suzlon | S88-2100 | 15.6 | 3 | 259
15399 | Avangrid Power LLC | 57097 | Rugby Wind Power Project | ND | Pierce | 1 | OP | Onshore Wind Turbine | WT | IPP Non-CHP | 2 | 149 | 149 | 149 | 12 | 2009 | 71 | Suzlon | S88-2100 | 16.5 | 3 | 259
15399 | Avangrid Power LLC | 57098 | Dry Lake Wind LLC | AZ | Navajo | 1 | OP | Onshore Wind Turbine | WT | IPP Non-CHP | 2 | 63 | 63 | 63 | 9 | 2009 | 30 | Suzlon | S88-2100 | 15.2 | 3 | 259
56410 | Mesalands Community College | 57106 | Mesalands Comm College Wind Turbine | NM | Quay | 1 | OP | Onshore Wind Turbine | WT | Commercial Non-CHP | 4 | 1.5 | 1.5 | 1.5 | 12 | 2008 | 1 | GE | 1.5-77 | 15 | 2 | 262
56409 | Milford Wind Corridor Stage II LLC | 57107 | Milford Wind Corridor Stage II LLC | UT | Beaver | 1 | OP | Onshore Wind Turbine | WT | IPP Non-CHP | 2 | 102 | 102 | 102 | 5 | 2011 | 68 | GE | 1.5 SLE | 19 | 2 | 262
56416 | Blue Canyon Windpower V LLC | 57108 | Blue Canyon Windpower V LLC | OK | Caddo | GEN 1 | OP | Onshore Wind Turbine | WT | IPP Non-CHP | 2 | 99 | 99 | 99 | 10 | 2009 | 66 | GE | 1.5 SLE | 17.7 | 2 | 262
56417 | Meadow Lake Wind Farm LLC | 57109 | Meadow Lake Wind Farm LLC | IN | White | GEN 1 | OP | Onshore Wind Turbine | WT | IPP Non-CHP | 2 | 199.7 | 199.7 | 199.7 | 10 | 2009 | 121 | Vestas | V82-1.65 | 19 | 2 | 262
56418 | Blackstone Wind Farm LLC | 57110 | Blackstone Wind Farm LLC | IL | Livingston | GEN 1 | OP | Onshore Wind Turbine | WT | IPP Non-CHP | 2 | 106 | 106 | 106 | 10 | 2009 | 68 | GE | 1.5 SLE | 19 | 2 | 262
56419 | Lost Lakes Wind Farm LLC | 57111 | Lost Lakes Wind Farm LLC | IA | Dickinson | GEN 1 | OP | Onshore Wind Turbine | WT | IPP Non-CHP | 2 | 100 | 100 | 100 | 12 | 2009 | 61 | Vestas | V82-1.65 | 19 | 2 | 262
56420 | Meadow Lake Wind Farm II LLC | 57112 | Meadow Lake Wind Farm II LLC | IN | White | GEN1 | OP | Onshore Wind Turbine | WT | IPP Non-CHP | 2 | 102.3 | 102.3 | 102.3 | 8 | 2010 | 66 | Acciona | AW82/1500 | 17 | 2 | 262.4
56421 | Blackstone Wind Farm II LLC | 57113 | Blackstone Wind Farm II LLC | IL | Livingston | GEN 1 | OP | Onshore Wind Turbine | WT | IPP Non-CHP | 2 | 200 | 200 | 200 | 8 | 2010 | 132 | GE | 1.5 SLE | 19 | 2 | 262
56423 | Meadow Lake Wind Farm III LLC | 57115 | Meadow Lake Wind Farm III LLC | IN | White | GEN 1 | OP | Onshore Wind Turbine | WT | IPP Non-CHP | 2 | 103.5 | 103.5 | 103.5 | 9 | 2010 | 69 | GE | 1.5 SLE | 19 | 2 | 262
56424 | Quilt Block Wind Farm LLC | 57116 | Quilt Block Wind Farm LLC | WI | Lafayette | GEN 1 | OP | Onshore Wind Turbine | WT | IPP Non-CHP | 2 | 98 | 98 | 98 | 9 | 2017 | 49 | Vestas | V110-2.0 | 12 | 3 | 311
56246 | Greensburg Wind Farm, LLC | 57118 | Greensburg | KS | Kiowa | GEN 1 | OP | Onshore Wind Turbine | WT | IPP Non-CHP | 2 | 12.5 | 12.5 | 12.5 | 2 | 2010 | 10 | Suzlon | S64-1250 | 17.8 | 2 | 244.4
56415 | Wilton Wind II LLC | 57120 | Wilton Wind II LLC | ND | Burleigh | 1 | OP | Onshore Wind Turbine | WT | IPP Non-CHP | 2 | 49.5 | 49.5 | 49.5 | 11 | 2009 | 33 | GE | 1.5 XLE | 16.8 | 3 | 262.5
56414 | Ashtabula Wind II LLC | 57121 | Ashtabula Wind II LLC | ND | Steele | 1 | OP | Onshore Wind Turbine | WT | IPP Non-CHP | 2 | 120 | 120 | 120 | 10 | 2009 | 80 | GE | 1.5 XLE | 16.8 | 2 | 262.5
56592 | Idaho Wind Partners 1 LLC | 57124 | Payne's Ferry | ID | Twin Falls | PFWP | OP | Onshore Wind Turbine | WT | IPP Non-CHP | 2 | 21 | 21 | 21 | 12 | 2010 | 14 | GE | 1.5 XLE | 14.6 | 2 | 262.4
56592 | Idaho Wind Partners 1 LLC | 57125 | Camp Reed | ID | Elmore | CRWP | OP | Onshore Wind Turbine | WT | IPP Non-CHP | 2 | 22.5 | 22.5 | 22.5 | 12 | 2010 | 15 | GE | 1.5 XLE | 14.4 | 2 | 262.4
56592 | Idaho Wind Partners 1 LLC | 57126 | Yahoo Creek | ID | Twin Falls | YCWP | OP | Onshore Wind Turbine | WT | IPP Non-CHP | 2 | 21 | 21 | 21 | 12 | 2010 | 14 | GE | 1.5 XLE | 14.5 | 2 | 262.4
56439 | CPV Beaver Ridge Wind LLC | 57130 | Beaver Ridge Wind | ME | Waldo | BR1 | OP | Onshore Wind Turbine | WT | IPP Non-CHP | 2 | 4.5 | 4.5 | 4.5 | 11 | 2008 | 3 | GE | 1.5 SLE | 19 | 2 | 262
64331 | DTE Sustainable Generation | 57131 | Stoney Corners Wind Farm | MI | Missaukee | SCWF1 | OP | Onshore Wind Turbine | WT | IPP Non-CHP | 2 | 60 | 59 | 59 | 12 | 2009 | 29 | Senvion | MM92 | 15.2 | 2 | 320
64499 | Big Sky Wind LLC | 57135 | Big Sky Wind LLC | IL | Bureau | 1 | OP | Onshore Wind Turbine | WT | IPP Non-CHP | 2 | 239.4 | 239.4 | 239.4 | 2 | 2011 | 109 | Vestas | V120-2.0 | 19 | 2 | 277.2
56475 | Tuana Springs Energy, LLC | 57136 | Tuana Springs | ID | Twin Falls | 1 | OP | Onshore Wind Turbine | WT | IPP Non-CHP | 2 | 16.8 | 16.8 | 16.8 | 5 | 2010 | 8 | Suzlon | S88-2100 | 14.8 | 2 | 262.4
56483 | Eurus Combine Hills II LLC | 57137 | Eurus Combine Hills Turbine Ranch 2 | OR | Umatilla | 1 | OP | Onshore Wind Turbine | WT | IPP Non-CHP | 2 | 66.1 | 62 | 62 | 1 | 2010 | 63 | Mitsubishi | MWT-62/1.0 | 13 | 2 | 226
66972 | Exus Pennsylvania Wind Holdings | 57139 | Cambria Wind LLC | PA | Cambria | 1 | OP | Onshore Wind Turbine | WT | IPP Non-CHP | 2 | 62.5 | 62.5 | 62.5 | 8 | 2009 | 25 | Nordex | N90/2500 | 15 | 1 | 262.4
49893 | Invenergy Services LLC | 57151 | Beech Ridge Energy LLC | WV | Greenbrier | GEN1 | OP | Onshore Wind Turbine | WT | IPP Non-CHP | 2 | 100.5 | 100.5 | 100.5 | 1 | 2010 | 67 | GE | 1.5 SLE | 17 | 2 | 263
56499 | Harvest Wind Project TIC | 57152 | Harvest Wind Project | WA | Klickitat | HWP1 | OP | Onshore Wind Turbine | WT | IPP Non-CHP | 2 | 98.9 | 98.9 | 98.9 | 12 | 2009 | 43 | Siemens | SWT-2.3-93 | 17.6 | 2 | 260
56506 | Langford Wind Power LLC | 57153 | Langford Wind Power | TX | Tom Green | 1 | OP | Onshore Wind Turbine | WT | IPP Non-CHP | 2 | 150 | 150 | 150 | 12 | 2009 | 100 | GE | 1.5 SLE | 18.2 | 2 | 262
15399 | Avangrid Power LLC | 57156 | Barton Chapel Wind Farm | TX | Jack | BC | OP | Onshore Wind Turbine | WT | IPP Non-CHP | 2 | 120 | 120 | 120 | 1 | 2009 | 60 | Gamesa | G87-2.0 | 15 | 3 | 256
56514 | Windy Flats Partners LLC | 57159 | Windy Flats Wind Project | WA | Klickitat | GEN1 | OP | Onshore Wind Turbine | WT | IPP Non-CHP | 2 | 262.2 | 262.2 | 262.2 | 10 | 2009 | 114 | Siemens | SWT-2.3-93 | 15 | 4 | 262.4
12199 | Montana-Dakota Utilities Co | 57171 | Cedar Hills Wind Farm | ND | Bowman | 1 | OP | Onshore Wind Turbine | WT | Electric Utility | 1 | 19.5 | 19.5 | 19.5 | 6 | 2010 | 13 | GE | 1.5-77 | 12 | 2 | 262.5
56523 | Colorado Highlands Wind LLC | 57174 | Colorado Highlands Wind | CO | Logan | CHW1 | OP | Onshore Wind Turbine | WT | IPP Non-CHP | 2 | 71 | 71 | 71 | 12 | 2012 | 42 | GE | 1.6-100 | 18.7 | 2 | 262.4
56523 | Colorado Highlands Wind LLC | 57174 | Colorado Highlands Wind | CO | Logan | CHW2 | OP | Onshore Wind Turbine | WT | IPP Non-CHP | 2 | 25.1 | 25.1 | 25.1 | 9 | 2013 | 14 | GE | 1.7-100 | 18.7 | 2 | 262.4
56518 | First State Marine Wind | 57176 | University of Delaware Wind Turbine | DE | Sussex | FSMW | OP | Onshore Wind Turbine | WT | Commercial Non-CHP | 4 | 2 | 2 | 2 | 7 | 2010 | 1 | Gamesa | G90-2.0 | 15.5 | 2 | 256
56520 | Meadow Lake Wind Farm IV LLC | 57177 | Meadow Lake Wind Farm IV | IN | White | GEN 1 | OP | Onshore Wind Turbine | WT | IPP Non-CHP | 2 | 105.7 | 105.7 | 105.7 | 10 | 2010 | 48 | Suzlon | S88-2100 | 19 | 2 | 262.4
57249 | NextEra Renewable Fuels, LLC | 57182 | PPL Frey Farm Landfill Wind | PA | Lancaster | 1 | OP | Onshore Wind Turbine | WT | IPP Non-CHP | 2 | 3.2 | 3.2 | 3.2 | 1 | 2011 | 2 | GE | 1.6 XLE | 12 | 2 | 262.4
10433 | Kodiak Electric Assn Inc | 57187 | Pillar Mountain Wind Project Microgrid | AK | Kodiak Island | 1 | OP | Onshore Wind Turbine | WT | Electric Utility | 1 | 4.5 | 4.5 | 4.5 | 6 | 2009 | 3 | GE | 1.5 SLE | 22 | 2 | 253
10433 | Kodiak Electric Assn Inc | 57187 | Pillar Mountain Wind Project Microgrid | AK | Kodiak Island | 2 | OP | Onshore Wind Turbine | WT | Electric Utility | 1 | 4.5 | 4.5 | 4.5 | 9 | 2012 | 3 | GE | 1.5 S | 22 | 2 | 253
49893 | Invenergy Services LLC | 57188 | Vantage Wind Energy LLC | WA | Kittitas | 1 | OP | Onshore Wind Turbine | WT | IPP Non-CHP | 2 | 90 | 90 | 90 | 10 | 2010 | 60 | GE | 1.5 SLE | 17.4 | 2 | 263
56545 | Pattern Operators LP | 57189 | Lost Creek Wind Energy Facility | MO | DeKalb | LCW | OP | Onshore Wind Turbine | WT | IPP Non-CHP | 2 | 168 | 168 | 168 | 5 | 2010 | 100 | GE | 1.5 XLE | 15.6 | 2 | 262.4
56545 | Pattern Operators LP | 57192 | Spring Valley Wind Project | NV | White Pine | WTG | OP | Onshore Wind Turbine | WT | IPP Non-CHP | 2 | 150 | 150 | 150 | 8 | 2012 | 66 | Siemens | SWT-2.3-101 | 16.7 | 2 | 262.4
56561 | Day County Wind LLC | 57194 | Day County Wind LLC | SD | Day | GE15 | OP | Onshore Wind Turbine | WT | IPP Non-CHP | 2 | 99 | 99 | 99 | 4 | 2010 | 66 | GE | 1.5 XLE | 16.8 | 3 | 262.5
15500 | Puget Sound Energy Inc | 57195 | Lower Snake River Wind Energy Project | WA | Garfield | LSR 1 | OP | Onshore Wind Turbine | WT | Electric Utility | 1 | 342.7 | 342.7 | 342.7 | 2 | 2012 | 149 | Siemens | SWT-2.3-101 | 15.6 | 2 | 262.4
20856 | Wisconsin Power & Light Co | 57198 | Bent Tree Wind Farm Phase 1 | MN | Freeborn | 1 | OP | Onshore Wind Turbine | WT | Electric Utility | 1 | 201.3 | 201.3 | 201.3 | 2 | 2011 | 122 | Vestas | V82-1.65 | 16.3 | 2 | 262
20847 | Wisconsin Electric Power Co | 57199 | Glacier Hills | WI | Columbia | 1 | OP | Onshore Wind Turbine | WT | Electric Utility | 1 | 162 | 162 | 162 | 12 | 2011 | 90 | Vestas | V90-1.8 | 19 | 2 | 262.5
56555 | FPL Energy Montezuma Wind | 57201 | FPL Energy Montezuma Winds LLC | CA | Solano | S2.3 | OP | Onshore Wind Turbine | WT | IPP Non-CHP | 2 | 36.8 | 36.8 | 36.8 | 11 | 2010 | 16 | Siemens | SWT-2.3-108 | 19 | 2 | 262.4
55963 | AE Power Services LLC | 57210 | Cedar Creek II | CO | Weld | 1 | OP | Onshore Wind Turbine | WT | IPP Non-CHP | 2 | 248.3 | 248.3 | 248.3 | 3 | 2011 | 122 | GE | 1.5 SLE | 19 | 2 | 262.4
55963 | AE Power Services LLC | 57211 | Goshen Phase II | ID | Bonneville | 1 | OP | Onshore Wind Turbine | WT | IPP Non-CHP | 2 | 124.5 | 124.5 | 124.5 | 9 | 2010 | 83 | GE | 1.5-82.5 | 19 | 2 | 262.4
56215 | Big Sky Wind, LLC | 57212 | Papalote Creek II LLC | TX | San Patricio | 1 | OP | Onshore Wind Turbine | WT | IPP Non-CHP | 2 | 200.1 | 200.1 | 200.1 | 12 | 2010 | 87 | Siemens | SWT-2.3-101 | 16.8 | 2 | 262.4
20214 | Waverly Municipal Elec Utility | 57214 | Waverly Community Wind Project | IA | Bremer | CAN1 | OP | Onshore Wind Turbine | WT | Electric Utility | 1 | 0.9 | 0.9 | 0.9 | 3 | 2009 | 1 | EWT | DW54-900 | 12.5 | 2 | 234
20214 | Waverly Municipal Elec Utility | 57214 | Waverly Community Wind Project | IA | Bremer | CAN2 | OP | Onshore Wind Turbine | WT | Electric Utility | 1 | 0.9 | 0.9 | 0.9 | 9 | 2012 | 1 | EWT | DW54-900 | 12.5 | 2 | 234
20214 | Waverly Municipal Elec Utility | 57214 | Waverly Community Wind Project | IA | Bremer | SK4 | OP | Onshore Wind Turbine | WT | Electric Utility | 1 | 0.9 | 0.9 | 0.9 | 12 | 2001 | 1 | NEG-Micon | NM52/900 | 12.5 | 2 | 234
56603 | Roth Rock Wind Farm LLC | 57239 | Roth Rock Wind Farm LLC | MD | Garrett | SRRW1 | OP | Onshore Wind Turbine | WT | IPP Non-CHP | 2 | 40 | 40 | 40 | 8 | 2011 | 16 | Nordex | N90/2500 | 19 | 2 | 262
56603 | Roth Rock Wind Farm LLC | 57240 | Roth Rock North Wind Farm, LLC | MD | Garrett | SRRNW | OP | Onshore Wind Turbine | WT | IPP Non-CHP | 2 | 10 | 10 | 10 | 8 | 2011 | 4 | Nordex | N90/2500 | 19 | 2 | 262
65411 | Duke Energy Renewables Services | 57244 | Kit Carson Windpower | CO | Kit Carson | KCW | OP | Onshore Wind Turbine | WT | IPP Non-CHP | 2 | 51 | 51 | 51 | 11 | 2010 | 34 | GE | 1.5 SLE | 16.8 | 2 | 272
6258 | Federated Rural Electric Assn | 57248 | Welcome Wind Turbine | MN | Martin | WIND1 | OA | Onshore Wind Turbine | WT | Electric Utility | 1 | 2.1 | 2.1 | 2.1 | 5 | 2008 | 1 | Suzlon | S88-2100 | 19 | 2 | 259
9425 | Iowa Lakes Electric Coop | 57251 | Lakota Wind Wind Farm | IA | Kossuth | LAK1 | OP | Onshore Wind Turbine | WT | Electric Utility | 1 | 10.5 | 10.5 | 10.5 | 3 | 2009 | 7 | GE | 1.5 SLE | 22 | 2 | 262
9425 | Iowa Lakes Electric Coop | 57252 | Iowa Lakes Superior Wind Farm | IA | Dickinson | SUP1 | OP | Onshore Wind Turbine | WT | Electric Utility | 1 | 10.5 | 10.5 | 10.5 | 4 | 2009 | 7 | GE | 1.5 SLE | 22 | 2 | 262
56619 | Air Force Civil Engineer Center | 57253 | MA Military Reservation Wind Project | MA | Barnstable | 1 | OP | Onshore Wind Turbine | WT | IPP Non-CHP | 2 | 1.5 | 1.5 | 1.5 | 12 | 2009 | 1 | Fuhrlander | FL 1500-77 | 14.5 | 2 | 262
56619 | Air Force Civil Engineer Center | 57253 | MA Military Reservation Wind Project | MA | Barnstable | 2 | OP | Onshore Wind Turbine | WT | IPP Non-CHP | 2 | 1.5 | 1.5 | 1.5 | 11 | 2011 | 1 | GE | 1.5 SLE | 13.7 | 2 | 262
56619 | Air Force Civil Engineer Center | 57253 | MA Military Reservation Wind Project | MA | Barnstable | 3 | OP | Onshore Wind Turbine | WT | IPP Non-CHP | 2 | 1.5 | 1.5 | 1.5 | 11 | 2011 | 1 | GE | 1.5 SLE | 13.7 | 2 | 262
56617 | Iowa Lakes Community College | 57257 | Iowa Lakes Community College Wind Farm | IA | Emmet | VMN82 | OP | Onshore Wind Turbine | WT | Commercial Non-CHP | 4 | 1.7 | 1 | 1 | 2 | 2005 | 1 | Vestas | V82-1.65 | 18 | 2 | 229.6
64634 | Cedro Hill Wind, LLC | 57260 | Cedro Hill Wind LLC | TX | Webb | 1 | OP | Onshore Wind Turbine | WT | IPP Non-CHP | 2 | 150 | 150 | 150 | 12 | 2010 | 150 | GE | 1.5 XLE | 17 | 3 | 262.4
64634 | Cedro Hill Wind, LLC | 57260 | Cedro Hill Wind LLC | TX | Webb | 2 | OP | Onshore Wind Turbine | WT | IPP Non-CHP | 2 | 150 | 150 | 150 | 12 | 2010 | 150 | GE | 1.5 XLE | 17 | 3 | 262.4
64663 | Taloga Wind LLC | 57261 | Taloga Wind LLC | OK | Dewey | 1 | OP | Onshore Wind Turbine | WT | IPP Non-CHP | 2 | 130 | 130 | 130 | 7 | 2011 | 54 | Mitsubishi | MWT-95/2.4 | 19 | 2 | 262.4
64649 | Laredo Ridge Wind LLC | 57262 | Laredo Ridge Wind LLC | NE | Boone | 1 | OP | Onshore Wind Turbine | WT | IPP Non-CHP | 2 | 79.9 | 79.9 | 79.9 | 2 | 2011 | 54 | GE | 1.5 XLE | 17 | 3 | 262.4
65609 | Everpoint Services Inc | 57263 | Little Pringle I Wind Farm | TX | Hutchinson | LP1 | OS | Onshore Wind Turbine | WT | IPP Non-CHP | 2 | 10 | 10 | 10 | 10 | 2010 | 5 | DeWind | D8.2 | 19.7 | 2 | 262.5
65609 | Everpoint Services Inc | 57264 | Little Pringle II Wind Farm | TX | Hutchinson | LP2 | OP | Onshore Wind Turbine | WT | IPP Non-CHP | 2 | 10 | 10 | 10 | 10 | 2010 | 5 | DeWind | D8.2 | 19.7 | 2 | 262.5
57170 | EDF Renewable Asset Holdings, Inc. | 57268 | Chestnut Flats Wind Farm | PA | Blair | 1 | OP | Onshore Wind Turbine | WT | IPP Non-CHP | 2 | 38 | 38 | 38 | 12 | 2011 | 19 | Gamesa | G90-2.0 | 19 | 2 | 328.1
56642 | Grant County Wind, LLC | 57274 | Grant County Wind LLC | MN | Grant | 1 | OP | Onshore Wind Turbine | WT | IPP Non-CHP | 2 | 21 | 20 | 20 | 8 | 2010 | 10 | Suzlon | S88-2100 | 15.6 | 3 | 262.4
64636 | Crofton Bluffs Wind, LLC | 57278 | Crofton Bluffs Wind LLC | NE | Knox | CWET1 | OP | Onshore Wind Turbine | WT | IPP Non-CHP | 2 | 40 | 40 | 40 | 11 | 2012 | 22 | Vestas | V90-3.0 | 20 | 1 | 262.4
64618 | Alta Wind I, LLC | 57282 | Alta Wind Energy Center I | CA | Kern | AW01 | OP | Onshore Wind Turbine | WT | IPP Non-CHP | 2 | 150 | 150 | 150 | 1 | 2011 | 100 | GE | 1.5 SLE | 22.4 | 2 | 262
56625 | Flat Water Wind Farm LLC | 57283 | Flat Water Wind Farm LLC | NE | Richardson | WTG1 | OP | Onshore Wind Turbine | WT | IPP Non-CHP | 2 | 60 | 60 | 60 | 12 | 2010 | 40 | GE | 1.5 XLE | 25.7 | 1 | 262.4
59050 | Algonquin Power Co | 57284 | Minonk Wind Farm | IL | Woodford | 1 | OP | Onshore Wind Turbine | WT | IPP Non-CHP | 2 | 200 | 192.3 | 192.3 | 11 | 2012 | 100 | Gamesa | G90-2.0 | 18.3 | 2 | 328.1
59050 | Algonquin Power Co | 57285 | Sandy Ridge Wind Farm | PA | Blair | 1 | OP | Onshore Wind Turbine | WT | IPP Non-CHP | 2 | 50 | 48.2 | 48.2 | 2 | 2012 | 25 | Gamesa | G90-2.0 | 17.6 | 2 | 328.1
14063 | Oklahoma Gas & Electric Co | 57286 | OU Spirit Wind Farm | OK | Woodward | WT1 | OP | Onshore Wind Turbine | WT | Electric Utility | 1 | 101.2 | 101.2 | 101.2 | 12 | 2009 | 44 | Siemens | SWT-2.3-93 | 17.8 | 2 | 264
15399 | Avangrid Power LLC | 57287 | Hardscrabble Wind Power LLC | NY | Herkimer | 1 | OP | Onshore Wind Turbine | WT | IPP Non-CHP | 2 | 74 | 74 | 74 | 1 | 2011 | 37 | Gamesa | G90-2.0 | 16 | 3 | 328
58150 | Big Blue Wind Farm LLC (MN) | 57289 | Big Blue | MN | Faribault | BBWP | OP | Onshore Wind Turbine | WT | IPP Non-CHP | 2 | 36 | 36 | 36 | 12 | 2012 | 18 | Gamesa | G97-2.0 | 16 | 3 | 255.9
56653 | Northern Colorado Wind LLC | 57290 | Northern Colorado Wind LLC | CO | Logan | GE | OP | Onshore Wind Turbine | WT | IPP Non-CHP | 2 | 22.5 | 22.5 | 22.5 | 8 | 2009 | 15 | GE | 1.5 XLE | 16.9 | 2 | 254
56653 | Northern Colorado Wind LLC | 57290 | Northern Colorado Wind LLC | CO | Logan | SIEM | OP | Onshore Wind Turbine | WT | IPP Non-CHP | 2 | 151.8 | 151.8 | 151.8 | 8 | 2009 | 66 | Siemens | SWT-2.3-93 | 15.8 | 3 | 262.4
64620 | Alta Wind II, LLC | 57291 | Alta Wind Energy Center II | CA | Kern | AW02 | OP | Onshore Wind Turbine | WT | IPP Non-CHP | 2 | 150 | 150 | 150 | 1 | 2011 | 50 | Vestas | V90-3.0 | 22.4 | 1 | 262
64621 | Alta Wind III, LLC | 57292 | Alta Wind Energy Center III | CA | Kern | AW03 | OP | Onshore Wind Turbine | WT | IPP Non-CHP | 2 | 150 | 150 | 150 | 2 | 2011 | 50 | Vestas | V90-3.0 | 22.4 | 1 | 262
64622 | Alta Wind IV, LLC | 57293 | Alta Wind Energy Center IV | CA | Kern | AW04 | OP | Onshore Wind Turbine | WT | IPP Non-CHP | 2 | 102 | 102 | 102 | 4 | 2011 | 34 | Vestas | V90-3.0 | 22.4 | 1 | 262
64623 | Alta Wind V, LLC | 57294 | Alta Wind Energy Center V | CA | Kern | AW05 | OP | Onshore Wind Turbine | WT | IPP Non-CHP | 2 | 168 | 168 | 168 | 4 | 2011 | 56 | Vestas | V90-3.0 | 22.4 | 1 | 262
56654 | Carleton College | 57296 | Carleton College | MN | Rice | WIND1 | OP | Onshore Wind Turbine | WT | Commercial Non-CHP | 4 | 1.6 | 1.6 | 1.6 | 9 | 2004 | 1 | Vestas | V82-1.65 | 14.5 | 4 | 230
56654 | Carleton College | 57296 | Carleton College | MN | Rice | WIND2 | OP | Onshore Wind Turbine | WT | Commercial Non-CHP | 4 | 1.6 | 1.6 | 1.6 | 10 | 2011 | 1 | GE | 1.6 XLE | 14.5 | 4 | 262
14354 | PacifiCorp | 57299 | Dunlap | WY | Carbon | 1 | OP | Onshore Wind Turbine | WT | Electric Utility | 1 | 129.5 | 111 | 111 | 10 | 2010 | 74 | GE | 1.85-87 | 19 | 2 | 262
56661 | Criterion Power Partners LLC | 57300 | Criterion | MD | GARRETT | 1 | OP | Onshore Wind Turbine | WT | IPP Non-CHP | 2 | 70 | 70 | 70 | 12 | 2010 | 28 | GE | 2.5-116 | 17.1 | 2 | 262.4
2770 | Terra-Gen Operating Co-Wind | 57302 | Garnet Wind Energy Center | CA | Riverside | 1 | OP | Onshore Wind Turbine | WT | IPP Non-CHP | 2 | 6.5 | 6.5 | 6.5 | 6 | 2009 | 13 | NedWind | NEDWIND 40 | 15 | 1 | 131
56667 | Loraine Windpower Project | 57303 | Loraine Windpark Project LLC | TX | Mitchell | LWG1 | OP | Onshore Wind Turbine | WT | IPP Non-CHP | 2 | 75 | 73.5 | 73.5 | 10 | 2009 | 49 | GE | 1.5 SLE | 15.8 | 2 | 262
56667 | Loraine Windpower Project | 57303 | Loraine Windpark Project LLC | TX | Mitchell | LWG2 | OP | Onshore Wind Turbine | WT | IPP Non-CHP | 2 | 75 | 75 | 75 | 10 | 2009 | 50 | GE | 1.5 SLE | 15.8 | 2 | 262
56662 | Cedar Point LLC | 57315 | Cedar Point Wind | CO | Lincoln | 1-139 | OP | Onshore Wind Turbine | WT | IPP Non-CHP | 2 | 252 | 252 | 252 | 5 | 2011 | 139 | Vestas | V90-1.8 | 19 | 2 | 265
15399 | Avangrid Power LLC | 57319 | Big Horn Wind II | WA | Klickitat | 1 | OP | Onshore Wind Turbine | WT | IPP Non-CHP | 2 | 50 | 50 | 50 | 1 | 2011 | 25 | Gamesa | G90-2.0 | 14.7 | 3 | 256
15399 | Avangrid Power LLC | 57320 | Juniper Canyon I Wind Project | WA | Klickitat | 1 | OP | Onshore Wind Turbine | WT | IPP Non-CHP | 2 | 151.2 | 148.8 | 148.8 | 3 | 2011 | 126 | Mitsubishi | MWT-95/2.4 | 14.2 | 4 | 262.4
56678 | FPL Energy Illinois Wind LLC | 57325 | FPL Energy Illinois Wind LLC Hybrid | IL | DeKalb | GE1.5 | OP | Onshore Wind Turbine | WT | IPP Non-CHP | 2 | 217.5 | 217.5 | 217.5 | 12 | 2009 | 145 | GE | 1.5 XLE | 17.9 | 2 | 262.4
56680 | Diamond Shamrock Refining Company LP | 57326 | Sunray Wind I | TX | Moore | WND1 | OP | Onshore Wind Turbine | WT | IPP Non-CHP | 2 | 49.5 | 49.5 | 49.5 | 9 | 2009 | 33 | GE | 1.5 SLE | 16.5 | 2 | 270
65411 | Duke Energy Renewables Services | 57327 | Top of the World Windpower Project | WY | Converse | TOTW1 | OP | Onshore Wind Turbine | WT | IPP Non-CHP | 2 | 200 | 200 | 200 | 10 | 2010 | 110 | GE | 1.5 SLE | 14.6 | 2 | 272
14063 | Oklahoma Gas & Electric Co | 57332 | Crossroads Wind Farm | OK | Dewey | 1-98 | OP | Onshore Wind Turbine | WT | Electric Utility | 1 | 227.5 | 227.5 | 227.5 | 1 | 2012 | 98 | Siemens | SWT-2.3-101 | 17.8 | 2 | 264
15399 | Avangrid Power LLC | 57333 | Leaning Juniper Wind Power II | OR | Gilliam | 1 | OP | Onshore Wind Turbine | WT | IPP Non-CHP | 2 | 199.2 | 199.2 | 199.2 | 3 | 2011 | 116 | GE | 1.5 SLE | 14 | 4 | 259
56684 | White Oak Energy LLC | 57342 | White Oak Energy LLC | IL | McLean | 1 | OP | Onshore Wind Turbine | WT | IPP Non-CHP | 2 | 150 | 150 | 150 | 6 | 2011 | 100 | GE | 1.5 XLE | 16.8 | 3 | 262.5
56683 | Elk City LLC | 57346 | Elk City LLC | OK | Roger Mills | 1 | OP | Onshore Wind Turbine | WT | IPP Non-CHP | 2 | 98.9 | 98.9 | 98.9 | 12 | 2009 | 43 | Siemens | SWT-2.3-93 | 19 | 2 | 262.4
56683 | Elk City LLC | 57346 | Elk City LLC | OK | Roger Mills | 2 | OP | Onshore Wind Turbine | WT | IPP Non-CHP | 2 | 99.2 | 99.2 | 99.2 | 12 | 2010 | 48 | GE | 1.5 XLE | 16.8 | 2 | 262.4
56688 | Baldwin Wind LLC | 57347 | Baldwin Wind LLC | ND | Burleigh | GE1 | OP | Onshore Wind Turbine | WT | IPP Non-CHP | 2 | 102.4 | 102.4 | 102.4 | 12 | 2010 | 64 | GE | 1.6 XLE | 16.8 | 2 | 262.5
56689 | RENEW Energy Inc | 57351 | Uilk Wind LLC | MN | Pipestone | FA01 | OP | Onshore Wind Turbine | WT | Commercial Non-CHP | 4 | 1.5 | 1.5 | 1.5 | 1 | 2010 | 1 | Goldwind | GW 77/1500 | 16 | 2 | 213
56689 | RENEW Energy Inc | 57351 | Uilk Wind LLC | MN | Pipestone | FA02 | OP | Onshore Wind Turbine | WT | Commercial Non-CHP | 4 | 1.5 | 1.5 | 1.5 | 1 | 2010 | 1 | Goldwind | GW 77/1500 | 16 | 2 | 213
56689 | RENEW Energy Inc | 57351 | Uilk Wind LLC | MN | Pipestone | FA03 | OP | Onshore Wind Turbine | WT | Commercial Non-CHP | 4 | 1.5 | 1.5 | 1.5 | 1 | 2010 | 1 | Goldwind | GW 77/1500 | 16 | 2 | 213
56693 | Fox Island Wind LLC | 57354 | Fox Island Wind LLC | ME | Knox | 1 | OP | Onshore Wind Turbine | WT | IPP Non-CHP | 2 | 4.5 | 4.5 | 4.5 | 11 | 2009 | 3 | GE | 1.5 SLE | 14.5 | 2 | 262
56698 | Red Mesa Wind LLC | 57357 | Red Mesa Wind LLC | NM | Sandoval | EXIS | OP | Onshore Wind Turbine | WT | IPP Non-CHP | 2 | 102.4 | 102.4 | 102.4 | 12 | 2010 | 64 | GE | 1.6 SLE | 14 | 2 | 262
56699 | CPV Keenan II Renewable Energy Co LLC | 57358 | Keenan II Renewable Energy Co LLC | OK | Woodward | 1 | OP | Onshore Wind Turbine | WT | IPP Non-CHP | 2 | 151.8 | 151.8 | 151.8 | 12 | 2010 | 66 | Siemens | SWT-2.3-101 | 18 | 2 | 262.4
57170 | EDF Renewable Asset Holdings, Inc. | 57374 | Lakefield Wind Project LLC | MN | Jackson | LAKE1 | OP | Onshore Wind Turbine | WT | IPP Non-CHP | 2 | 205.5 | 205.5 | 205.5 | 10 | 2011 | 137 | GE | 1.5 SLE | 19 | 2 | 262.4
63024 | BEAM US, LLC | 57375 | Adams Wind Generations LLC | MN | Meeker | AWG | OP | Onshore Wind Turbine | WT | IPP Non-CHP | 2 | 20 | 20 | 20 | 3 | 2011 | 11 | Alstom | ECO86 | 17.7 | 3 | 262.4
63287 | Axium Arizona Renewables, LLC | 57379 | Poseidon Wind, LLC | AZ | Navajo | 1 | OP | Onshore Wind Turbine | WT | IPP Non-CHP | 2 | 65.1 | 65.1 | 65.1 | 12 | 2010 | 31 | Suzlon | S88-2100 | 14.8 | 2 | 256
15399 | Avangrid Power LLC | 57380 | New England Wind LLC | MA | Berkshire | 1 | OP | Onshore Wind Turbine | WT | IPP Non-CHP | 2 | 28.5 | 28.5 | 28.5 | 12 | 2012 | 19 | GE | 1.5 SLE | 16.7 | 3 | 213
13781 | Northern States Power Co - Minnesota | 57385 | Community Wind North LLC | MN | Lincoln | 34505 | OP | Onshore Wind Turbine | WT | Electric Utility | 1 | 30 | 25.9 | 25.9 | 5 | 2011 | 12 | Clipper | Liberty C96 | 17.4 | 2 | 262.4
56715 | Ridgewind Power Partners LLC | 57386 | Ridgewind | MN | Pipestone | WTG1 | OP | Onshore Wind Turbine | WT | IPP Non-CHP | 2 | 25.3 | 25.3 | 25.3 | 1 | 2011 | 11 | Siemens | SWT-2.3-93 | 19 | 2 | 262.4
14232 | Otter Tail Power Co | 57387 | Ashtabula Wind III LLC | ND | Barnes | GE16 | OP | Onshore Wind Turbine | WT | Electric Utility | 1 | 62.4 | 62.4 | 62.4 | 12 | 2010 | 39 | GE | 1.6 XLE | 16.8 | 2 | 262.5
63024 | BEAM US, LLC | 57396 | Danielson Wind Farms LLC | MN | Meeker | DWF | OP | Onshore Wind Turbine | WT | IPP Non-CHP | 2 | 20 | 20 | 20 | 3 | 2011 | 12 | Alstom | ECO86 | 16.6 | 3 | 262.4
56742 | Notus Clean Energy LLC | 57414 | Notus Wind 1 | MA | Barnstable | 1 | OP | Onshore Wind Turbine | WT | IPP Non-CHP | 2 | 1.7 | 1.7 | 1.7 | 7 | 2010 | 1 | Vestas | V82-1.65 | 19 | 2 | 262
62077 | Sherbino II Wind Farm LLC | 57415 | Sherbino II | TX | Pecos | 1 | OP | Onshore Wind Turbine | WT | IPP Non-CHP | 2 | 132 | 132 | 132 | 11 | 2011 | 60 | Vestas | V110-2.0 | 19 | 2 | 262.4
60025 | Greenbacker Renewable Energy Corporation | 57417 | Elk Wind Farm | IA | Delaware | NORD | OP | Onshore Wind Turbine | WT | IPP Non-CHP | 2 | 40.8 | 40.8 | 40.8 | 12 | 2011 | 17 | Nordex | N100/2500 | 19 | 2 | 328
5109 | DTE Electric Company | 57421 | Gratiot Wind Park | MI | Gratiot | 1 | OP | Onshore Wind Turbine | WT | Electric Utility | 1 | 102 | 102 | 102 | 11 | 2011 | 64 | GE | 1.6 XLE | 17 | 2 | 328
15399 | Avangrid Power LLC | 57424 | Buffalo Ridge II LLC | SD | Brookings | 1 | OP | Onshore Wind Turbine | WT | IPP Non-CHP | 2 | 210 | 210 | 210 | 12 | 2010 | 105 | Gamesa | G87-2.0 | 17.5 | 3 | 256
64742 | Mountain Air Projects, LLC | 57427 | Ryegrass Windfarm | ID | Elmore | 1 | OP | Onshore Wind Turbine | WT | IPP Non-CHP | 2 | 23 | 23 | 23 | 12 | 2012 | 10 | Siemens | SWT-2.3-101 | 13.4 | 2 | 262.4
64742 | Mountain Air Projects, LLC | 57428 | Hammett Hill Windfarm | ID | Elmore | 1 | OP | Onshore Wind Turbine | WT | IPP Non-CHP | 2 | 23 | 23 | 23 | 12 | 2012 | 10 | Siemens | SWT-2.3-101 | 13.4 | 2 | 262.4
64742 | Mountain Air Projects, LLC | 57429 | Mainline Windfarm | ID | Elmore | 1 | OP | Onshore Wind Turbine | WT | IPP Non-CHP | 2 | 23 | 23 | 23 | 12 | 2012 | 10 | Siemens | SWT-2.3-101 | 13.4 | 2 | 262.4
64742 | Mountain Air Projects, LLC | 57430 | Desert Meadow Windfarm | ID | Elmore | 1 | OP | Onshore Wind Turbine | WT | IPP Non-CHP | 2 | 23 | 23 | 23 | 12 | 2012 | 10 | Siemens | SWT-2.3-101 | 13.4 | 2 | 262.4
64742 | Mountain Air Projects, LLC | 57431 | Cold Springs Windfarm | ID | Elmore | 1 | OP | Onshore Wind Turbine | WT | IPP Non-CHP | 2 | 23 | 23 | 23 | 12 | 2012 | 10 | Siemens | SWT-2.3-101 | 13.4 | 2 | 262.4
12667 | Minnesota Municipal Power Agny | 57432 | Oak Glen Wind Farm | MN | Steele | 1 | OP | Onshore Wind Turbine | WT | Electric Utility | 1 | 44 | 44 | 44 | 11 | 2011 | 24 | Vestas | V90-2.0 | 16 | 2 | 262.4
56769 | Consolidated Edison Development Inc. | 57434 | Valley View Transmission LLC | MN | Murray | VVT | OP | Onshore Wind Turbine | WT | IPP Non-CHP | 2 | 10 | 10 | 10 | 7 | 2011 | 5 | Gamesa | G87-2.0 | 13 | 2 | 256
64742 | Mountain Air Projects, LLC | 57444 | Two Ponds Windfarm | ID | Elmore | 1 | OP | Onshore Wind Turbine | WT | IPP Non-CHP | 2 | 23 | 23 | 23 | 12 | 2012 | 10 | Siemens | SWT-2.3-101 | 13.4 | 2 | 262.4
61012 | AES Distributed Energy | 57447 | Laurel Mountain Hybrid | WV | Barbour | 1 | OP | Onshore Wind Turbine | WT | IPP Non-CHP | 2 | 97.6 | 97.6 | 97.6 | 8 | 2011 | 61 | GE | 1.6 SLE | 16.1 | 3 | 262
15399 | Avangrid Power LLC | 57449 | Blue Creek Wind Project | OH | Van Wert | 1 | OP | Onshore Wind Turbine | WT | IPP Non-CHP | 2 | 302 | 302 | 302 | 12 | 2011 | 152 | Gamesa | G90-2.0 | 16.5 | 3 | 328
61012 | AES Distributed Energy | 57459 | Mountain View IV | CA | Riverside | 1 | OP | Onshore Wind Turbine | WT | IPP Non-CHP | 2 | 49 | 49 | 49 | 2 | 2012 | 49 | Mitsubishi | MWT-1000 | 26.8 | 1 | 196.8
59139 | SunEdison LLC | 57463 | Bishop Hill Energy LLC | IL | Henry | 1 | OP | Onshore Wind Turbine | WT | IPP Non-CHP | 2 | 200 | 200 | 200 | 6 | 2012 | 133 | GE | 1.6-97 | 16.1 | 2 | 328.1
56786 | Crystal Lake 3 LLC | 57468 | Crystal Lake 3 LLC | IA | Winnebago | GE1.5 | OP | Onshore Wind Turbine | WT | IPP Non-CHP | 2 | 66 | 66 | 66 | 12 | 2009 | 44 | GE | 1.5 XLE | 16.8 | 2 | 262.5
56787 | Garden Wind LLC | 57469 | Garden Wind LLC | IA | Hardin | GE1.5 | OP | Onshore Wind Turbine | WT | IPP Non-CHP | 2 | 150 | 150 | 150 | 12 | 2009 | 100 | GE | 1.5 XLE | 16.8 | 3 | 262.5
56790 | Ralls Wind Farm LLC | 57474 | Ralls Wind Farm | TX | Crosby | 1 | OP | Onshore Wind Turbine | WT | IPP Non-CHP | 2 | 10 | 10 | 10 | 7 | 2011 | 5 | SANY | SE8720IIIE | 18.5 | 2 | 255.9
15399 | Avangrid Power LLC | 57484 | Manzana Wind LLC | CA | Kern | GEN1 | OP | Onshore Wind Turbine | WT | IPP Non-CHP | 2 | 189 | 189 | 189 | 12 | 2012 | 126 | GE | 1.5 SE | 14.6 | 3 | 213
56215 | Big Sky Wind, LLC | 57493 | Settlers Trail Wind Farm LLC | IL | Iroquois | STWF | OP | Onshore Wind Turbine | WT | IPP Non-CHP | 2 | 150.4 | 150.4 | 150.4 | 10 | 2011 | 94 | GE | 1.6 XLE | 16.6 | 2 | 262.4
12341 | MidAmerican Energy Co | 57500 | Laurel Wind Farm | IA | Marshall | LWF | OP | Onshore Wind Turbine | WT | Electric Utility | 1 | 123.4 | 119.6 | 119.6 | 12 | 2011 | 52 | Siemens | SWT-2.3-101 | 16.8 | 3 | 262.4
12341 | MidAmerican Energy Co | 57501 | Rolling Hills Wind Farm | IA | Cass | RHWF | OP | Onshore Wind Turbine | WT | Electric Utility | 1 | 484.2 | 443.2 | 443.2 | 12 | 2011 | 193 | Siemens | SWT-2.3-101 | 16.8 | 3 | 262.4
56545 | Pattern Operators LP | 57514 | Ocotillo Express LLC | CA | Imperial | WTG | OP | Onshore Wind Turbine | WT | IPP Non-CHP | 2 | 265.4 | 265.4 | 265.4 | 12 | 2012 | 112 | Siemens | SWT-2.3-108 | 19 | 2 | 262.4
56627 | DeWind Co. | 57517 | DeWind Frisco | TX | Hansford | FRISC | OS | Onshore Wind Turbine | WT | IPP Non-CHP | 2 | 20 | 20 | 20 | 2 | 2012 | 10 | DeWind | D8.2 | 19.2 | 2 | 262.5
62075 | Trinity Hills Wind Farm LLC | 57520 | Trinity Hills | TX | Young | 1 | OP | Onshore Wind Turbine | WT | IPP Non-CHP | 2 | 198 | 198 | 198 | 12 | 2011 | 90 | Vestas | V110-2.0 | 19 | 2 | 262.4
56865 | Caithness Shepherds Flat LLC | 57526 | North Hurlburt Wind LLC | OR | Gilliam | NORTH | OP | Onshore Wind Turbine | WT | IPP Non-CHP | 2 | 265 | 265 | 265 | 2 | 2012 | 106 | GE | 2.5-127 | 26.8 | 2 | 279
56868 | Kawailoa Wind LLC | 57529 | Kawailoa Wind | HI | Honolulu | 1 | OP | Onshore Wind Turbine | WT | IPP Non-CHP | 2 | 69 | 69 | 69 | 11 | 2012 | 30 | Siemens | SWT-2.3-101 | 13 | 2 | 326
60453 | Onward Energy | 57530 | Palouse | WA | Whitman | 1 | OP | Onshore Wind Turbine | WT | IPP Non-CHP | 2 | 105.3 | 105.3 | 105.3 | 12 | 2012 | 58 | Vestas | V100-1.8 | 17 | 3 | 262
60453 | Onward Energy | 57531 | Bingham Wind | ME | Piscataquis | 1 | OP | Onshore Wind Turbine | WT | IPP Non-CHP | 2 | 186 | 186 | 186 | 12 | 2016 | 56 | Vestas | V112-3.3 | 22.4 | 1 | 277
56874 | Winona County Wind LLC | 57547 | Winona County Wind LLC | MN | Winona | WCW | OS | Onshore Wind Turbine | WT | IPP Non-CHP | 2 | 1.5 | 0.5 | 0.4 | 10 | 2011 | 2 | Unison | U57 | 14 | 3 | 223
56865 | Caithness Shepherds Flat LLC | 57549 | South Hurlburt Wind LLC | OR | Gilliam | SOUTH | OP | Onshore Wind Turbine | WT | IPP Non-CHP | 2 | 290 | 290 | 290 | 7 | 2012 | 116 | GE | 2.5-127 | 26.8 | 2 | 279
56865 | Caithness Shepherds Flat LLC | 57550 | Horseshoe Bend Wind LLC | OR | Gilliam | HORSE | OP | Onshore Wind Turbine | WT | IPP Non-CHP | 2 | 290 | 290 | 290 | 7 | 2012 | 116 | GE | 2.5-127 | 26.8 | 2 | 279
65411 | Duke Energy Renewables Services | 57553 | Shirley Wind | WI | Brown | 1 | OP | Onshore Wind Turbine | WT | IPP Non-CHP | 2 | 20 | 20 | 20 | 11 | 2010 | 8 | Nordex | N100/2500 | 16.5 | 2 | 272
56909 | Record Hill Wind LLC | 57568 | Record Hill Wind | ME | Oxford | RHW | OP | Onshore Wind Turbine | WT | IPP Non-CHP | 2 | 50.6 | 50.6 | 50.6 | 1 | 2012 | 22 | Siemens | SWT-2.3-93 | 17 | 2 | 262.4
56912 | Cooper Hatchery Inc. | 57570 | Cooper Farms VW Project | OH | Van Wert | WTG | OP | Onshore Wind Turbine | WT | Industrial Non-CHP | 6 | 4.5 | 4.5 | 4.5 | 3 | 2012 | 3 | Goldwind | GW 87/1500 | 13 | 3 | 263
56916 | PaTu Wind Farm LLC | 57578 | PaTu Wind Farm LLC | OR | Sherman | PATU | OP | Onshore Wind Turbine | WT | IPP Non-CHP | 2 | 9 | 9 | 9 | 12 | 2010 | 6 | GE | 1.5 SLE | 12 | 2 | 262
57170 | EDF Renewable Asset Holdings, Inc. | 57586 | Shiloh III Wind Project LLC | CA | Solano | 1 | OP | Onshore Wind Turbine | WT | IPP Non-CHP | 2 | 102.5 | 102.5 | 100 | 12 | 2011 | 50 | Senvion | MM92 | 19 | 2 | 262.4
56925 | FPLE Wind, LLC | 57590 | Minco Wind I, LLC | OK | Grady | 1 | OP | Onshore Wind Turbine | WT | IPP Non-CHP | 2 | 99.2 | 99.2 | 99.2 | 12 | 2010 | 62 | GE | 1.6 XLE | 18 | 2 | 265
64616 | Broken Bow Wind LLC | 57593 | Broken Bow Wind LLC | NE | Custer | 1 | OP | Onshore Wind Turbine | WT | IPP Non-CHP | 2 | 79.9 | 79.9 | 79.9 | 12 | 2012 | 50 | GE | 1.6 XLE | 17 | 3 | 262.4
56930 | Foundation HA Energy Generation, LLC | 57594 | Teichert Materials-Teichert Vernalis | CA | San Joaquin | WTG1 | OP | Onshore Wind Turbine | WT | IPP Non-CHP | 2 | 1 | 1 | 1 | 10 | 2010 | 1 | GE | 1.5 SLE | 12 | 4 | 262
64537 | Pinnacle Wind, LLC | 57595 | Pinnacle Wind Force LLC | WV | Mineral | 1 | OP | Onshore Wind Turbine | WT | IPP Non-CHP | 2 | 53.7 | 52.9 | 52.9 | 12 | 2011 | 23 | Siemens | SWT-2.3-108 | 18.1 | 2 | 269
15399 | Avangrid Power LLC | 57609 | New Harvest Wind Project LLC | IA | Crawford | 1 | OP | Onshore Wind Turbine | WT | IPP Non-CHP | 2 | 100 | 100 | 100 | 12 | 2011 | 50 | Gamesa | G87-2.0 | 18 | 2 | 256
56952 | Lincoln Electric Company | 57613 | LE Wind Turbine 1 | OH | Cuyahoga | WTG1 | OP | Onshore Wind Turbine | WT | Industrial Non-CHP | 6 | 2.5 | 2.5 | 2.5 | 7 | 2011 | 1 | Kenersys | K100 2.5 | 14 | 3 | 278
56948 | Waverly Wind Farm LLC | 57614 | Waverly Wind Farm LLC | KS | Coffey | GEN1 | OP | Onshore Wind Turbine | WT | IPP Non-CHP | 2 | 199 | 199 | 199 | 1 | 2016 | 95 | Gamesa | G114-2.0 | 19 | 2 | 305
56945 | Blue Canyon Windpower VI LLC | 57616 | Blue Canyon Windpower VI LLC | OK | Caddo | GEN1 | OP | Onshore Wind Turbine | WT | IPP Non-CHP | 2 | 99.8 | 99.8 | 99.8 | 12 | 2011 | 55 | Vestas | V90-1.8 | 17.9 | 2 | 262.4
56946 | Hidalgo Wind Farm LLC | 57617 | Hidalgo Wind Farm LLC | TX | Hidalgo | GEN1 | OP | Onshore Wind Turbine | WT | IPP Non-CHP | 2 | 250 | 250 | 250 | 12 | 2016 | 75 | Vestas | V110-2.0 | 19 | 3 | 273
56936 | Paulding Wind Farm II LLC | 57620 | Paulding Wind Farm II | OH | Paulding | GEN1 | OP | Onshore Wind Turbine | WT | IPP Non-CHP | 2 | 99 | 99 | 99 | 7 | 2011 | 55 | Vestas | V100-1.8 | 16.8 | 3 | 311.7
56937 | Rising Tree Wind Farm LLC | 57621 | Rising Tree Wind Farm | CA | Kern | GEN1 | OP | Onshore Wind Turbine | WT | IPP Non-CHP | 2 | 79.2 | 79.2 | 79.2 | 1 | 2015 | 24 | Vestas | V112-3.3 | 19 | 2 | 276
56940 | Lexington Chenoa Wind Farm LLC | 57623 | Bright Stalk Wind Farm I | IL | McLean | GEN1 | OP | Onshore Wind Turbine | WT | IPP Non-CHP | 2 | 205.2 | 205.2 | 205.2 | 12 | 2019 | 57 | Vestas | V136-3.45 | 18.2 | 3 | 325
56930 | Foundation HA Energy Generation, LLC | 57626 | Foundation ST | CA | San Joaquin | WTG1 | OP | Onshore Wind Turbine | WT | IPP Non-CHP | 2 | 2 | 2 | 2 | 6 | 2011 | 2 | Mitsubishi | MWT-1000A | 12 | 4 | 180
56941 | Meadow Lake Wind Farm V LLC | 57628 | Meadow Lake Wind Farm V LLC | IN | White | GEN1 | OP | Onshore Wind Turbine | WT | IPP Non-CHP | 2 | 100 | 100 | 100 | 7 | 2017 | 56 | Vestas | V110-2.0 | 19 | 2 | 311
56962 | Wolverine Wind Energy, LLC | 57631 | Wolverine | IA | Adair | 1 | OP | Onshore Wind Turbine | WT | IPP Non-CHP | 2 | 1.5 | 1.5 | 1.5 | 10 | 2010 | 1 | GE | 1.5-77 | 17 | 2 | 262.4
56961 | Bulldog Wind Energy, LLC | 57632 | Bulldog | IA | Adair | 1 | OP | Onshore Wind Turbine | WT | IPP Non-CHP | 2 | 1.5 | 1.5 | 1.5 | 10 | 2010 | 1 | GE | 1.5-77 | 17 | 2 | 262.4
11208 | Los Angeles Department of Water & Power | 57635 | Linden Wind Energy Project | WA | Klickitat | LW1 | OP | Onshore Wind Turbine | WT | Electric Utility | 1 | 50 | 50 | 50 | 6 | 2010 | 25 | Senvion | MM92 | 14 | 4 | 262
65411 | Duke Energy Renewables Services | 57639 | Ironwood Wind | KS | Ford | 1 | OP | Onshore Wind Turbine | WT | IPP Non-CHP | 2 | 167.9 | 167.9 | 167.9 | 8 | 2012 | 73 | Siemens | SWT-2.3-101 | 16.7 | 2 | 272
64489 | CS Wind America, Inc. | 57643 | Vestas Towers America, Inc. | CO | Pueblo | V100 | OP | Onshore Wind Turbine | WT | Industrial Non-CHP | 6 | 1.8 | 1.8 | 1.8 | 4 | 2010 | 1 | Vestas | V100-1.8 | 16.8 | 2 | 262.4
59380 | Enel Green Power NA, Inc. | 57644 | Prairie Rose Wind Farm | MN | Rock | PR1 | OP | Onshore Wind Turbine | WT | IPP Non-CHP | 2 | 200 | 200 | 200 | 12 | 2012 | 119 | GE | 1.68-82.5 | 24 | 2 | 328
56977 | Henkel U.S. Operations Corporation | 57648 | Henkel U.S. Operations Corporation | NY | Ontario | WT1 | OP | Onshore Wind Turbine | WT | Industrial Non-CHP | 6 | 1.7 | 1.7 | 1.7 | 1 | 2012 | 1 | Hyundai | HQ1650 | 20 | 2 | 270
56977 | Henkel U.S. Operations Corporation | 57648 | Henkel U.S. Operations Corporation | NY | Ontario | WT2 | OP | Onshore Wind Turbine | WT | Industrial Non-CHP | 6 | 1.7 | 1.7 | 1.7 | 1 | 2012 | 1 | Hyundai | HQ1650 | 20 | 2 | 270
15399 | Avangrid Power LLC | 57649 | Elm Creek Wind II LLC | MN | Martin | 1 | OP | Onshore Wind Turbine | WT | IPP Non-CHP | 2 | 148.8 | 148.8 | 148.8 | 12 | 2010 | 62 | Mitsubishi | MWT-95/2.4 | 18.4 | 2 | 262.4
65411 | Duke Energy Renewables Services | 57663 | Cimarron Windpower II | KS | Gray | 1 | OP | Onshore Wind Turbine | WT | IPP Non-CHP | 2 | 131 | 131 | 131 | 6 | 2012 | 57 | Siemens | SWT-2.3-108 | 17.6 | 2 | 272
56215 | Big Sky Wind, LLC | 57675 | Pioneer Trail Wind Farm, LLC | IL | Iroquois | PTWF | OP | Onshore Wind Turbine | WT | IPP Non-CHP | 2 | 150.4 | 150.4 | 150.4 | 12 | 2011 | 94 | GE | 1.6 XLE | 17.4 | 2 | 262.4
56545 | Pattern Operators LP | 57678 | Post Rock Wind Power Project, LLC | KS | Ellsworth | 1 | OP | Onshore Wind Turbine | WT | IPP Non-CHP | 2 | 201 | 201 | 201 | 9 | 2012 | 134 | GE | 1.5-82.5 | 18 | 2 | 262.4
57024 | Vasco Winds, LLC | 57700 | Vasco Winds | CA | Contra Costa | 1 | OP | Onshore Wind Turbine | WT | IPP Non-CHP | 2 | 78.2 | 78.2 | 78.2 | 12 | 2011 | 34 | Siemens | SWT-2.3-101 | 22.3 | 2 | 262.4
57026 | NextEra Energy Montezuma Wind II, LLC | 57701 | Montezuma Wind II | CA | Solano | 1 | OP | Onshore Wind Turbine | WT | IPP Non-CHP | 2 | 78.2 | 78.2 | 78.2 | 1 | 2012 | 34 | Siemens | SWT-2.3-93 | 19 | 2 | 262.4
11806 | Massachusetts Mun Wholes Electric Co | 57721 | Berkshire Wind Power Project | MA | Berkshire | BWP | OP | Onshore Wind Turbine | WT | Electric Utility | 1 | 15 | 15 | 15 | 5 | 2011 | 10 | GE | 1.5 SLE | 16 | 2 | 262
11806 | Massachusetts Mun Wholes Electric Co | 57721 | Berkshire Wind Power Project | MA | Berkshire | HN-8 | OP | Onshore Wind Turbine | WT | Electric Utility | 1 | 2.3 | 2.3 | 2.3 | 9 | 2019 | 1 | GE | 2.3-116 | 16 | 2 | 262.5
11806 | Massachusetts Mun Wholes Electric Co | 57721 | Berkshire Wind Power Project | MA | Berkshire | HN-9 | OP | Onshore Wind Turbine | WT | Electric Utility | 1 | 2.3 | 2.3 | 2.3 | 9 | 2019 | 1 | GE | 2.3-116 | 16 | 2 | 262.5
57170 | EDF Renewable Asset Holdings, Inc. | 57725 | Shiloh IV Wind Project LLC | CA | Solano | 1 | OP | Onshore Wind Turbine | WT | IPP Non-CHP | 2 | 102.5 | 102.5 | 102.5 | 12 | 2012 | 58 | Senvion | MM92 | 19 | 2 | 257.5
57046 | University of Minnesota Morris Campus | 57732 | UMM Wind Turbine | MN | Stevens | UMM1 | OP | Onshore Wind Turbine | WT | Commercial Non-CHP | 4 | 1.7 | 0.6 | 0.9 | 6 | 2011 | 1 | Vestas | V82-1.65 | 18 | 2 | 265
65411 | Duke Energy Renewables Services | 57744 | Laurel Hill Wind | PA | Lycoming | 1 | OP | Onshore Wind Turbine | WT | IPP Non-CHP | 2 | 69 | 69 | 69 | 9 | 2012 | 30 | Siemens | SWT-2.3-108 | 12.8 | 2 | 272
57042 | Gordon Butte Wind LLC | 57748 | Gordon Butte Wind LLC | MT | Meagher | DAW | OP | Onshore Wind Turbine | WT | IPP Non-CHP | 2 | 2.7 | 2.7 | 2.7 | 12 | 2018 | 1 | GE | 2.5-116 | 21 | 1 | 295.3
57042 | Gordon Butte Wind LLC | 57748 | Gordon Butte Wind LLC | MT | Meagher | GBW | OP | Onshore Wind Turbine | WT | IPP Non-CHP | 2 | 9.6 | 9.6 | 9.6 | 1 | 2012 | 6 | GE | 1.5 SLE | 21 | 1 | 262
57042 | Gordon Butte Wind LLC | 57748 | Gordon Butte Wind LLC | MT | Meagher | OSR | OP | Onshore Wind Turbine | WT | IPP Non-CHP | 2 | 2.7 | 2.7 | 2.7 | 12 | 2018 | 1 | GE | 2.5-116 | 21 | 1 | 295.3
57042 | Gordon Butte Wind LLC | 57748 | Gordon Butte Wind LLC | MT | Meagher | SOR | OP | Onshore Wind Turbine | WT | IPP Non-CHP | 2 | 2.7 | 2.7 | 2.7 | 12 | 2018 | 1 | GE | 2.5-116 | 21 | 1 | 295.3
57041 | Idaho Winds LLC | 57749 | Sawtooth Wind Project | ID | Elmore | ST | OP | Onshore Wind Turbine | WT | IPP Non-CHP | 2 | 22.4 | 22.4 | 22.4 | 10 | 2011 | 14 | GE | 1.6 XLE | 12 | 3 | 262.5
65411 | Duke Energy Renewables Services | 57751 | Los Vientos Wind 1A | TX | Cameron | 1 | OP | Onshore Wind Turbine | WT | IPP Non-CHP | 2 | 200 | 200 | 200 | 12 | 2012 | 87 | Siemens | SWT-2.3-108 | 13.9 | 2 | 272
65411 | Duke Energy Renewables Services | 57752 | Los Vientos Wind 1B | TX | Cameron | 1 | OP | Onshore Wind Turbine | WT | IPP Non-CHP | 2 | 201.6 | 201.6 | 201.6 | 12 | 2012 | 84 | Mitsubishi | MWT-102/2.4 | 14.8 | 2 | 272
57050 | TPW Petersburg LLC | 57755 | TPW Petersburg | NE | Boone | PETE | OP | Onshore Wind Turbine | WT | IPP Non-CHP | 2 | 40.5 | 40.5 | 40.5 | 11 | 2011 | 27 | GE | 1.5 XLE | 19 | 2 | 262.4
57066 | Coastal Community Action Program | 57756 | Coastal Energy Project | WA | Grays Harbor | 1 | OP | Onshore Wind Turbine | WT | IPP Non-CHP | 2 | 6 | 6 | 6 | 6 | 2010 | 4 | GE | 1.5 SLE | 12 | 2 | 265
57170 | EDF Renewable Asset Holdings, Inc. | 57757 | Pacific Wind LLC | CA | Kern | 1 | OP | Onshore Wind Turbine | WT | IPP Non-CHP | 2 | 151.7 | 140 | 140 | 8 | 2012 | 75 | Senvion | MM92 | 19 | 2 | 257.5
57068 | Power County Wind Park South LLC | 57760 | Power County Wind Park South | ID | Power | PCWPS | OP | Onshore Wind Turbine | WT | IPP Non-CHP | 2 | 22.5 | 22.5 | 22.5 | 12 | 2011 | 9 | Nordex | N100/2500 | 17.2 | 2 | 262
57069 | Power County Wind Park North LLC | 57761 | Power County Wind Park North | ID | Power | PCWPN | OP | Onshore Wind Turbine | WT | IPP Non-CHP | 2 | 22.5 | 22.5 | 22.5 | 12 | 2011 | 9 | Nordex | N100/2500 | 17.2 | 2 | 262
58143 | Cimarron Wind Energy LLC | 57762 | Cimarron Wind Energy LLC | KS | Gray | CPV1 | OP | Onshore Wind Turbine | WT | IPP Non-CHP | 2 | 165.6 | 165.6 | 165.6 | 11 | 2012 | 72 | Siemens | SWT-2.3-108 | 14 | 3 | 297
57075 | Ridgeline Energy LLC | 57766 | Rockland Wind Farm | ID | Power | RLWF | OP | Onshore Wind Turbine | WT | IPP Non-CHP | 2 | 79.2 | 79.2 | 79.2 | 12 | 2011 | 44 | Vestas | V100-1.8 | 15.4 | 3 | 262.5
57077 | Adams Electric Cooperative | 57767 | Brown County Wind Turbine | IL | Brown | 1 | OP | Onshore Wind Turbine | WT | Electric Utility | 1 | 1.5 | 1.5 | 1.5 | 9 | 2011 | 1 | VENSYS | VENSYS77 | 16.5 | 2 | 281
55963 | AE Power Services LLC | 57769 | Mehoopany Wind Energy LLC | PA | Wyoming | 1 | OP | Onshore Wind Turbine | WT | IPP Non-CHP | 2 | 140.8 | 140.8 | 140.8 | 12 | 2012 | 88 | GE | 1.6-82.5 | 19 | 2 | 328
64260 | Nextera Energy Resources | 57774 | Windstar 1 | CA | Kern | WGNS | OP | Onshore Wind Turbine | WT | IPP Non-CHP | 2 | 120 | 120 | 120 | 2 | 2012 | 60 | Gamesa | G80-2.0 | 27 | 1 | 220
63235 | Brookfield Renewable Trading and Marketing LP | 57775 | Kingman 1 | AZ | Mohave | WGNS | OP | Onshore Wind Turbine | WT | IPP Non-CHP | 2 | 10 | 10 | 10 | 9 | 2011 | 5 | Gamesa | G90-2.0 | 27 | 3 | 256
55963 | AE Power Services LLC | 57787 | Flat Ridge 2 Wind Energy LLC | KS | Kingman | 1 | OP | Onshore Wind Turbine | WT | IPP Non-CHP | 2 | 470.4 | 470.4 | 470.4 | 10 | 2012 | 294 | GE | 1.6-100 | 16.8 | 3 | 262.4
56930 | Foundation HA Energy Generation, LLC | 57791 | Foundation AB | CA | Solano | WTG1 | OP | Onshore Wind Turbine | WT | IPP Non-CHP | 2 | 1.5 | 1.5 | 1.5 | 11 | 2011 | 1 | GE | 1.5 SLE | 13.4 | 4 | 213
56930 | Foundation HA Energy Generation, LLC | 57792 | Foundation IE | CA | San Bernardino | WTG1 | OP | Onshore Wind Turbine | WT | IPP Non-CHP | 2 | 1 | 1 | 1 | 12 | 2011 | 1 | Mitsubishi | MWT-1000A | 12 | 4 | 180
12647 | ALLETE, Inc. | 57800 | Bison 2 Wind Energy Center | ND | Morton | BISO2 | OP | Onshore Wind Turbine | WT | Electric Utility | 1 | 105 | 105 | 105 | 12 | 2012 | 35 | Siemens | SWT-3.0-101 | 19.9 | 1 | 261
12647 | ALLETE, Inc. | 57801 | Bison 3 Wind Energy Center | ND | Morton | BISO3 | OP | Onshore Wind Turbine | WT | Electric Utility | 1 | 105 | 105 | 105 | 12 | 2012 | 35 | Siemens | SWT-3.0-101 | 19.9 | 1 | 260
56215 | Big Sky Wind, LLC | 57802 | Magic Valley Wind Farm I LLC | TX | Willacy | MV1 | OP | Onshore Wind Turbine | WT | IPP Non-CHP | 2 | 203 | 203 | 203 | 9 | 2012 | 112 | Vestas | V100-1.8 | 16.6 | 3 | 262.4
57122 | Lime Wind LLC | 57803 | Lime Wind | OR | Baker | T1-6 | OP | Onshore Wind Turbine | WT | IPP Non-CHP | 2 | 3 | 3 | 3 | 12 | 2011 | 6 | Nordtank | NTK 500/41 | 16.3 | 2 | 131
57127 | GL Wind LLC | 57813 | GL Wind | MN | Winona | TURB1 | OP | Onshore Wind Turbine | WT | IPP Non-CHP | 2 | 2.5 | 2.4 | 2.4 | 12 | 2011 | 1 | Clipper | Liberty C96 | 15 | 2 | 262.4
57127 | GL Wind LLC | 57813 | GL Wind | MN | Winona | TURB2 | OP | Onshore Wind Turbine | WT | IPP Non-CHP | 2 | 2.5 | 2.4 | 2.4 | 12 | 2011 | 1 | Clipper | Liberty C96 | 15 | 2 | 262.4
57138 | University of Minnesota WCROC | 57823 | WCROC Wind Farm | MN | Stevens | WTG1 | OP | Onshore Wind Turbine | WT | IPP Non-CHP | 2 | 1.7 | 0.4 | 0.7 | 3 | 2005 | 1 | Vestas | V82-1.65 | 18 | 2 | 235
60025 | Greenbacker Renewable Energy Corporation | 57830 | Rippey Wind Farm | IA | Greene | NORD | OP | Onshore Wind Turbine | WT | IPP Non-CHP | 2 | 50 | 50 | 50 | 8 | 2012 | 20 | Nordex | N100/2500 | 19 | 2 | 328
60025 | Greenbacker Renewable Energy Corporation | 57832 | Hawkeye Wind Farm | IA | Bremer | NORD | OP | Onshore Wind Turbine | WT | IPP Non-CHP | 2 | 35 | 34 | 34 | 10 | 2012 | 15 | Nordex | N100/2500 | 19 | 2 | 328
65911 | Mustang Hills, LLC (Longroad) | 57833 | Mustang Hills LLC | CA | Kern | AW06 | OP | Onshore Wind Turbine | WT | IPP Non-CHP | 2 | 150 | 150 | 150 | 5 | 2012 | 50 | Vestas | V90-3.0 | 22.4 | 1 | 262.4
59868 | Pinyon Pines Wind I, LLC | 57834 | Pinyon Pine I | CA | Kern | AW07 | OP | Onshore Wind Turbine | WT | IPP Non-CHP | 2 | 168 | 168 | 168 | 11 | 2012 | 56 | Vestas | V90-3.0 | 18.7 | 2 | 262.5
64260 | Nextera Energy Resources | 57835 | Alta Wind VIII | CA | Kern | AW08 | OP | Onshore Wind Turbine | WT | IPP Non-CHP | 2 | 150 | 150 | 150 | 1 | 2012 | 50 | Vestas | V90-3.0 | 18 | 2 | 262.4
59869 | Pinyon Pines Wind II, LLC | 57837 | Pinyon Pine II | CA | Kern | AW09 | OP | Onshore Wind Turbine | WT | IPP Non-CHP | 2 | 132 | 132 | 132 | 11 | 2012 | 44 | Vestas | V90-3.0 | 18.6 | 2 | 262.5
9417 | Interstate Power and Light Co | 57844 | Franklin County Wind Farm | IA | Franklin | 1 | OP | Onshore Wind Turbine | WT | Electric Utility | 1 | 99 | 99 | 99 | 12 | 2012 | 60 | Vestas | V82-1.65 | 17.7 | 2 | 262
5109 | DTE Electric Company | 57851 | Sigel Wind Park | MI | Huron | 1 | OP | Onshore Wind Turbine | WT | Electric Utility | 1 | 64 | 64 | 64 | 12 | 2012 | 40 | GE | 1.6-100 | 17 | 3 | 328
5109 | DTE Electric Company | 57852 | Minden Wind Park | MI | Sanilac | 1 | OP | Onshore Wind Turbine | WT | Electric Utility | 1 | 32 | 32 | 32 | 12 | 2012 | 20 | GE | 1.6-100 | 17 | 3 | 328
5109 | DTE Electric Company | 57853 | McKinley Wind Park | MI | Huron | 1 | OP | Onshore Wind Turbine | WT | Electric Utility | 1 | 14.4 | 14 | 14 | 12 | 2012 | 9 | GE | 1.6-100 | 17 | 3 | 328
9442 | Town of Ipswich - (MA) | 57855 | Ipswich Wind Turbine | MA | Essex | 1 | OP | Onshore Wind Turbine | WT | Electric Utility | 1 | 1.6 | 1.6 | 1.6 | 5 | 2011 | 1 | GE | 1.6-82.5 | 15.3 | 3 | 300
57191 | Caney River Wind Project | 57858 | Caney River Wind Project | KS | Elk | 1 | OP | Onshore Wind Turbine | WT | IPP Non-CHP | 2 | 200 | 200 | 200 | 1 | 2012 | 111 | Vestas | V90-1.8 | 23 | 2 | 344
56215 | Big Sky Wind, LLC | 57862 | Wildcat Wind Farm I, LLC | IN | Tipton | 1 | OP | Onshore Wind Turbine | WT | IPP Non-CHP | 2 | 200 | 200 | 200 | 12 | 2012 | 125 | GE | 1.6 XLE | 18.1 | 2 | 328
7349 | Golden Spread Electric Cooperative, Inc | 57866 | Golden Spread Panhandle Wnd Rch | TX | Oldham | PWR | OP | Onshore Wind Turbine | WT | Electric Utility | 1 | 78.2 | 78.2 | 78.2 | 9 | 2011 | 34 | Siemens | SWT-2.3-101 | 19.3 | 2 | 262.4
65910 | Howard Wind LLC (Longroad) | 57867 | Howard Wind Farm | NY | Steuben | 1 | OP | Onshore Wind Turbine | WT | IPP Non-CHP | 2 | 51.3 | 51.3 | 51.3 | 12 | 2011 | 25 | Senvion | MM92 | 19 | 2 | 262.4
65910 | Howard Wind LLC (Longroad) | 57867 | Howard Wind Farm | NY | Steuben | 2 | OP | Onshore Wind Turbine | WT | IPP Non-CHP | 2 | 4.1 | 4.1 | 4.1 | 12 | 2012 | 2 | Senvion | MM92 | 19 | 2 | 262.4
12341 | MidAmerican Energy Co | 57873 | Eclipse Wind Farm | IA | Guthrie | EWF | OP | Onshore Wind Turbine | WT | Electric Utility | 1 | 207.1 | 200 | 200 | 9 | 2012 | 87 | Siemens | SWT-2.3-108 | 16.8 | 3 | 262.4
12341 | MidAmerican Energy Co | 57874 | Vienna Wind Farm | IA | Marshall | VIIWF | OP | Onshore Wind Turbine | WT | Electric Utility | 1 | 44.6 | 44.6 | 44.6 | 12 | 2013 | 19 | Siemens | SWT-2.3-108 | 16.8 | 3 | 262.4
12341 | MidAmerican Energy Co | 57874 | Vienna Wind Farm | IA | Marshall | VIWF | OP | Onshore Wind Turbine | WT | Electric Utility | 1 | 105.6 | 105.6 | 105.6 | 11 | 2012 | 45 | Siemens | SWT-2.3-108 | 16.8 | 3 | 262.4
12341 | MidAmerican Energy Co | 57875 | Morning Light Wind Farm | IA | Adair | MLWF | OP | Onshore Wind Turbine | WT | Electric Utility | 1 | 110.9 | 100.9 | 100.9 | 10 | 2012 | 44 | Siemens | SWT-2.3-108 | 16.8 | 3 | 262.4
57215 | Regents of the University of Minnesota | 57880 | Eolos Wind Energy Research Field Station | MN | Dakota | 1 | OP | Onshore Wind Turbine | WT | IPP Non-CHP | 2 | 2.5 | 2.5 | 2.5 | 10 | 2011 | 1 | Clipper | Liberty C96 | 19 | 2 | 262.4
57257 | Wildcat Wind, LLC | 57887 | Wildcat Wind | NM | Lea | 1 | OP | Onshore Wind Turbine | WT | IPP Non-CHP | 2 | 27.3 | 27.3 | 27.3 | 7 | 2012 | 13 | Suzlon | S97-2100 | 17.8 | 3 | 295.3
57256 | Harvest II Windfarm, LLC | 57888 | Harvest 2 | MI | Huron | 1 | OP | Onshore Wind Turbine | WT | IPP Non-CHP | 2 | 59.4 | 59.4 | 59.4 | 11 | 2012 | 33 | Vestas | V100-1.8 | 14.9 | 3 | 311.7
40575 | Utah Associated Mun Power Sys | 57890 | Horse Butte Wind I, LLC | ID | Bonneville | 1 | OP | Onshore Wind Turbine | WT | Electric Utility | 1 | 57.6 | 57.6 | 57.6 | 8 | 2012 | 32 | Vestas | V100-1.8 | 15.4 | 3 | 262.4
15399 | Avangrid Power LLC | 57913 | Tule Wind LLC | CA | San Diego | 1 | OP | Onshore Wind Turbine | WT | IPP Non-CHP | 2 | 143 | 143 | 143 | 12 | 2017 | 57 | GE | 1.5 S | 16.2 | 3 | 262
15399 | Avangrid Power LLC | 57927 | Baffin Wind | TX | Kenedy | 1 | OP | Onshore Wind Turbine | WT | IPP Non-CHP | 2 | 188 | 188 | 188 | 12 | 2014 | 101 | Gamesa | G97-2.0 | 15.7 | 3 | 295
7353 | Golden Valley Elec Assn Inc | 57935 | Eva Creek Wind | AK | Denali | EVW | OP | Onshore Wind Turbine | WT | Electric Utility | 1 | 24.6 | 24.6 | 24.6 | 1 | 2013 | 12 | REpower | MM92 | 16.5 | 3 | 262
59365 | Capital Power Corporation | 57947 | Macho Springs Power I | NM | Luna | GEN | OP | Onshore Wind Turbine | WT | IPP Non-CHP | 2 | 50.4 | 50.4 | 50.4 | 11 | 2011 | 28 | Vestas | V100-1.8 | 13.4 | 3 | 262.4
56925 | FPLE Wind, LLC | 57956 | Minco Wind II, LLC | OK | Grady | 1 | OP | Onshore Wind Turbine | WT | IPP Non-CHP | 2 | 100.8 | 100.8 | 100.8 | 11 | 2011 | 63 | GE | 1.6 XLE | 18 | 2 | 265
60081 | Coram California Development, L.P. | 57962 | Brookfield Tehachapi 1 | CA | Kern | BT1 | OP | Onshore Wind Turbine | WT | IPP Non-CHP | 2 | 102 | 102 | 102 | 3 | 2012 | 34 | Vestas | V90-3.0 | 18 | 1 | 278
57333 | Musselshell Wind Project LLC | 57963 | Musselshell Wind Project | MT | Wheatland | MS01 | OP | Onshore Wind Turbine | WT | IPP Non-CHP | 2 | 10 | 10 | 10 | 12 | 2012 | 7 | Goldwind | GW 87/1500 | 22 | 3 | 246
59050 | Algonquin Power Co | 57964 | Shady Oaks Wind Farm | IL | Lee | 1 | OP | Onshore Wind Turbine | WT | IPP Non-CHP | 2 | 109.5 | 109.5 | 109.5 | 5 | 2012 | 71 | Goldwind | GW 82/1500 | 17 | 3 | 328.1
57338 | Musselshell Wind Project Two LLC | 57965 | Musselshell Wind Project Two LLC | MT | Wheatland | MS02 | OP | Onshore Wind Turbine | WT | IPP Non-CHP | 2 | 10 | 10 | 10 | 12 | 2012 | 7 | Goldwind | GW 87/1500 | 22 | 3 | 246
57340 | Cashton Greens Wind Farm LLC | 57968 | Cashton Greens Wind Farm | WI | Monroe | CGWF | OP | Onshore Wind Turbine | WT | IPP Non-CHP | 2 | 5 | 4.8 | 4.8 | 5 | 2012 | 2 | Clipper | Liberty C96 | 15 | 2 | 328
57170 | EDF Renewable Asset Holdings, Inc. | 57973 | Spinning Spur Wind LLC | TX | Oldham | GEN1 | OP | Onshore Wind Turbine | WT | IPP Non-CHP | 2 | 161 | 161 | 161 | 11 | 2012 | 70 | Siemens | SWT-2.3-101 | 19 | 2 | 262.4
57170 | EDF Renewable Asset Holdings, Inc. | 57974 | Bobcat Bluff Wind Project LLC | TX | Archer | GEN1 | OP | Onshore Wind Turbine | WT | IPP Non-CHP | 2 | 161 | 161 | 161 | 12 | 2012 | 100 | GE | 1.5 SLE | 19 | 2 | 262.4
57170 | EDF Renewable Asset Holdings, Inc. | 57975 | Spearville 3 LLC | KS | Ford | GEN1 | OP | Onshore Wind Turbine | WT | IPP Non-CHP | 2 | 108 | 108 | 108 | 10 | 2012 | 63 | GE | 1.6 XLE | 19 | 2 | 262.4
12341 | MidAmerican Energy Co | 57976 | Pocahontas Prairie Wind Farm | IA | Pocahontas | 1 | OP | Onshore Wind Turbine | WT | Electric Utility | 1 | 80 | 80 | 80 | 2 | 2012 | 40 | Gamesa | G97-2.0 | 20 | 2 | 328
7601 | Green Mountain Power Corp | 57979 | Kingdom Community Wind | VT | Orleans | KCW | OP | Onshore Wind Turbine | WT | Electric Utility | 1 | 65 | 65 | 65 | 11 | 2012 | 21 | Vestas | V112-3.0 | 17 | 2 | 275
56146 | Black Hills Colorado Electric, LLC | 57980 | Busch Ranch Wind Energy Farm | CO | Huerfano | WTG | OP | Onshore Wind Turbine | WT | Electric Utility | 1 | 29 | 29 | 29 | 10 | 2012 | 16 | Vestas | V100-1.8 | 22 | 2 | 263
59050 | Algonquin Power Co | 57981 | Senate Wind LLC | TX | Jack | GEN1 | OP | Onshore Wind Turbine | WT | IPP Non-CHP | 2 | 150 | 150 | 150 | 12 | 2012 | 75 | Gamesa | G90-2.0 | 18.1 | 2 | 328.1
57355 | Stephens Ranch Wind Energy LLC | 57983 | Stephens Ranch Wind Energy LLC | TX | Borden | 1 | OP | Onshore Wind Turbine | WT | IPP Non-CHP | 2 | 211 | 211 | 211 | 12 | 2014 | 118 | GE | 1.79-100 | 16.1 | 2 | 262.5
57355 | Stephens Ranch Wind Energy LLC | 57983 | Stephens Ranch Wind Energy LLC | TX | Borden | 2 | OP | Onshore Wind Turbine | WT | IPP Non-CHP | 2 | 165 | 165 | 165 | 4 | 2015 | 92 | GE | 1.79-100 | 14.9 | 2 | 262.5
4254 | Consumers Energy Co - (MI) | 57984 | Lake Winds Energy Park | MI | Mason | LWEP | OP | Onshore Wind Turbine | WT | Electric Utility | 1 | 100.8 | 100.8 | 100.8 | 11 | 2012 | 56 | Vestas | V100-1.8 | 16.7 | 3 | 311
57363 | Canadian Hills Wind LLC | 57987 | Canadian Hills Wind | OK | Canadian | 1 | OP | Onshore Wind Turbine | WT | IPP Non-CHP | 2 | 293.7 | 293.7 | 293.7 | 12 | 2012 | 133 | REpower | MM92 | 18 | 3 | 273
66972 | Exus Pennsylvania Wind Holdings | 57991 | Highland North Wind Farm | PA | Cambria | 1 | OP | Onshore Wind Turbine | WT | IPP Non-CHP | 2 | 75 | 75 | 75 | 3 | 2012 | 30 | Nordex | N100/2500 | 19 | 2 | 328.1
57370 | NaturEner Rim Rock Energy LLC | 57995 | NaturEner Rim Rock Energy | MT | Toole | RR | OP | Onshore Wind Turbine | WT | IPP Non-CHP | 2 | 189 | 184.6 | 184.6 | 12 | 2012 | 126 | Acciona | AW77/1500 | 18 | 2 | 262
57372 | Auwahi Wind Energy LLC | 57996 | Auwahi Wind Energy Hybrid | HI | Maui | AWET | OP | Onshore Wind Turbine | WT | IPP Non-CHP | 2 | 24 | 24 | 24 | 12 | 2012 | 8 | Siemens | SWT-3.0-101 | 24.6 | 1 | 261
66972 | Exus Pennsylvania Wind Holdings | 57998 | Twin Ridges Wind Farm | PA | Somerset | 1 | OP | Onshore Wind Turbine | WT | IPP Non-CHP | 2 | 139.4 | 139.4 | 139.4 | 12 | 2012 | 68 | Vestas | V110-2.0 | 19 | 2 | 344.5
66972 | Exus Pennsylvania Wind Holdings | 57999 | Patton Wind Farm | PA | Cambria | 1 | OP | Onshore Wind Turbine | WT | IPP Non-CHP | 2 | 30 | 30 | 30 | 12 | 2012 | 15 | Gamesa | G97-2.0 | 16.8 | 3 | 295.3
56215 | Big Sky Wind, LLC | 58000 | Anacacho Wind Farm, LLC | TX | Kinney | ANA | OP | Onshore Wind Turbine | WT | IPP Non-CHP | 2 | 99.8 | 99.8 | 99.8 | 12 | 2012 | 55 | Vestas | V100-1.8 | 17 | 3 | 262.4
64421 | NexteraEnergy | 58004 | Granite Reliable Power | NH | Coos | 1 | OP | Onshore Wind Turbine | WT | IPP Non-CHP | 2 | 99 | 99 | 99 | 2 | 2012 | 33 | Vestas | V90-3.0 | 19.5 | 2 | 266.7
59139 | SunEdison LLC | 58008 | California Ridge Wind Energy LLC | IL | Vermilion | CR | OP | Onshore Wind Turbine | WT | IPP Non-CHP | 2 | 217 | 200 | 200 | 12 | 2012 | 134 | GE | 1.6-100 | 18.1 | 3 | 328.1
57395 | Shooting Star Power Partners, LLC | 58018 | Shooting Star | KS | Kiowa | 1 | OP | Onshore Wind Turbine | WT | IPP Non-CHP | 2 | 104 | 104 | 104 | 9 | 2012 | 65 | GE | 1.6-82.5 | 16.8 | 2 | 262.5
57396 | High Mesa Energy, LLC | 58019 | High Mesa | ID | Twin Falls | 1 | OP | Onshore Wind Turbine | WT | IPP Non-CHP | 2 | 40 | 39.9 | 39.9 | 12 | 2012 | 19 | Suzlon | S97-2100 | 14.6 | 3 | 295.3
57397 | Beebe Renewable Energy, LLC | 58020 | Beebe 1A | MI | Gratiot | 1 | OP | Onshore Wind Turbine | WT | IPP Non-CHP | 2 | 81.6 | 81.6 | 81.6 | 12 | 2012 | 34 | Nordex | N117/2400 | 13.5 | 3 | 298.6
57398 | Whitetail Wind Energy, LLC | 58021 | Whitetail | TX | Webb | 1 | OP | Onshore Wind Turbine | WT | IPP Non-CHP | 2 | 92 | 92.3 | 92.3 | 12 | 2012 | 57 | GE | 1.6-82.5 | 13.5 | 2 | 262.5
57401 | Mt Wachusett Community College | 58025 | Mt Wachusett Community College | MA | Worcester | WTG1 | OP | Onshore Wind Turbine | WT | Commercial Non-CHP | 4 | 1.7 | 1.7 | 1.7 | 3 | 2011 | 1 | Vestas | V82-1.65 | 19 | 2 | 262
57401 | Mt Wachusett Community College | 58025 | Mt Wachusett Community College | MA | Worcester | WTG2 | OP | Onshore Wind Turbine | WT | Commercial Non-CHP | 4 | 1.7 | 1.7 | 1.7 | 3 | 2011 | 1 | Vestas | V82-1.65 | 19 | 2 | 262
57402 | CPV Spruce Mountain Wind LLC | 58026 | Spruce Mountain WInd | ME | Oxford | 1 | OP | Onshore Wind Turbine | WT | IPP Non-CHP | 2 | 20 | 20 | 20 | 12 | 2011 | 10 | Gamesa | G90-2.0 | 19 | 2 | 256
57406 | Deepwater Wind Block Island LLC | 58035 | Block Island Wind Farm | RI | Washington | BIWF | OP | Offshore Wind Turbine | WS | IPP Non-CHP | 2 | 30 | 29.3 | 29.3 | 12 | 2016 | 5 | Alstom | Haliade 150 | 21.1 | 1 | 347.7
57409 | Buffalo Center Wind LLC | 58038 | Buffalo Center Wind LLC | IA | Mitchell | BCW | OP | Onshore Wind Turbine | WT | IPP Non-CHP | 2 | 1.5 | 1.5 | 1.5 | 11 | 2011 | 1 | Goldwind | GW 82/1500 | 16 | 3 | 278
57412 | Chisholm View Wind Project | 58041 | Chisholm View Wind Project | OK | Garfield | 1 | OP | Onshore Wind Turbine | WT | IPP Non-CHP | 2 | 235.2 | 235.2 | 235.2 | 12 | 2012 | 140 | GE | 1.68-82.5 | 24 | 2 | 328
57412 | Chisholm View Wind Project | 58041 | Chisholm View Wind Project | OK | Garfield | 2 | OP | Onshore Wind Turbine | WT | IPP Non-CHP | 2 | 64.8 | 64.8 | 64.8 | 12 | 2016 | 27 | GE | 1.68-82.5 | 24 | 2 | 328
57416 | Acciona Energy USA Global, LLC | 58044 | Anchor Wind, LLC | IA | Cedar | GEN1 | OS | Onshore Wind Turbine | WT | IPP Non-CHP | 2 | 6 | 5.9 | 5.9 | 10 | 2012 | 2 | Acciona | AW116/3000 | 16.5 | 2 | 328
60025 | Greenbacker Renewable Energy Corporation | 58045 | Community Wind South | MN | Nobles | GEN1 | OP | Onshore Wind Turbine | WT | IPP Non-CHP | 2 | 30 | 30 | 30 | 12 | 2012 | 15 | REpower | MM92 | 20 | 2 | 328
57421 | Chopin Wind, LLC | 58048 | BayWa r.e Mozart LLC | TX | Kent | 1 | OP | Onshore Wind Turbine | WT | IPP Non-CHP | 2 | 30 | 30 | 30 | 12 | 2012 | 12 | Nordex | N100/2500 | 19 | 2 | 262.4
57443 | MWRA Charlestown | 58065 | Charlestown Wind Turbine | MA | Suffolk | CWT1 | OP | Onshore Wind Turbine | WT | IPP Non-CHP | 2 | 1.5 | 1.5 | 1.5 | 10 | 2011 | 1 | Sinovel | SL1500/82 | 8.2 | 3 | 230
56769 | Consolidated Edison Development Inc. | 58071 | Windwalkers LLC | IA | Worth | 1 | OP | Onshore Wind Turbine | WT | IPP Non-CHP | 2 | 1.6 | 1.6 | 1.6 | 9 | 2011 | 1 | GE | 1.6-82.5 | 17 | 2 | 262.5
57451 | Rocky Ridge Wind Project LLC | 58078 | Rocky Ridge Wind Project | OK | Kiowa | GE 1. | OP | Onshore Wind Turbine | WT | IPP Non-CHP | 2 | 148.8 | 148.8 | 148.8 | 8 | 2012 | 93 | GE | 1.62-100 | 24 | 2 | 328
57460 | NextEra Wolf Ridge LLC | 58080 | Wolf Ridge Wind | TX | Cooke | 1 | OP | Onshore Wind Turbine | WT | IPP Non-CHP | 2 | 112.5 | 112.5 | 112.5 | 8 | 2008 | 75 | GE | 1.5 XLE | 16.8 | 3 | 262.5
49893 | Invenergy Services LLC | 58088 | Stony Creek Wind Farm NY | NY | Wyoming | 1 | OP | Onshore Wind Turbine | WT | IPP Non-CHP | 2 | 94.4 | 94.4 | 94.4 | 11 | 2013 | 58 | GE | 1.6-100 | 15.9 | 3 | 262.5
56769 | Consolidated Edison Development Inc. | 58089 | Roeder Family Wind Farm LLC | IA | Worth | 1 | OP | Onshore Wind Turbine | WT | IPP Non-CHP | 2 | 1.6 | 1.6 | 1.6 | 9 | 2011 | 2 | GE | 1.6 82.5 | 17 | 1 | 262.5
15399 | Avangrid Power LLC | 58098 | El Cabo Wind | NM | Torrance | 1 | OP | Onshore Wind Turbine | WT | IPP Non-CHP | 2 | 298 | 298 | 298 | 12 | 2017 | 142 | Gamesa | G114-2.0 | 18.4 | 2 | 262
15399 | Avangrid Power LLC | 58099 | Montague Wind Power Facility LLC | OR | Gilliam | 1 | OP | Onshore Wind Turbine | WT | IPP Non-CHP | 2 | 200 | 200 | 200 | 11 | 2019 | 56 | Vestas | V136-3.45 | 13.8 | 4 | 285
57476 | Foundation CA Fund VI Manager LLC | 58101 | Foundation Cemex River Plant | CA | San Bernardino | WTG1 | OP | Onshore Wind Turbine | WT | IPP Non-CHP | 2 | 1.6 | 1.6 | 1.6 | 12 | 2012 | 1 | GE | 1.6 XLE | 12 | 4 | 262.4
57476 | Foundation CA Fund VI Manager LLC | 58101 | Foundation Cemex River Plant | CA | San Bernardino | WTG2 | OP | Onshore Wind Turbine | WT | IPP Non-CHP | 2 | 1.6 | 1.6 | 1.6 | 12 | 2012 | 1 | GE | 1.6 XLE | 12 | 4 | 262.4
57476 | Foundation CA Fund VI Manager LLC | 58102 | Foundation Cemex BMQ | CA | San Bernardino | WTG1 | OP | Onshore Wind Turbine | WT | IPP Non-CHP | 2 | 1.5 | 1.5 | 1.5 | 12 | 2012 | 1 | GE | 1.5 SLE | 13.4 | 4 | 213
57476 | Foundation CA Fund VI Manager LLC | 58102 | Foundation Cemex BMQ | CA | San Bernardino | WTG2 | OP | Onshore Wind Turbine | WT | IPP Non-CHP | 2 | 1.5 | 1.5 | 1.5 | 12 | 2012 | 1 | GE | 1.5 SLE | 13.4 | 4 | 213
64331 | DTE Sustainable Generation | 58103 | Heritage Garden Wind Farm I LLC | MI | Delta | 1 | OP | Onshore Wind Turbine | WT | IPP Non-CHP | 2 | 28 | 28 | 28 | 9 | 2012 | 14 | Gamesa | G97-2.0 | 16.2 | 2 | 288
57476 | Foundation CA Fund VI Manager LLC | 58104 | Foundation Superior Farms | CA | Solano | WTG1 | OP | Onshore Wind Turbine | WT | Industrial Non-CHP | 6 | 1 | 1 | 1 | 12 | 2012 | 1 | Mitsubishi | MWT-1000A | 13.9 | 4 | 180
57476 | Foundation CA Fund VI Manager LLC | 58105 | Foundation Wal-Mart Red Bluff | CA | Tehama | WTG1 | OP | Onshore Wind Turbine | WT | Commercial Non-CHP | 4 | 1 | 1 | 1 | 9 | 2012 | 1 | GE | 1.5 SLE | 21 | 4 | 213
57075 | Ridgeline Energy LLC | 58106 | Meadow Creek Project Company | ID | Bonneville | MCPC | OP | Onshore Wind Turbine | WT | IPP Non-CHP | 2 | 119.7 | 115.8 | 115.8 | 12 | 2012 | 57 | Suzlon | S97-2100 | 17.9 | 3 | 295.3
59870 | Bishop Hill Energy II, LLC | 58111 | Bishop Hill II Wind Farm | IL | Henry | 1 | OP | Onshore Wind Turbine | WT | IPP Non-CHP | 2 | 81 | 81 | 81 | 10 | 2012 | 50 | GE | 1.6-100 | 16.8 | 3 | 328
57484 | Foundation CA Fund V Manager, LLC | 58112 | Foundation Cemex Madison | CA | Yolo | WTG1 | OP | Onshore Wind Turbine | WT | IPP Non-CHP | 2 | 1 | 1 | 1 | 8 | 2012 | 1 | GE | 1.5 SLE | 21 | 4 | 213
57484 | Foundation CA Fund V Manager, LLC | 58113 | Foundation RRM | CA | Riverside | WTG1 | OP | Onshore Wind Turbine | WT | IPP Non-CHP | 2 | 1 | 1 | 1 | 12 | 2012 | 1 | GE | 1.5 SLE | 21 | 1 | 213
57484 | Foundation CA Fund V Manager, LLC | 58113 | Foundation RRM | CA | Riverside | WTG2 | OP | Onshore Wind Turbine | WT | IPP Non-CHP | 2 | 1 | 1 | 1 | 12 | 2012 | 1 | GE | 1.5 SLE | 21 | 1 | 213
57484 | Foundation CA Fund V Manager, LLC | 58114 | Foundation NWNA | CA | Riverside | WTG1 | OP | Onshore Wind Turbine | WT | IPP Non-CHP | 2 | 1.6 | 1.6 | 1.6 | 12 | 2012 | 1 | GE | 1.6 XLE | 20.4 | 1 | 262.4
57484 | Foundation CA Fund V Manager, LLC | 58114 | Foundation NWNA | CA | Riverside | WTG2 | OP | Onshore Wind Turbine | WT | IPP Non-CHP | 2 | 1.6 | 1.6 | 1.6 | 12 | 2012 | 1 | GE | 1.6 XLE | 20.4 | 1 | 262.4
57484 | Foundation CA Fund V Manager, LLC | 58114 | Foundation NWNA | CA | Riverside | WTG3 | OP | Onshore Wind Turbine | WT | IPP Non-CHP | 2 | 1.9 | 1.9 | 1.9 | 9 | 2018 | 1 | GE | 1.85-87 | 20.4 | 1 | 262.4
5109 | DTE Electric Company | 58121 | Echo Wind Park | MI | Huron | GEN1 | OP | Onshore Wind Turbine | WT | Electric Utility | 1 | 49.6 | 49.6 | 49.6 | 1 | 2014 | 31 | GE | 1.6-100 | 17 | 3 | 328
5109 | DTE Electric Company | 58121 | Echo Wind Park | MI | Huron | GEN2 | OP | Onshore Wind Turbine | WT | Electric Utility | 1 | 62.4 | 62.4 | 62.4 | 12 | 2014 | 39 | GE | 1.6-100 | 17 | 3 | 328
5109 | DTE Electric Company | 58121 | Echo Wind Park | MI | Huron | GEN3 | OP | Onshore Wind Turbine | WT | Electric Utility | 1 | 50 | 50 | 50 | 12 | 2016 | 30 | GE | 1.6-100 | 17 | 3 | 328
57503 | Limon | 58126 | Limon Wind I | CO | Lincoln | 1 | OP | Onshore Wind Turbine | WT | IPP Non-CHP | 2 | 200 | 200 | 200 | 11 | 2012 | 125 | GE | 1.6 SLE | 17 | 3 | 262.4
57503 | Limon | 58127 | Limon Wind II | CO | Lincoln | 1 | OP | Onshore Wind Turbine | WT | IPP Non-CHP | 2 | 200 | 200 | 200 | 11 | 2012 | 125 | GE | 1.6 SLE | 14.7 | 3 | 262.4
58090 | NextEra Energy Resources Ensign Wind | 58137 | Ensign Wind LLC | KS | Gray | 1 | OP | Onshore Wind Turbine | WT | IPP Non-CHP | 2 | 98.9 | 98.9 | 98.9 | 11 | 2012 | 43 | Siemens | SWT-2.3-108 | 19 | 2 | 262.4
15399 | Avangrid Power LLC | 58141 | Groton Wind LLC | NH | Grafton | 1 | OP | Onshore Wind Turbine | WT | IPP Non-CHP | 2 | 48 | 48 | 48 | 12 | 2012 | 24 | Gamesa | G78-2.0 | 14.8 | 3 | 256
58121 | North Sky River Energy LLC | 58154 | North Sky River Energy LLC | CA | Kern | GEN1 | OP | Onshore Wind Turbine | WT | IPP Non-CHP | 2 | 162 | 162 | 162 | 12 | 2012 | 100 | GE | 1.6 XLE | 16.8 | 2 | 286
58132 | Perrin Ranch Wind LLC | 58155 | Perrin Ranch Wind LLC | AZ | Coconino | GEN1 | OP | Onshore Wind Turbine | WT | IPP Non-CHP | 2 | 99.2 | 99.2 | 99.2 | 1 | 2012 | 62 | GE | 1.6 XLE | 16.8 | 3 | 262.5
58134 | Cirrus Wind 1 LLC | 58162 | Cirrus Wind 1 LLC | TX | Lynn | CW | OP | Onshore Wind Turbine | WT | IPP Non-CHP | 2 | 61.2 | 61.2 | 61.2 | 12 | 2012 | 17 | CCWE | CCWE-3600/115.D | 14 | 2 | 279
56925 | FPLE Wind, LLC | 58203 | Minco Wind III, LLC | OK | Caddo | 1 | OP | Onshore Wind Turbine | WT | IPP Non-CHP | 2 | 100.8 | 100.8 | 100.8 | 12 | 2012 | 63 | GE | 1.7-100 | 18 | 3 | 265
58180 | Blackwell Wind, LLC | 58209 | NextEra-Blackwell Wind, LLC | OK | Kay | WT | OP | Onshore Wind Turbine | WT | IPP Non-CHP | 2 | 59.8 | 59.8 | 59.8 | 12 | 2012 | 26 | Siemens | SWT-2.3-108 | 19 | 2 | 262.4
56815 | NorthWestern Energy (MT wind/thermal) | 58218 | Spion Kop Wind Farm | MT | Judith Basin | SKW25 | OP | Onshore Wind Turbine | WT | Electric Utility | 1 | 40 | 40 | 40 | 12 | 2012 | 25 | GE | 1.6-82.5 | 19 | 2 | 262
58187 | Haviland Plastic Products Co | 58220 | Haviland Plastic Products | OH | Paulding | WTGA | OP | Onshore Wind Turbine | WT | Industrial Non-CHP | 6 | 1.5 | 1.5 | 1.5 | 5 | 2013 | 1 | Goldwind | GW 87/1500 | 13 | 3 | 263
58187 | Haviland Plastic Products Co | 58220 | Haviland Plastic Products | OH | Paulding | WTGB | OP | Onshore Wind Turbine | WT | Industrial Non-CHP | 6 | 1.5 | 1.5 | 1.5 | 5 | 2013 | 1 | Goldwind | GW 87/1500 | 13 | 3 | 263
58187 | Haviland Plastic Products Co | 58220 | Haviland Plastic Products | OH | Paulding | WTGC | OP | Onshore Wind Turbine | WT | Industrial Non-CHP | 6 | 1.5 | 1.5 | 1.5 | 6 | 2013 | 1 | Goldwind | GW 87/1500 | 13 | 3 | 263
60025 | Greenbacker Renewable Energy Corporation | 58233 | Wagner Wind LLC | CA | Riverside | GEN1 | OP | Onshore Wind Turbine | WT | IPP Non-CHP | 2 | 6 | 6 | 6 | 12 | 2012 | 2 | Vestas | V90-3.0 | 22.3 | 1 | 262.4
60025 | Greenbacker Renewable Energy Corporation | 58238 | Georgia Mountain Community Wind Farm | VT | Chittenden | GMCW | OP | Onshore Wind Turbine | WT | IPP Non-CHP | 2 | 10 | 10 | 10 | 12 | 2012 | 4 | Goldwind | GW 100/2500 | 17.5 | 2 | 262.4
56545 | Pattern Operators LP | 58242 | Pattern Panhandle Wind LLC | TX | Carson | 1 | OP | Onshore Wind Turbine | WT | IPP Non-CHP | 2 | 218 | 218 | 218 | 7 | 2014 | 118 | GE | 1.85-87 | 19 | 2 | 262.4
49893 | Invenergy Services LLC | 58321 | Goldthwaite Wind Energy Facility | TX | Mills | 1 | OP | Onshore Wind Turbine | WT | IPP Non-CHP | 2 | 150 | 150 | 150 | 12 | 2013 | 85 | GE | 1.7-100 | 16.8 | 3 | 263
59139 | SunEdison LLC | 58322 | Prairie Breeze | NE | Antelope | 1 | OP | Onshore Wind Turbine | WT | IPP Non-CHP | 2 | 206.5 | 200.6 | 200.6 | 5 | 2014 | 118 | GE | 1.7-100 | 19 | 3 | 262.5
58298 | FPL Energy Stateline II Inc | 58324 | Vansycle II Wind Energy Center | OR | Umatilla | SIE23 | OP | Onshore Wind Turbine | WT | IPP Non-CHP | 2 | 102.3 | 102.3 | 102.3 | 12 | 2009 | 43 | Siemens | SWT-2.3-93 | 19 | 2 | 262.4
58340 | Tuscola Bay Wind LLC | 58351 | Tuscola Bay Wind | MI | Tuscola | GE16 | OP | Onshore Wind Turbine | WT | IPP Non-CHP | 2 | 120 | 120 | 120 | 12 | 2012 | 75 | GE | 1.6 XLE | 16.8 | 3 | 262.5
58353 | NextEra Energy Majestic Wind | 58363 | Majestic II Wind | TX | Carson | WND1 | OP | Onshore Wind Turbine | WT | IPP Non-CHP | 2 | 79.6 | 79.6 | 79.6 | 8 | 2012 | 51 | GE | 1.6 XLE | 16.8 | 2 | 262.5
58360 | Blue Summit Wind LLC | 58372 | Blue Summit Wind LLC | TX | Wilbarger | GEN1 | OP | Onshore Wind Turbine | WT | IPP Non-CHP | 2 | 135.4 | 135.4 | 135.4 | 12 | 2012 | 85 | GE | 1.6 XLE | 16.8 | 2 | 262.5
58379 | Alta Wind X, LLC | 58394 | Alta Wind X | CA | Kern | AW10 | OP | Onshore Wind Turbine | WT | IPP Non-CHP | 2 | 138 | 138 | 138 | 1 | 2014 | 48 | GE | 2.85-103 | 22.4 | 2 | 262
58380 | Alta Wind XI, LLC | 58395 | Alta Wind XI | CA | Kern | AW11 | OP | Onshore Wind Turbine | WT | IPP Non-CHP | 2 | 90 | 90 | 90 | 1 | 2014 | 48 | GE | 1.7-100 | 22.4 | 3 | 262.4
58388 | Pantex (NNSA) | 58404 | Pantex | TX | Carson | 1 | OP | Onshore Wind Turbine | WT | Commercial Non-CHP | 4 | 11.5 | 11.5 | 11.5 | 6 | 2014 | 5 | Siemens | SWT-2.3-101 | 27 | 2 | 262.4
58389 | Luther College Wind Energy Project LLC | 58407 | Luther College Wind Project | IA | Winneshiek | WTG01 | OP | Onshore Wind Turbine | WT | IPP Non-CHP | 2 | 1.6 | 1.6 | 1.6 | 10 | 2011 | 1 | GE | 1.6 XLE | 16 | 2 | 262.4
13468 | New London Municipal Utilities | 58414 | NLMU Wind | IA | Henry | NLMU | OP | Onshore Wind Turbine | WT | Electric Utility | 1 | 1.5 | 1.5 | 1.5 | 11 | 2011 | 1 | VENSYS | VENSYS82 | 15 | 3 | 279
58412 | Headwaters Wind Farm LLC | 58416 | Headwaters Wind Farm LLC | IN | Randolph | 1 | OP | Onshore Wind Turbine | WT | IPP Non-CHP | 2 | 200 | 200 | 200 | 12 | 2014 | 100 | Vestas | V110-2.0 | 16.7 | 3 | 311
58422 | Fire Island Wind LLC | 58425 | Fire Island Wind | AK | Anchorage | WT1 | OP | Onshore Wind Turbine | WT | IPP Non-CHP | 2 | 18 | 18 | 18 | 9 | 2012 | 11 | GE | 1.6 XLE | 16.1 | 2 | 262.4
58430 | Gamesa Wind US LLC | 58441 | Swauk Wind LLC | WA | Kittitas | SW | OP | Onshore Wind Turbine | WT | IPP Non-CHP | 2 | 4.3 | 4.3 | 4.3 | 12 | 2012 | 5 | Gamesa | G58-850 | 19 | 3 | 180
58439 | Junction Hilltop Management LLC | 58444 | Junction Hilltop Wind Farm | IA | Greene | JHW | OP | Onshore Wind Turbine | WT | IPP Non-CHP | 2 | 8 | 8 | 8 | 3 | 2012 | 5 | GE | 1.62-82.5 | 17.6 | 2 | 262.4
58444 | Cumberland Rose Wind Energy, LLC | 58456 | Cumberland Rose | IA | Adair | 1 | OP | Onshore Wind Turbine | WT | IPP Non-CHP | 2 | 1.6 | 1.6 | 1.6 | 8 | 2012 | 1 | GE | 1.62-82.5 | 17 | 2 | 262.5
58445 | Forward Fontanelle Power, LLC | 58457 | Fontanelle | IA | Adair | 1 | OP | Onshore Wind Turbine | WT | IPP Non-CHP | 2 | 1.6 | 1.6 | 1.6 | 8 | 2012 | 1 | GE | 1.62-82.5 | 17 | 2 | 262.5
58446 | Greenfield Wind Power, LLC | 58458 | Greenfield Wind | IA | Adair | 1 | OP | Onshore Wind Turbine | WT | IPP Non-CHP | 2 | 1.6 | 1.6 | 1.6 | 8 | 2012 | 1 | GE | 1.62-82.5 | 17 | 2 | 262.5
58447 | Meadow Ridge Wind Energy, LLC | 58459 | Meadow Ridge | IA | Adair | 1 | OP | Onshore Wind Turbine | WT | IPP Non-CHP | 2 | 1.6 | 1.6 | 1.6 | 7 | 2012 | 1 | GE | 1.62-82.5 | 17 | 2 | 262.5
58448 | Sky Volt, LLC | 58460 | Sky Volt | IA | Adair | 1 | OP | Onshore Wind Turbine | WT | IPP Non-CHP | 2 | 1.6 | 1.6 | 1.6 | 8 | 2012 | 1 | GE | 1.62-82.5 | 17 | 2 | 262.5
58449 | Wiota Wind Energy, LLC #1 | 58461 | Wiota | IA | Cass | 1 | OP | Onshore Wind Turbine | WT | IPP Non-CHP | 2 | 1.6 | 1.6 | 1.6 | 5 | 2012 | 1 | GE | 1.62-82.5 | 17 | 2 | 262.5
57421 | Chopin Wind, LLC | 58464 | Broadview Energy Prime LLC | NM | Curry | 0001 | OP | Onshore Wind Turbine | WT | IPP Non-CHP | 2 | 9.9 | 9.9 | 9.9 | 2 | 2014 | 6 | Vestas | V82 | 19 | 1 | 262.4
57421 | Chopin Wind, LLC | 58465 | Broadview Energy Prime 2 LLC | NM | Curry | 0002 | OP | Onshore Wind Turbine | WT | IPP Non-CHP | 2 | 9.9 | 9.9 | 9.9 | 2 | 2014 | 6 | Vestas | V82 | 19 | 1 | 262.4
58461 | Buffalo Dunes Wind Project LLC | 58474 | Buffalo Dunes Wind Project | KS | Haskell | GE1 | OP | Onshore Wind Turbine | WT | IPP Non-CHP | 2 | 249.8 | 249.8 | 249.8 | 12 | 2013 | 135 | GE | 1.85-82.5 | 24 | 2 | 328
58488 | Alaska Environmental Power | 58511 | Delta Wind Farm | AK | Southeast Fairbanks | EWT1 | OP | Onshore Wind Turbine | WT | IPP Non-CHP | 2 | 0.9 | 0.9 | 0.9 | 10 | 2009 | 1 | EWT | DW54-900 | 15.1 | 3 | 240
58488 | Alaska Environmental Power | 58511 | Delta Wind Farm | AK | Southeast Fairbanks | EWT2 | OP | Onshore Wind Turbine | WT | IPP Non-CHP | 2 | 0.9 | 0.9 | 0.9 | 9 | 2013 | 1 | Northern Power | Northwind 100 | 15.1 | 3 | 240
58488 | Alaska Environmental Power | 58511 | Delta Wind Farm | AK | Southeast Fairbanks | NW1 | OP | Onshore Wind Turbine | WT | IPP Non-CHP | 2 | 0.1 | 0.1 | 0.1 | 9 | 2008 | 1 | Southwest Windpower | Skystream 3.7 | 15.1 | 3 | 120
58520 | Huerfano River Wind, LLC | 58548 | Huerfano River Wind | CO | Huerfano | WTG1 | OP | Onshore Wind Turbine | WT | IPP Non-CHP | 2 | 2 | 2 | 2 | 10 | 2013 | 1 | SANY | SE11020 | 16.8 | 3 | 262.4
58520 | Huerfano River Wind, LLC | 58548 | Huerfano River Wind | CO | Huerfano | WTG2 | OP | Onshore Wind Turbine | WT | IPP Non-CHP | 2 | 2 | 2 | 2 | 10 | 2013 | 1 | SANY | SE11020 | 16.8 | 3 | 262.4
58520 | Huerfano River Wind, LLC | 58548 | Huerfano River Wind | CO | Huerfano | WTG3 | OP | Onshore Wind Turbine | WT | IPP Non-CHP | 2 | 2 | 2 | 2 | 10 | 2013 | 1 | SANY | SE11020 | 16.8 | 3 | 262.4
58520 | Huerfano River Wind, LLC | 58548 | Huerfano River Wind | CO | Huerfano | WTG4 | OP | Onshore Wind Turbine | WT | IPP Non-CHP | 2 | 2 | 2 | 2 | 10 | 2013 | 1 | SANY | SE11020 | 16.8 | 3 | 262.4
15248 | Portland General Electric Co | 58571 | Tucannon River Wind Farm | WA | Columbia | 1 | OP | Onshore Wind Turbine | WT | Electric Utility | 1 | 266.8 | 266.8 | 266.8 | 12 | 2014 | 116 | Siemens | SWT-2.3-108 | 22.3 | 2 | 262.4
58539 | Pheasant Run Wind LLC | 58580 | Pheasant Run Wind LLC | MI | Huron | 1 | OP | Onshore Wind Turbine | WT | IPP Non-CHP | 2 | 74.8 | 74.8 | 74.8 | 12 | 2013 | 44 | GE | 1.7-100 | 16.8 | 3 | 262.4
58545 | Tuscola Wind II LLC | 58587 | Tuscola Wind II LLC | MI | Tuscola | 1 | OP | Onshore Wind Turbine | WT | IPP Non-CHP | 2 | 100.3 | 100.3 | 100.3 | 11 | 2013 | 59 | GE | 1.7-100 | 16.8 | 3 | 262.5
58551 | Steele Flats Wind Project LLC | 58594 | Steele Flats Wind Project LLC | NE | Jefferson | 1 | OP | Onshore Wind Turbine | WT | IPP Non-CHP | 2 | 74.8 | 74.8 | 74.8 | 10 | 2013 | 44 | GE | 1.7-100 | 16.8 | 3 | 262.5
56215 | Big Sky Wind, LLC | 58596 | Grandview Wind Farm, LLC | TX | Carson | GRVWI | OP | Onshore Wind Turbine | WT | IPP Non-CHP | 2 | 211.2 | 211.2 | 211.2 | 12 | 2014 | 118 | GE | 1.7-100 | 16.3 | 3 | 262.4
58565 | CPV Saddleback Ridge Wind, LLC | 58608 | Saddleback Ridge Wind Farm | ME | Franklin | SRW1 | OP | Onshore Wind Turbine | WT | IPP Non-CHP | 2 | 8.5 | 8.5 | 8.5 | 12 | 2014 | 3 | GE | 2.85-103 | 19 | 2 | 279
58565 | CPV Saddleback Ridge Wind, LLC | 58608 | Saddleback Ridge Wind Farm | ME | Franklin | SRW2 | OP | Onshore Wind Turbine | WT | IPP Non-CHP | 2 | 25.7 | 25.7 | 25.7 | 9 | 2015 | 9 | GE | 2.85-103 | 19 | 2 | 279
15399 | Avangrid Power LLC | 58614 | Patriot Wind Farm | TX | Nueces | PAT1 | OP | Onshore Wind Turbine | WT | IPP Non-CHP | 2 | 226.1 | 226.1 | 226.1 | 6 | 2019 | 63 | Vestas | V136-3.6 | 14.9 | 3 | 285
58574 | CPV Canton Mountain Wind LLC | 58620 | Canton Mountain Wind | ME | Oxford | 1 | OP | Onshore Wind Turbine | WT | IPP Non-CHP | 2 | 22.8 | 22.8 | 22.8 | 11 | 2017 | 8 | GE | 2.85-103 | 19 | 2 | 279
57365 | Consolidated Edison Solutions Inc. | 58630 | RP Wind | OH | Logan | RPOH | OP | Onshore Wind Turbine | WT | IPP Non-CHP | 2 | 3.4 | 3.4 | 3.4 | 12 | 2013 | 2 | GE | 1.7-100 | 16.8 | 3 | 262.5
59050 | Algonquin Power Co | 58657 | Odell Wind Farm | MN | Cottonwood | 1 | OP | Onshore Wind Turbine | WT | IPP Non-CHP | 2 | 200 | 200 | 200 | 7 | 2016 | 100 | Vestas | V110-2.0 | 16 | 3 | 262.5
13781 | Northern States Power Co - Minnesota | 58658 | Courtenay Wind Farm | ND | Stutsman | 1 | OP | Onshore Wind Turbine | WT | Electric Utility | 1 | 200 | 190.2 | 190.2 | 12 | 2016 | 100 | Vestas | V100-2.0 | 18 | 2 | 262
58604 | US Air Force | 58661 | Cape Cod Air Force Station - 6 SWS | MA | Barnstable | GE-3 | OP | Onshore Wind Turbine | WT | Commercial Non-CHP | 4 | 1.7 | 1.7 | 1.7 | 1 | 2014 | 1 | GE | 1.68-82.5 | 19 | 2 | 262.4
58604 | US Air Force | 58661 | Cape Cod Air Force Station - 6 SWS | MA | Barnstable | GE-4 | OP | Onshore Wind Turbine | WT | Commercial Non-CHP | 4 | 1.7 | 1.7 | 1.7 | 1 | 2014 | 1 | GE | 1.68-82.5 | 19 | 2 | 262.4
62042 | SRIV Partnership LLC | 58666 | Alexander Wind Farm LLC | KS | Rush | 1 | OP | Onshore Wind Turbine | WT | IPP Non-CHP | 2 | 50.7 | 50.7 | 50.7 | 12 | 2015 | 21 | Siemens | SWT-2.3-108 | 20.1 | 2 | 262.4
49893 | Invenergy Services LLC | 58677 | Gratiot County Wind LLC | MI | Gratiot | 1 | OP | Onshore Wind Turbine | WT | IPP Non-CHP | 2 | 110.4 | 110.4 | 110.4 | 5 | 2012 | 69 | GE | 1.6 XLE | 14.5 | 2 | 328
60453 | Onward Energy | 58681 | Route 66 Wind Plant | TX | Carson | RT661 | OP | Onshore Wind Turbine | WT | IPP Non-CHP | 2 | 150 | 150 | 150 | 8 | 2015 | 75 | Vestas | V110-2.0 | 16.7 | 3 | 262.4
59380 | Enel Green Power NA, Inc. | 58683 | Osage Wind, LLC | OK | Osage | 1 | OP | Onshore Wind Turbine | WT | IPP Non-CHP | 2 | 150.4 | 150.4 | 150.4 | 6 | 2015 | 94 | GE | 1.7-103 | 18 | 3 | 262.4
60453 | Onward Energy | 58686 | Hancock Wind Plant | ME | Hancock | HANC1 | OP | Onshore Wind Turbine | WT | IPP Non-CHP | 2 | 51 | 51 | 51 | 12 | 2016 | 17 | Vestas | V117-3.3 | 22.4 | 1 | 262
60456 | Apple Blossom Wind, LLC | 58690 | Apple Blossom Wind Farm | MI | Huron | APLB1 | OP | Onshore Wind Turbine | WT | IPP Non-CHP | 2 | 100 | 100 | 100 | 11 | 2017 | 29 | Vestas | V126-3.45 | 15.9 | 2 | 285
60458 | South Fork Wind, LLC | 58691 | South Fork Wind Farm | MN | Jackson | STFK1 | OP | Onshore Wind Turbine | WT | IPP Non-CHP | 2 | 13.8 | 13 | 13 | 12 | 2016 | 6 | GE | 2.3-116 | 16.3 | 3 | 263
58625 | Black Oak Wind, LLC | 58692 | Black Oak Wind Farm | MN | Stearns | 1 | OP | Onshore Wind Turbine | WT | IPP Non-CHP | 2 | 78 | 78 | 78 | 12 | 2016 | 39 | Vestas | V110-2.0 | 15.7 | 3 | 262.4
59359 | BHE Renewables, LLC | 58694 | Walnut Ridge Wind Farm | IL | Bureau | 1 | OP | Onshore Wind Turbine | WT | IPP Non-CHP | 2 | 212 | 212 | 212 | 12 | 2018 | 106 | Vestas | V100-2.0 | 15.7 | 3 | 312
59359 | BHE Renewables, LLC | 58695 | Grande Prairie Wind Farm | NE | Holt | 1 | OP | Onshore Wind Turbine | WT | IPP Non-CHP | 2 | 400 | 400 | 400 | 12 | 2016 | 200 | Vestas | V100-2.0 | 15.6 | 3 | 312
5109 | DTE Electric Company | 58719 | Brookfield | MI | Huron | WPH2 | OP | Onshore Wind Turbine | WT | Electric Utility | 1 | 74.8 | 74.8 | 74.8 | 2 | 2014 | 44 | GE | 1.6-100 | 17 | 3 | 328
56545 | Pattern Operators LP | 58720 | Pattern Panhandle Wind 2 LLC | TX | Carson | 1 | OP | Onshore Wind Turbine | WT | IPP Non-CHP | 2 | 181.7 | 181.7 | 181.7 | 11 | 2014 | 79 | Siemens | SWT-2.3-108 | 19 | 2 | 262.4
49893 | Invenergy Services LLC | 58765 | Miami Wind Energy Center | TX | Roberts | 1 | OP | Onshore Wind Turbine | WT | IPP Non-CHP | 2 | 288.6 | 288.6 | 288.6 | 8 | 2014 | 156 | GE | 1.85-87 | 19.1 | 2 | 262.4
17650 | Southern Power Co | 58766 | Wake Wind Energy Center | TX | Crosby | 1 | OP | Onshore Wind Turbine | WT | IPP Non-CHP | 2 | 257.3 | 257 | 257 | 10 | 2016 | 150 | GE | 1.7-103 | 19.2 | 3 | 262.4
49893 | Invenergy Services LLC | 58767 | Buckeye Wind Energy Center | KS | Ellis | 1 | OP | Onshore Wind Turbine | WT | IPP Non-CHP | 2 | 200.5 | 200.5 | 200.5 | 8 | 2015 | 112 | GE | 1.79-100 | 20.6 | 2 | 262.4
49893 | Invenergy Services LLC | 58768 | Marsh Hill Wind Farm | NY | Steuben | 1 | OP | Onshore Wind Turbine | WT | IPP Non-CHP | 2 | 16.2 | 16.2 | 16.2 | 11 | 2014 | 10 | GE | 1.6-103 | 16.7 | 3 | 262
64662 | Spring Canyon Expansion LLC | 58769 | Spring Canyon Expansion Wind Energy Ctr | CO | Logan | 1 | OP | Onshore Wind Turbine | WT | IPP Non-CHP | 2 | 34 | 34 | 34 | 10 | 2014 | 19 | GE | 1.79-100 | 20.4 | 2 | 262.4
64662 | Spring Canyon Expansion LLC | 58769 | Spring Canyon Expansion Wind Energy Ctr | CO | Logan | SCIII | OP | Onshore Wind Turbine | WT | IPP Non-CHP | 2 | 28.6 | 28.6 | 28.6 | 12 | 2014 | 16 | GE | 1.79-100 | 18.6 | 2 | 262.4
66100 | Boralex US Operations LLC | 58771 | Roosevelt County | NM | Roosevelt | GEN1 | OP | Onshore Wind Turbine | WT | IPP Non-CHP | 2 | 250 | 250 | 250 | 12 | 2015 | 125 | Vestas | V100-2.0 | 19 | 2 | 262.4
66100 | Boralex US Operations LLC | 58772 | Longhorn Wind | TX | Briscoe | GEN1 | OP | Onshore Wind Turbine | WT | IPP Non-CHP | 2 | 200 | 200 | 200 | 5 | 2015 | 100 | Vestas | V100-2.0 | 19 | 2 | 262.4
66100 | Boralex US Operations LLC | 58773 | TX Hereford Wind | TX | Deaf Smith | GEN1 | OP | Onshore Wind Turbine | WT | IPP Non-CHP | 2 | 200 | 200 | 200 | 12 | 2014 | 87 | GE | 1.85-82.5 | 19 | 2 | 262.4
57170 | EDF Renewable Asset Holdings, Inc. | 58774 | Spinning Spur Wind II | TX | Oldham | GEN1 | OP | Onshore Wind Turbine | WT | IPP Non-CHP | 2 | 161 | 161 | 161 | 7 | 2014 | 85 | GE | 1.6-82.5 | 19 | 2 | 262.4
66100 | Boralex US Operations LLC | 58775 | Spinning Spur Wind III | TX | Oldham | GEN1 | OP | Onshore Wind Turbine | WT | IPP Non-CHP | 2 | 194 | 194 | 194 | 9 | 2015 | 97 | Vestas | V100-2.0 | 19 | 2 | 262.4
56215 | Big Sky Wind, LLC | 58777 | Cassadaga Wind Farm | NY | Chautauqua | 1 | OP | Onshore Wind Turbine | WT | IPP Non-CHP | 2 | 124 | 124 | 124 | 7 | 2021 | 37 | Nordex | N117/3000 | 16.6 | 2 | 305.1
56215 | Big Sky Wind, LLC | 58780 | Scioto Ridge Wind Farm | OH | Logan | 1 | OP | Onshore Wind Turbine | WT | IPP Non-CHP | 2 | 249.8 | 249.8 | 249.8 | 5 | 2021 | 75 | Siemens Gamesa | G132-3.465 | 15.7 | 2 | 276
4254 | Consumers Energy Co - (MI) | 58830 | Cross Winds Energy Park | MI | Tuscola | CWEP | OP | Onshore Wind Turbine | WT | Electric Utility | 1 | 111 | 111 | 111 | 12 | 2014 | 62 | GE | 1.7-100 | 17 | 3 | 314.9
4254 | Consumers Energy Co - (MI) | 58830 | Cross Winds Energy Park | MI | Tuscola | CWEP2 | OP | Onshore Wind Turbine | WT | Electric Utility | 1 | 44 | 44 | 44 | 1 | 2018 | 19 | GE | 2.3-116 | 17 | 3 | 308
4254 | Consumers Energy Co - (MI) | 58830 | Cross Winds Energy Park | MI | Tuscola | CWEP3 | OP | Onshore Wind Turbine | WT | Electric Utility | 1 | 75.9 | 75.9 | 75.9 | 12 | 2019 | 33 | GE | 2.3-116 | 17 | 3 | 308
59146 | Red Horse 2 | 58833 | Red Horse 2 | AZ | Cochise | RH2W | OP | Onshore Wind Turbine | WT | IPP Non-CHP | 2 | 30 | 30 | 30 | 8 | 2015 | 15 | Vestas | V110-2.0 | 14.3 | 3 | 262.5
58710 | Lakeswind Power Partners | 58836 | Lakeswind Power Partners | MN | Clay | LW1 | OP | Onshore Wind Turbine | WT | IPP Non-CHP | 2 | 51.8 | 50 | 50 | 3 | 2014 | 32 | GE | 1.5-82.5 | 12 | 2 | 262.4
58718 | Na Pua Makani Power Partners LLC | 58837 | Na Pua Makani Wind Project | HI | Honolulu | WT1 | OP | Onshore Wind Turbine | WT | IPP Non-CHP | 2 | 27.6 | 27.6 | 27.6 | 12 | 2020 | 9 | Vestas | V136-3.45 | 14 | 3 | 344.5
62969 | Keechi Wind, LLC | 58838 | Keechi Wind | TX | Jack | KW1 | OP | Onshore Wind Turbine | WT | IPP Non-CHP | 2 | 110 | 110 | 110 | 1 | 2015 | 55 | Vestas | V100-2.0 | 19 | 2 | 328
12647 | ALLETE, Inc. | 58872 | Bison 4 Wind Energy Center | ND | Morton | BISO4 | OP | Onshore Wind Turbine | WT | Electric Utility | 1 | 205 | 201.8 | 201.8 | 1 | 2015 | 63 | Siemens | SWT-3.2-113 | 20.1 | 2 | 303.5
12341 | MidAmerican Energy Co | 58883 | Highland Wind Project (IA) | IA | O'Brien | HLWF | OP | Onshore Wind Turbine | WT | Electric Utility | 1 | 16.4 | 16.4 | 16.4 | 6 | 2015 | 214 | Siemens | SWT-2.3-108 | 16.8 | 3 | 262.4
12341 | MidAmerican Energy Co | 58883 | Highland Wind Project (IA) | IA | O'Brien | HLWF2 | OP | Onshore Wind Turbine | WT | Electric Utility | 1 | 100.8 | 100 | 100 | 7 | 2015 | 40 | Siemens | SWT-2.3-108 | 16.8 | 3 | 262.4
12341 | MidAmerican Energy Co | 58883 | Highland Wind Project (IA) | IA | O'Brien | HLWF3 | OP | Onshore Wind Turbine | WT | Electric Utility | 1 | 89.1 | 89.1 | 89.1 | 8 | 2015 | 38 | Siemens | SWT-2.3-108 | 16.8 | 3 | 262.4
12341 | MidAmerican Energy Co | 58883 | Highland Wind Project (IA) | IA | O'Brien | HLWF4 | OP | Onshore Wind Turbine | WT | Electric Utility | 1 | 89.2 | 89 | 89 | 9 | 2015 | 38 | Siemens | SWT-2.3-108 | 16.8 | 3 | 262.4
12341 | MidAmerican Energy Co | 58883 | Highland Wind Project (IA) | IA | O'Brien | HLWF5 | OP | Onshore Wind Turbine | WT | Electric Utility | 1 | 115 | 115 | 115 | 10 | 2015 | 49 | Siemens | SWT-2.3-108 | 16.8 | 3 | 262.4
12341 | MidAmerican Energy Co | 58883 | Highland Wind Project (IA) | IA | O'Brien | HLWF6 | OP | Onshore Wind Turbine | WT | Electric Utility | 1 | 86.8 | 85.8 | 85.8 | 11 | 2015 | 40 | Siemens | SWT-2.3-108 | 16.8 | 3 | 262.4
12341 | MidAmerican Energy Co | 58883 | Highland Wind Project (IA) | IA | O'Brien | HLWF7 | OP | Onshore Wind Turbine | WT | Electric Utility | 1 | 4.7 | 4.7 | 4.7 | 12 | 2015 | 7 | Siemens | SWT-2.3-108 | 16.8 | 3 | 262.4
12341 | MidAmerican Energy Co | 58884 | Lundgren Wind Project | IA | Webster | LGWF | OP | Onshore Wind Turbine | WT | Electric Utility | 1 | 251 | 250 | 250 | 8 | 2014 | 107 | Siemens | SWT-2.3-108 | 16.8 | 3 | 262.4
12341 | MidAmerican Energy Co | 58885 | Macksburg Wind Project | IA | Madison | MBWF | OP | Onshore Wind Turbine | WT | Electric Utility | 1 | 119.6 | 119.6 | 119.6 | 12 | 2014 | 51 | Siemens | SWT-2.3-108 | 16.8 | 3 | 262.4
12341 | MidAmerican Energy Co | 58886 | Wellsburg Wind Project | IA | Grundy | WBWF | OP | Onshore Wind Turbine | WT | Electric Utility | 1 | 140.8 | 138.6 | 138.6 | 12 | 2014 | 60 | Siemens | SWT-2.3-108 | 16.8 | 3 | 262.4
58760 | FPC Services Inc. | 58887 | Com Adam 1WF-1 | IL | Lee | ADAM | OS | Onshore Wind Turbine | WT | IPP Non-CHP | 2 | 2.5 | 2.5 | 2.5 | 10 | 2007 | 1 | Clipper | Liberty C93 | 17 | 3 | 262.4
58760 | FPC Services Inc. | 58887 | Com Adam 1WF-1 | IL | Lee | EVE | OP | Onshore Wind Turbine | WT | IPP Non-CHP | 2 | 2.5 | 2.5 | 2.5 | 10 | 2007 | 1 | Clipper | Liberty C96 | 17 | 3 | 328
64331 | DTE Sustainable Generation | 58891 | Big Turtle Wind Farm, LLC | MI | Huron | BTWF1 | OP | Onshore Wind Turbine | WT | IPP Non-CHP | 2 | 20 | 20 | 20 | 12 | 2014 | 10 | Gamesa | G114-2.0 | 16.7 | 2 | 305
57170 | EDF Renewable Asset Holdings, Inc. | 58898 | Pilot Hill Wind Farm | IL | Kankakee | K4-1 | OP | Onshore Wind Turbine | WT | IPP Non-CHP | 2 | 175 | 175 | 175 | 8 | 2015 | 103 | GE | 1.7-100 | 19 | 3 | 262.4
58770 | Balko Wind LLC | 58900 | Balko Wind LLC | OK | Beaver | BAL1 | OP | Onshore Wind Turbine | WT | IPP Non-CHP | 2 | 299.7 | 299.7 | 299.7 | 8 | 2015 | 162 | GE | 1.85-87 | 19 | 2 | 262.5
58773 | Kingfisher Wind LLC | 58902 | Kingfisher Wind LLC | OK | Kingfisher | KNG1 | OP | Onshore Wind Turbine | WT | IPP Non-CHP | 2 | 298 | 298 | 298 | 3 | 2016 | 149 | Vestas | V100-2.0 | 18 | 2 | 262.4
58784 | Fourmile Wind Energy, LLC | 58904 | Fourmile Ridge | MD | Garrett | 1 | OP | Onshore Wind Turbine | WT | IPP Non-CHP | 2 | 40 | 40 | 40 | 12 | 2014 | 16 | Nordex | N100/2500 | 17.3 | 2 | 328
58785 | Beebe 1B Renewable Energy, LLC | 58908 | Beebe 1B | MI | Gratiot | 1 | OP | Onshore Wind Turbine | WT | IPP Non-CHP | 2 | 50.4 | 50.4 | 50.4 | 12 | 2014 | 21 | Nordex | N117/2400 | 13.7 | 3 | 299
60568 | Sugar Creek Wind One LLC | 58924 | Sugar Creek Wind One LLC | IL | Logan | SUG1 | OP | Onshore Wind Turbine | WT | IPP Non-CHP | 2 | 202 | 202 | 202 | 11 | 2020 | 114 | Vestas | V150-4.2 | 15.6 | 3 | 393.7
60569 | Lincoln Land Wind, LLC | 58925 | Lincoln Land Wind | IL | Sangamon | SAN1 | OP | Onshore Wind Turbine | WT | IPP Non-CHP | 2 | 302 | 302 | 302 | 11 | 2021 | 107 | GE | 2.82-127 | 17.4 | 3 | 374
58795 | Hamilton Wind Energy LLC | 58927 | Story City Wind Project | IA | Story | WT01 | OP | Onshore Wind Turbine | WT | IPP Non-CHP | 2 | 1.5 | 1.5 | 1.5 | 10 | 2010 | 1 | Goldwind | GW 82/1500 | 23 | 3 | 278.9
19062 | City of Traer - (IA) | 58932 | Traer Wind Project | IA | Tama | WT01 | OP | Onshore Wind Turbine | WT | Electric Utility | 1 | 1.5 | 1.5 | 1.5 | 10 | 2010 | 1 | Goldwind | GW 82/1500 | 23 | 3 | 278.9
59380 | Enel Green Power NA, Inc. | 58938 | Origin Wind | OK | Murray | WT | OP | Onshore Wind Turbine | WT | IPP Non-CHP | 2 | 150 | 150 | 150 | 11 | 2014 | 75 | Vestas | V100-2.0 | 27 | 2 | 295
57421 | Chopin Wind, LLC | 58939 | Anderson Wind I | NM | Chaves | AND1 | OP | Onshore Wind Turbine | WT | IPP Non-CHP | 2 | 5 | 5 | 5 | 12 | 2014 | 3 | Vestas | V82-1.65 | 19 | 2 | 262.4
57421 | Chopin Wind, LLC | 58940 | Anderson Wind II | NM | Chaves | AND2 | OP | Onshore Wind Turbine | WT | IPP Non-CHP | 2 | 10 | 10 | 10 | 12 | 2014 | 5 | Vestas | V100-2.0 | 19 | 2 | 262.4
58821 | Camelot Wind LLC | 58958 | Camelot Wind LLC | MA | Plymouth | CMLTW | OP | Onshore Wind Turbine | WT | IPP Non-CHP | 2 | 1.5 | 1.5 | 1.5 | 10 | 2012 | 1 | Goldwind | GW 82/1500 | 16 | 3 | 229.6
12199 | Montana-Dakota Utilities Co | 58965 | Thunder Spirit Wind, LLC | ND | Adams | 2 | OP | Onshore Wind Turbine | WT | Electric Utility | 1 | 48 | 48 | 48 | 10 | 2018 | 16 | Nordex | N117/3000 | 17.9 | 2 | 298.6
12199 | Montana-Dakota Utilities Co | 58965 | Thunder Spirit Wind, LLC | ND | Adams | THNDR | OP | Onshore Wind Turbine | WT | Electric Utility | 1 | 107.5 | 107.5 | 107.5 | 12 | 2015 | 43 | Nordex | N100/2500 | 17.9 | 2 | 263
60025 | Greenbacker Renewable Energy Corporation | 58966 | Fairfield Wind | MT | Teton | T 1-6 | OP | Onshore Wind Turbine | WT | IPP Non-CHP | 2 | 10 | 10 | 10 | 5 | 2014 | 6 | GE | 1.7-100 | 15.6 | 3 | 262.4
57170 | EDF Renewable Asset Holdings, Inc. | 58979 | Copenhagen Wind Farm | NY | Lewis | CPHGN | OP | Onshore Wind Turbine | WT | IPP Non-CHP | 2 | 79.9 | 79.9 | 79.9 | 12 | 2018 | 40 | Vestas | V110-2.0 | 15 | 3 | 312
56769 | Consolidated Edison Development Inc. | 58981 | Broken Bow Wind II, LLC | NE | Custer | BBII | OP | Onshore Wind Turbine | WT | IPP Non-CHP | 2 | 73.1 | 73.1 | 73.1 | 10 | 2014 | 43 | GE | 1.7-100 | 16.8 | 3 | 262.4
58844 | Dept of Corrections NCCI Wind | 58992 | Dept of Corrections NCCI Wind | MA | Worcester | WND-1 | OP | Onshore Wind Turbine | WT | Commercial Non-CHP | 4 | 1.7 | 1.7 | 1.7 | 11 | 2013 | 1 | Vestas | V82-1.65 | 20.5 | 2 | 262.4
58844 | Dept of Corrections NCCI Wind | 58992 | Dept of Corrections NCCI Wind | MA | Worcester | WND-2 | OP | Onshore Wind Turbine | WT | Commercial Non-CHP | 4 | 1.7 | 1.7 | 1.7 | 11 | 2013 | 1 | Vestas | V82-1.65 | 20.5 | 2 | 262.4
59394 | NextEra Energy Resources Breckinridge | 58994 | Breckinridge Wind Project LLC | OK | Garfield | BWP | OP | Onshore Wind Turbine | WT | IPP Non-CHP | 2 | 98.8 | 98.8 | 98.8 | 8 | 2015 | 57 | GE | 1.7-103 | 14.5 | 3 | 263
58828 | St. Olaf College | 58995 | St. Olaf Wind Turbine | MN | Rice | OLFWT | OP | Onshore Wind Turbine | WT | Commercial Non-CHP | 4 | 1.6 | 1.6 | 1.6 | 9 | 2006 | 1 | Vestas | V82-1.65 | 14.5 | 3 | 270
59380 | Enel Green Power NA, Inc. | 58998 | Goodwell Wind Project LLC | OK | Texas | GWWP | OP | Onshore Wind Turbine | WT | IPP Non-CHP | 2 | 200 | 200 | 200 | 12 | 2015 | 100 | Vestas | V100-2.0 | 27 | 2 | 328
59380 | Enel Green Power NA, Inc. | 58999 | Little Elk Wind Project LLC | OK | Washita | LEWP | OP | Onshore Wind Turbine | WT | IPP Non-CHP | 2 | 74 | 74 | 74 | 12 | 2015 | 34 | Vestas | V110-2.0 | 27 | 3 | 361
56815 | NorthWestern Energy (MT wind/thermal) | 59003 | Two Dot Wind Farm | MT | Wheatland | 1 | OP | Onshore Wind Turbine | WT | Electric Utility | 1 | 9.7 | 9.7 | 9.7 | 6 | 2014 | 6 | GE | 1.62-82.5 | 19.2 | 2 | 260
59359 | BHE Renewables, LLC | 59005 | Mariah del Norte | TX | Parmer | MAR1 | OP | Onshore Wind Turbine | WT | IPP Non-CHP | 2 | 230.4 | 230.4 | 230.4 | 11 | 2016 | 96 | GE | 2.4-107 | 17.5 | 2 | 262.4
58865 | Hoopeston Wind LLC | 59021 | Hoopeston Wind LLC | IL | Vermilion | HOO1 | OP | Onshore Wind Turbine | WT | IPP Non-CHP | 2 | 98 | 98 | 98 | 3 | 2015 | 49 | Vestas | V100-2.0 | 17 | 2 | 311
58869 | Case Western Reserve University | 59024 | Euclid Farm, Stamco N-54 | OH | Cuyahoga | N-54 | OP | Onshore Wind Turbine | WT | IPP Non-CHP | 2 | 1 | 1 | 1 | 10 | 2012 | 1 | Nordex | N54/1000 | 19 | 2 | 229
58872 | Shannon Wind LLC | 59034 | Shannon Wind | TX | Clay | SHAN1 | OP | Onshore Wind Turbine | WT | IPP Non-CHP | 2 | 204 | 204 | 204 | 12 | 2015 | 119 | GE | 1.7-103 | 14.5 | 3 | 262.5
58887 | Michelangelo Wind 3 LLC | 59053 | Michelangelo Wind 3 LLC | IA | Story | WT1 | OP | Onshore Wind Turbine | WT | IPP Non-CHP | 2 | 3 | 3 | 3 | 2 | 2017 | 1 | Acciona | AW125/3000 | 22.8 | 2 | 287
56215 | Big Sky Wind, LLC | 59061 | Radfords Run Wind Farm | IL | Dewitt | WT1 | OP | Onshore Wind Turbine | WT | IPP Non-CHP | 2 | 278 | 278 | 278 | 12 | 2017 | 139 | Vestas | V110-2.0 | 14.5 | 4 | 311.6
56215 | Big Sky Wind, LLC | 59063 | Stella Wind Farm | TX | Kenedy | WT1 | OP | Onshore Wind Turbine | WT | IPP Non-CHP | 2 | 201 | 201 | 201 | 12 | 2018 | 67 | Acciona | AW125/3000 | 17.5 | 2 | 262.4
59380 | Enel Green Power NA, Inc. | 59065 | Drift Sand Wind Project LLC | OK | Grady | WT1 | OP | Onshore Wind Turbine | WT | IPP Non-CHP | 2 | 108 | 108 | 108 | 12 | 2016 | 54 | Vestas | V110-2.0 | 12 | 3 | 262
56215 | Big Sky Wind, LLC | 59066 | Bruennings Breeze Wind Farm | TX | Willacy | MVII | OP | Onshore Wind Turbine | WT | IPP Non-CHP | 2 | 228 | 228 | 228 | 12 | 2017 | 76 | Acciona | AW100/3000 | 17.1 | 4 | 287
56215 | Big Sky Wind, LLC | 59068 | Colbeck's Corner, LLC | TX | Carson | GVII | OP | Onshore Wind Turbine | WT | IPP Non-CHP | 2 | 200 | 200 | 200 | 5 | 2016 | 112 | GE | 1.79-100 | 19 | 2 | 262
58891 | Jericho Power LLC | 59070 | Jericho Power | NH | Coos | WT 1 | OP | Onshore Wind Turbine | WT | IPP Non-CHP | 2 | 14.3 | 12.1 | 12.1 | 1 | 2016 | 5 | GE | 2.85-103 | 13.8 | 2 | 279
62042 | SRIV Partnership LLC | 59071 | Carroll Area Wind Farm | IA | Carroll | WT 1 | OP | Onshore Wind Turbine | WT | IPP Non-CHP | 2 | 20.7 | 20.7 | 20.7 | 1 | 2015 | 9 | Siemens | SWT-2.3-108 | 19.2 | 2 | 262.4
57421 | Chopin Wind, LLC | 59076 | Chopin Wind LLC | OR | Umatilla | WT1 | OP | Onshore Wind Turbine | WT | IPP Non-CHP | 2 | 10 | 10 | 10 | 10 | 2016 | 6 | GE | 1.7-103 | 15 | 3 | 262.4
57503 | Limon | 59083 | Limon III Wind LLC | CO | Lincoln | WT1 | OP | Onshore Wind Turbine | WT | IPP Non-CHP | 2 | 200.6 | 200.6 | 200.6 | 8 | 2014 | 118 | GE | 1.7-100 | 17 | 3 | 262.4
59359 | BHE Renewables, LLC | 59084 | Marshall Wind Farm | KS | Marshall | RPMA | OP | Onshore Wind Turbine | WT | IPP Non-CHP | 2 | 73.8 | 72 | 72 | 5 | 2016 | 36 | Vestas | V110-2.0 | 15.6 | 3 | 312
58939 | Cameron Wind 1 LLC | 59118 | Cameron Wind 1 LLC | TX | Cameron | CAM1 | OP | Onshore Wind Turbine | WT | IPP Non-CHP | 2 | 165 | 165 | 165 | 12 | 2015 | 55 | Acciona | AW125/3000 | 15 | 2 | 287
58962 | Fair Wind Power Partners, LLC | 59147 | Fair Wind | MD | Garrett | 1 | OP | Onshore Wind Turbine | WT | IPP Non-CHP | 2 | 30 | 30 | 30 | 11 | 2015 | 12 | Nordex | N100/2500 | 17.7 | 2 | 328.1
13809 | NorthWestern Energy - (SD) | 59187 | Beethoven Wind | SD | Bon Homme | B&H80 | OP | Onshore Wind Turbine | WT | Electric Utility | 1 | 80 | 80 | 80 | 5 | 2015 | 43 | GE | 1.85-87 | 20.1 | 1 | 262.4
58998 | Chapman Ranch Wind LLC | 59193 | Chapman Ranch Wind I | TX | Nueces | CHA1 | OP | Onshore Wind Turbine | WT | IPP Non-CHP | 2 | 236 | 249 | 249 | 10 | 2017 | 81 | Acciona | AW125/3000 | 15.4 | 3 | 287
13781 | Northern States Power Co - Minnesota | 59200 | Border Winds Wind Farm | ND | Rolette | 1 | OP | Onshore Wind Turbine | WT | Electric Utility | 1 | 150 | 147.9 | 147.9 | 8 | 2015 | 75 | Vestas | V100-2.0 | 18 | 2 | 312
13781 | Northern States Power Co - Minnesota | 59201 | Pleasant Valley Wind Farm | MN | Mower | 1 | OP | Onshore Wind Turbine | WT | Electric Utility | 1 | 200 | 195.8 | 195.8 | 8 | 2015 | 100 | Vestas | V100-2.0 | 18 | 2 | 312
17650 | Southern Power Co | 59222 | Passadumkeag Windpark LLC | ME | Penobscot | Q357 | OP | Onshore Wind Turbine | WT | IPP Non-CHP | 2 | 42.9 | 39.9 | 39.9 | 7 | 2016 | 13 | Vestas | V112-3.3 | 19.4 | 2 | 275.6
59017 | Optimum Wind 5 LLC | 59223 | Optimum Wind 5 LLC | IA | Story | WT1 | OP | Onshore Wind Turbine | WT | IPP Non-CHP | 2 | 3 | 3 | 3 | 3 | 2017 | 1 | Acciona | AW125/3000 | 22.8 | 2 | 287
59018 | Optimum Wind 6 LLC | 59224 | Optimum Wind 6 LLC | IA | Story | WT1 | OP | Onshore Wind Turbine | WT | IPP Non-CHP | 2 | 3 | 3 | 3 | 3 | 2017 | 1 | Acciona | AW125/3000 | 22.8 | 2 | 287
59019 | Optimum Wind 7 LLC | 59225 | Optimum Wind 7 LLC | IA | Story | WT1 | OP | Onshore Wind Turbine | WT | IPP Non-CHP | 2 | 3 | 3 | 3 | 3 | 2017 | 1 | Acciona | AW125/3000 | 22.8 | 2 | 287
59024 | Optimum Wind 4 LLC | 59226 | Optimum Wind 4 LLC | IA | Story | WT1 | OP | Onshore Wind Turbine | WT | IPP Non-CHP | 2 | 3 | 3 | 3 | 3 | 2017 | 1 | Acciona | AW125/3000 | 16.8 | 2 | 287
59025 | Optimum Wind 3 LLC | 59227 | Optimum Wind 3 LLC | IA | Story | WT1 | OP | Onshore Wind Turbine | WT | IPP Non-CHP | 2 | 3 | 3 | 3 | 3 | 2017 | 1 | Acciona | AW125/3000 | 16.8 | 2 | 287
59022 | Leonardo Wind 1 LLC | 59228 | Leonardo Wind 1 LLC | IA | Hardin | WT1 | OP | Onshore Wind Turbine | WT | IPP Non-CHP | 2 | 3 | 3 | 3 | 12 | 2016 | 1 | Acciona | AW125/3000 | 16.7 | 3 | 287
59021 | Venus Wind 3 LLC | 59230 | Venus Wind 3 LLC | IA | Poweshiek | WT1 | OP | Onshore Wind Turbine | WT | IPP Non-CHP | 2 | 3 | 3 | 3 | 3 | 2017 | 1 | Acciona | AW125/3000 | 22.8 | 2 | 287
59026 | Michelangelo Wind 1 LLC | 59231 | Michelangelo Wind 1 LLC | IA | Story | WT1 | OP | Onshore Wind Turbine | WT | IPP Non-CHP | 2 | 3 | 3 | 3 | 3 | 2017 | 1 | Acciona | AW125/3000 | 22.8 | 2 | 287
59027 | Michelangelo Wind 4 LLC | 59232 | Michelangelo Wind 4 LLC | IA | Boone | WT1 | OP | Onshore Wind Turbine | WT | IPP Non-CHP | 2 | 3 | 3 | 3 | 12 | 2016 | 1 | Acciona | AW125/3000 | 16.7 | 3 | 287
59039 | Arbuckle Mountain Wind Farm LLC | 59234 | Arbuckle Mountain Wind Farm LLC | OK | Murray | GEN1 | OP | Onshore Wind Turbine | WT | IPP Non-CHP | 2 | 100 | 100 | 100 | 11 | 2015 | 50 | Vestas | V110-2.0 | 19 | 2 | 276
59040 | Rising Tree Wind Farm II LLC | 59235 | Rising Tree Wind Farm II | CA | Kern | GEN1 | OP | Onshore Wind Turbine | WT | IPP Non-CHP | 2 | 19.8 | 19.8 | 19.8 | 1 | 2015 | 6 | Vestas | V112-3.3 | 19 | 2 | 276
59042 | Rising Tree Wind Farm III LLC | 59236 | Rising Tree Wind Farm III | CA | Kern | GEN1 | OP | Onshore Wind Turbine | WT | IPP Non-CHP | 2 | 99 | 99 | 99 | 6 | 2015 | 30 | Vestas | V112-3.0 | 19 | 2 | 276
57170 | EDF Renewable Asset Holdings, Inc. | 59238 | Windthorst-2 | TX | Archer | WND2 | OP | Onshore Wind Turbine | WT | IPP Non-CHP | 2 | 67.6 | 67.6 | 67.6 | 9 | 2014 | 28 | Siemens | SWT-2.3-108 | 17.5 | 2 | 262.4
61133 | Lorenzo Wind, LLC | 59244 | Lorenzo Wind | TX | Crosby | FIBE1 | OP | Onshore Wind Turbine | WT | IPP Non-CHP | 2 | 80 | 80 | 80 | 12 | 2018 | 29 | GE | 2.3-116 | 19 | 2 | 200
67080 | TC Energy | 59245 | Fluvanna | TX | Scurry | FLUV1 | OP | Onshore Wind Turbine | WT | IPP Non-CHP | 2 | 155.4 | 155.4 | 155.4 | 11 | 2017 | 74 | Gamesa | G114-2.0 | 18 | 3 | 262
65226 | FGE Goodnight I, LLC | 59246 | Goodnight | TX | Armstrong | GOOD1 | OP | Onshore Wind Turbine | WT | IPP Non-CHP | 2 | 265.5 | 265.5 | 265.5 | 4 | 2024 | 59 | Vestas | V136-4.2 | 18.9 | 2 | 269
17718 | Southwestern Public Service Co | 59247 | Hale Community Wind Farm | TX | Hale | HALE1 | OP | Onshore Wind Turbine | WT | Electric Utility | 1 | 478 | 128 | 107 | 6 | 2019 | 239 | Vestas | V110-2.0 | 19 | 2 | 262
60768 | Mammoth Plains Wind Project | 59284 | Mammoth Plains | OK | Dewey | GE1.7 | OP | Onshore Wind Turbine | WT | IPP Non-CHP | 2 | 199 | 199 | 199 | 12 | 2014 | 117 | GE | 1.7-100 | 18 | 3 | 265
61414 | Rattlesnake Creek Wind Project, LLC | 59292 | Rattlesnake Creek Wind Project | NE | Dixon | RCWP | OP | Onshore Wind Turbine | WT | IPP Non-CHP | 2 | 318.1 | 318.1 | 318.1 | 12 | 2018 | 101 | Acciona | AW125/3000 | 25 | 2 | 410
59097 | WED NK Green LLC | 59295 | WED NK Green | RI | Washington | NKG1 | OP | Onshore Wind Turbine | WT | IPP Non-CHP | 2 | 1.5 | 1.5 | 1.5 | 3 | 2012 | 1 | Goldwind | GW 82/1500 | 12 | 3 | 278.8
59098 | Northwest Ohio Wind, LLC | 59296 | Northwest Ohio Wind | OH | Paulding | NWOH1 | OP | Onshore Wind Turbine | WT | IPP Non-CHP | 2 | 105 | 100 | 100 | 9 | 2018 | 42 | GE | 2.5-116 | 16.1 | 4 | 295
59105 | WED Coventry One, LLC | 59301 | WED Coventry 1 | RI | Kent | WEDC1 | OP | Onshore Wind Turbine | WT | IPP Non-CHP | 2 | 1.5 | 1.5 | 1.5 | 10 | 2016 | 1 | VENSYS | VENSYS82 | 12 | 3 | 278.8
59106 | WED Coventry Two, LLC | 59302 | WED Coventry 2 | RI | Kent | COV2 | OP | Onshore Wind Turbine | WT | IPP Non-CHP | 2 | 1.5 | 1.5 | 1.5 | 8 | 2016 | 1 | VENSYS | VENSYS82 | 12.5 | 3 | 278.8
59106 | WED Coventry Two, LLC | 59302 | WED Coventry 2 | RI | Kent | COV2A | OP | Onshore Wind Turbine | WT | IPP Non-CHP | 2 | 1.5 | 1.5 | 1.5 | 8 | 2016 | 1 | VENSYS | VENSYS82 | 12.6 | 3 | 278.8
59106 | WED Coventry Two, LLC | 59302 | WED Coventry 2 | RI | Kent | COV2B | OP | Onshore Wind Turbine | WT | IPP Non-CHP | 2 | 1.5 | 1.5 | 1.5 | 8 | 2016 | 1 | VENSYS | VENSYS82 | 12.8 | 3 | 278.8
59107 | WED Coventry Three, LLC | 59305 | WED Coventry 3 | RI | Kent | WEDC3 | OP | Onshore Wind Turbine | WT | IPP Non-CHP | 2 | 1.5 | 1.5 | 1.5 | 8 | 2016 | 1 | VENSYS | VENSYS82 | 12.6 | 3 | 278.8
59108 | WED Coventry Four, LLC | 59306 | WED Coventry 4 | RI | Kent | WEDC4 | OP | Onshore Wind Turbine | WT | IPP Non-CHP | 2 | 1.5 | 1.5 | 1.5 | 8 | 2016 | 1 | VENSYS | VENSYS82 | 12 | 3 | 278.8
59115 | NextEra Energy Seiling Wind | 59311 | Seiling Wind I | OK | Dewey | SEIL1 | OP | Onshore Wind Turbine | WT | IPP Non-CHP | 2 | 199 | 199 | 199 | 12 | 2014 | 117 | GE | 1.7-100 | 16.8 | 3 | 262.5
59115 | NextEra Energy Seiling Wind | 59312 | Seiling Wind II | OK | Dewey | SEIL2 | OP | Onshore Wind Turbine | WT | IPP Non-CHP | 2 | 98.6 | 98.6 | 98.6 | 12 | 2014 | 58 | GE | 1.7-100 | 16.8 | 3 | 262.5
60025 | Greenbacker Renewable Energy Corporation | 59313 | WED Coventry 5 | RI | Kent | COV5 | OP | Onshore Wind Turbine | WT | IPP Non-CHP | 2 | 1.5 | 1.5 | 1.5 | 3 | 2017 | 1 | VENSYS | VENSYS82 | 13.1 | 3 | 278.8
60025 | Greenbacker Renewable Energy Corporation | 59314 | WED Coventry 6 | RI | Kent | COV6 | OP | Onshore Wind Turbine | WT | IPP Non-CHP | 2 | 1.5 | 1.5 | 1.5 | 8 | 2016 | 1 | VENSYS | VENSYS82 | 12.4 | 3 | 278.8
60025 | Greenbacker Renewable Energy Corporation | 59314 | WED Coventry 6 | RI | Kent | COV6A | OP | Onshore Wind Turbine | WT | IPP Non-CHP | 2 | 1.5 | 1.5 | 1.5 | 8 | 2016 | 1 | VENSYS | VENSYS82 | 12 | 3 | 278.8
60025 | Greenbacker Renewable Energy Corporation | 59314 | WED Coventry 6 | RI | Kent | COV6B | OP | Onshore Wind Turbine | WT | IPP Non-CHP | 2 | 1.5 | 1.5 | 1.5 | 8 | 2016 | 1 | VENSYS | VENSYS82 | 12.3 | 3 | 278.8
65411 | Duke Energy Renewables Services | 59320 | Los Vientos Windpower III | TX | Starr | GEN1 | OP | Onshore Wind Turbine | WT | IPP Non-CHP | 2 | 200 | 200 | 200 | 4 | 2015 | 100 | Vestas | V110-2.0 | 17.8 | 3 | 272
65411 | Duke Energy Renewables Services | 59321 | Los Vientos Windpower IV | TX | Starr | GEN1 | OP | Onshore Wind Turbine | WT | IPP Non-CHP | 2 | 200 | 200 | 200 | 7 | 2016 | 100 | Vestas | V110-2.0 | 16.7 | 3 | 272
56930 | Foundation HA Energy Generation, LLC | 59328 | Golden Acorn Casino | CA | San Diego | GAC1 | OP | Onshore Wind Turbine | WT | Commercial Non-CHP | 4 | 1 | 1 | 1 | 7 | 2014 | 1 | GE | 1.85-82.5 | 16.1 | 3 | 262
56930 | Foundation HA Energy Generation, LLC | 59329 | City of Soledad Water Reclamation | CA | Monterey | SOL1 | OP | Onshore Wind Turbine | WT | IPP Non-CHP | 2 | 1 | 1 | 1 | 11 | 2014 | 1 | GE | 1.85-82.5 | 14.3 | 3 | 262
56930 | Foundation HA Energy Generation, LLC | 59330 | Taylor Farms | CA | Monterey | TAY1 | OP | Onshore Wind Turbine | WT | IPP Non-CHP | 2 | 1 | 1 | 1 | 11 | 2014 | 1 | GE | 1.85-82.5 | 13.2 | 3 | 262
56930 | Foundation HA Energy Generation, LLC | 59331 | Anheuser-Busch #2 | CA | Solano | ANB2 | OP | Onshore Wind Turbine | WT | Industrial Non-CHP | 6 | 1.6 | 1.6 | 1.6 | 11 | 2014 | 1 | GE | 1.85-82.5 | 13.4 | 3 | 262
65411 | Duke Energy Renewables Services | 59332 | Mesquite Creek Wind | TX | Dawson | MSCRK | OP | Onshore Wind Turbine | WT | IPP Non-CHP | 2 | 211.2 | 211.2 | 211.2 | 4 | 2015 | 118 | GE | 1.7-100 | 18 | 3 | 262.5
59155 | Evergreen Wind, LLC | 59384 | South Plains Wind Phase I | TX | Floyd | 1 | OP | Onshore Wind Turbine | WT | IPP Non-CHP | 2 | 200 | 200 | 200 | 11 | 2015 | 100 | Vestas | V100-2.0 | 19 | 2 | 262.4
59188 | Pleasant Hill Wind Energy LLC | 59417 | Pleasant Hill Wind Energy Project | TX | Crosby | WT1 | OP | Onshore Wind Turbine | WT | IPP Non-CHP | 2 | 20 | 20 | 20 | 10 | 2015 | 11 | SANY | SE11020 | 18.5 | 2 | 255.9
56769 | Consolidated Edison Development Inc. | 59435 | Oak Tree Energy | SD | Clark | OTE14 | OP | Onshore Wind Turbine | WT | IPP Non-CHP | 2 | 19.5 | 19.5 | 19.5 | 12 | 2014 | 11 | GE | 1.85-87 | 19 | 2 | 262.4
56545 | Pattern Operators LP | 59442 | Logans Gap Wind LLC | TX | Comanche | 1 | OP | Onshore Wind Turbine | WT | IPP Non-CHP | 2 | 200.1 | 200.1 | 200.1 | 8 | 2015 | 87 | Siemens | SWT-2.3-108 | 19 | 2 | 262.4
59216 | S.C. Johnson & Son, Inc. | 59448 | Waxdale | WI | Racine | WEC01 | OP | Onshore Wind Turbine | WT | Industrial CHP | 7 | 1.5 | 1.5 | 1.5 | 12 | 2012 | 1 | VENSYS | VENSYS82 | 14.5 | 3 | 279
59216 | S.C. Johnson & Son, Inc. | 59448 | Waxdale | WI | Racine | WEC02 | OP | Onshore Wind Turbine | WT | Industrial CHP | 7 | 1.5 | 1.5 | 1.5 | 12 | 2012 | 1 | VENSYS | VENSYS82 | 14.5 | 3 | 279
17650 | Southern Power Co | 59460 | Kay Wind, LLC | OK | Kay | KNG1 | OP | Onshore Wind Turbine | WT | IPP Non-CHP | 2 | 299 | 299 | 299 | 12 | 2015 | 130 | Siemens | SWT-2.3-108 | 19 | 2 | 262.4
59238 | Palo Duro Wind | 59475 | Palo Duro Wind | TX | Ochiltree | GE1.7 | OP | Onshore Wind Turbine | WT | IPP Non-CHP | 2 | 249.9 | 249.9 | 249.9 | 12 | 2014 | 147 | GE | 1.79-100 | 16.5 | 2 | 262.5
59860 | Jett Creek | 59490 | Jett Creek Windfarm (Burnt River) | OR | Baker | JCW | OP | Onshore Wind Turbine | WT | IPP Non-CHP | 2 | 10 | 10 | 10 | 3 | 2017 | 5 | GE | 2.0-116 | 14 | 3 | 262
59861 | Benson Creek | 59491 | Benson Creek Windfarm (Burnt River) | OR | Baker | BCW | OP | Onshore Wind Turbine | WT | IPP Non-CHP | 2 | 10 | 10 | 10 | 3 | 2017 | 5 | GE | 2.0-116 | 14.7 | 3 | 262
59862 | Durbin Creek | 59492 | Durbin Creek Windfarm (Burnt River) | OR | Baker | DCW | OP | Onshore Wind Turbine | WT | IPP Non-CHP | 2 | 10 | 10 | 10 | 3 | 2017 | 5 | GE | 2.0-116 | 12 | 3 | 262
59863 | Prospector | 59493 | Prospector Windfarm (Burnt River) | OR | Baker | PW | OP | Onshore Wind Turbine | WT | IPP Non-CHP | 2 | 10 | 10 | 10 | 3 | 2017 | 5 | GE | 2.0-116 | 14 | 3 | 262
59864 | Willow Spring | 59494 | Willow Spring Windfarm (Burnt River) | OR | Baker | WSW | OP | Onshore Wind Turbine | WT | IPP Non-CHP | 2 | 10 | 10 | 10 | 3 | 2017 | 5 | GE | 2.0-116 | 15 | 3 | 262
56545 | Pattern Operators LP | 59547 | Fowler Ridge IV Wind Farm LLC | IN | Benton | 1 | OP | Onshore Wind Turbine | WT | IPP Non-CHP | 2 | 150 | 150 | 150 | 1 | 2016 | 65 | Siemens | SWT-2.3-108 | 13 | 2 | 262
59871 | TX Jumbo Road Wind, LLC | 59621 | TX Jumbo Road Wind | TX | Deaf Smith | JRWND | OP | Onshore Wind Turbine | WT | IPP Non-CHP | 2 | 299.7 | 299.7 | 299.7 | 4 | 2015 | 162 | GE | 1.85-87 | 20 | 2 | 262.4
57365 | Consolidated Edison Solutions Inc. | 59622 | Future Generation Wind | MA | Plymouth | FGMA | OP | Onshore Wind Turbine | WT | IPP Non-CHP | 2 | 8 | 7.9 | 7.9 | 8 | 2016 | 4 | Gamesa | G97-2.0 | 15 | 3 | 295
59362 | Jericho Rise Wind Farm LLC | 59629 | Jericho Rise Wind Farm LLC | NY | Franklin | GEN1 | OP | Onshore Wind Turbine | WT | IPP Non-CHP | 2 | 77.7 | 77.7 | 77.7 | 12 | 2016 | 37 | Gamesa | G114-2.0 | 16.7 | 2 | 305
12341 | MidAmerican Energy Co | 59637 | Adams Wind | IA | Adams | ADWF | OP | Onshore Wind Turbine | WT | Electric Utility | 1 | 4.7 | 4.7 | 4.7 | 10 | 2015 | 64 | Siemens | SWT-2.3-108 | 16.8 | 3 | 262.4
12341 | MidAmerican Energy Co | 59637 | Adams Wind | IA | Adams | ADWF2 | OP | Onshore Wind Turbine | WT | Electric Utility | 1 | 43.3 | 39 | 39 | 11 | 2015 | 18 | Siemens | SWT-2.3-108 | 16.8 | 3 | 262.4
12341 | MidAmerican Energy Co | 59637 | Adams Wind | IA | Adams | ADWF3 | OP | Onshore Wind Turbine | WT | Electric Utility | 1 | 58 | 58 | 58 | 12 | 2015 | 20 | Siemens | SWT-2.3-108 | 16.8 | 3 | 262.4
12341 | MidAmerican Energy Co | 59637 | Adams Wind | IA | Adams | ADWF4 | OP | Onshore Wind Turbine | WT | Electric Utility | 1 | 48.3 | 48.3 | 48.3 | 1 | 2016 | 20 | Siemens | SWT-2.3-108 | 16.8 | 3 | 263
59395 | 631-56 Airport Owner, LLC | 59639 | 631-56 Airport Owner, LLC | MA | Bristol | LIGHT | OS | Onshore Wind Turbine | WT | Industrial Non-CHP | 6 | 2 | 2 | 2 | 2 | 2012 | 1 | SANY | SE9320III-3 | 14 | 3 | 262
59428 | Sendero Wind Energy, LLC | 59654 | Sendero | TX | Jim Hogg | 1 | OP | Onshore Wind Turbine | WT | IPP Non-CHP | 2 | 78 | 78 | 78 | 12 | 2015 | 39 | GE | 2.0-116 | 14.9 | 3 | 262.5
56769 | Consolidated Edison Development Inc. | 59655 | Campbell County Wind Farm | SD | Campbell | CCWF1 | OP | Onshore Wind Turbine | WT | IPP Non-CHP | 2 | 94.3 | 94.3 | 94.3 | 12 | 2015 | 55 | GE | 1.7-103 | 18.5 | 3 | 262.4
59380 | Enel Green Power NA, Inc. | 59684 | Lindahl Wind Project, LLC | ND | Williams | LWP01 | OP | Onshore Wind Turbine | WT | IPP Non-CHP | 2 | 150 | 150 | 150 | 3 | 2017 | 75 | Vestas | V100-2.0 | 15 | 2 | 328
59463 | Narragansett Bay Commission | 59692 | NBC Field's Point Wind Farm | RI | Providence | FPWTG | OP | Onshore Wind Turbine | WT | Commercial Non-CHP | 4 | 4.5 | 4.5 | 4.5 | 10 | 2012 | 3 | Goldwind | GW 82/1500 | 23.4 | 3 | 230
19876 | Virginia Electric & Power Co | 59693 | Coastal Virginia Offshore Wind (CVOW) Pi | VA | Virginia Beach | OSW1 | OP | Offshore Wind Turbine | WS | Electric Utility | 1 | 12 | 12 | 12 | 1 | 2021 | 2 | Siemens Gamesa | SWT-7.0-154 | 18.7 | 1 | 356
57416 | Acciona Energy USA Global, LLC | 59712 | San Roman Wind I, LLC | TX | Cameron | SRWI | OP | Onshore Wind Turbine | WT | IPP Non-CHP | 2 | 95.3 | 95.3 | 95.3 | 2 | 2017 | 31 | Acciona | AW125/3000 | 16.8 | 2 | 287
59493 | Scituate Wind LLC | 59724 | Scituate Wind | MA | Plymouth | SCIWT | OP | Onshore Wind Turbine | WT | IPP Non-CHP | 2 | 1.5 | 1.5 | 1.5 | 3 | 2012 | 1 | Sinovel | SL1500/82 | 15.7 | 2 | 262
59494 | Fairhaven Wind LLC | 59725 | Fairhaven Wind | MA | Bristol | FHWTG | OP | Onshore Wind Turbine | WT | IPP Non-CHP | 2 | 3 | 3 | 3 | 4 | 2012 | 2 | Sinovel | SL1500/82 | 14.9 | 2 | 262
59501 | Green Pastures Wind I, LLC | 59732 | Green Pastures Wind I | TX | Baylor | GPI | OP | Onshore Wind Turbine | WT | IPP Non-CHP | 2 | 150 | 150 | 150 | 4 | 2015 | 50 | Acciona | AW116/3000 | 12 | 2 | 302
59502 | Green Pastures Wind II, LLC | 59733 | Green Pastures Wind II | TX | Knox | GPII | OP | Onshore Wind Turbine | WT | IPP Non-CHP | 2 | 150 | 150 | 150 | 10 | 2015 | 50 | Acciona | AW116/3000 | 12 | 2 | 302
65757 | Briscoe Wind Farm, LLC | 59734 | Briscoe Wind Farm | TX | Briscoe | BFW | OP | Onshore Wind Turbine | WT | IPP Non-CHP | 2 | 150 | 150 | 150 | 10 | 2015 | 81 | GE | 1.85-87 | 19.8 | 2 | 263
59504 | Kirkwood Community College | 59735 | Kirkwood Wind Turbine | IA | Linn | KCC01 | OS | Onshore Wind Turbine | WT | IPP Non-CHP | 2 | 2.5 | 0.7 | 2.3 | 2 | 2012 | 4 | Clipper | Liberty C96 | 13.4 | 2 | 262.4
59506 | Valentine Wind, LLC | 59736 | Valentine Wind, LLC | NE | Cherry | 7772 | OP | Onshore Wind Turbine | WT | IPP Non-CHP | 2 | 1.9 | 1.9 | 1.9 | 9 | 2014 | 1 | GE | 1.85-87 | 19 | 2 | 262.5
14354 | PacifiCorp | 59757 | Pryor Mountain Wind | MT | Carbon | 1 | OP | Onshore Wind Turbine | WT | Electric Utility | 1 | 239.8 | 239.8 | 239.8 | 4 | 2021 | 114 | Vestas | V110-2.0 | 19 | 2 | 262
59543 | Heartland Community College | 59776 | Heartland Community College | IL | McLean | T01 | OP | Onshore Wind Turbine | WT | Commercial Non-CHP | 4 | 1.7 | 1.7 | 1.7 | 6 | 2012 | 1 | Vestas | V82-1.65 | 14.5 | 3 | 262
59568 | SUEZ North America, Inc. | 59797 | Bayonne MUA- Leitner-Poma Wind Turbine | NJ | Hudson | WT1 | OS | Onshore Wind Turbine | WT | IPP Non-CHP | 2 | 1.5 | 0.1 | 0.3 | 7 | 2012 | 1 | Leitwind | LTW77 1.500 | 15 | 2 | 262
59598 | Tooele Army Depot | 59817 | Tooele Army Depot(CSG) | UT | Tooele | GEN01 | OS | Onshore Wind Turbine | WT | IPP Non-CHP | 2 | 1.5 | 1.5 | 1.5 | 7 | 2010 | 1 | CPC | FD77-1500-IIIA | 14 | 3 | 262
59598 | Tooele Army Depot | 59817 | Tooele Army Depot(CSG) | UT | Tooele | GEN03 | OP | Onshore Wind Turbine | WT | IPP Non-CHP | 2 | 1.7 | 1.7 | 1.7 | 7 | 2016 | 1 | GE | 1.7-103 | 19.3 | 3 | 263
57170 | EDF Renewable Asset Holdings, Inc. | 59837 | Slate Creek Wind Project LLC | KS | Sumner | GEN1 | OP | Onshore Wind Turbine | WT | IPP Non-CHP | 2 | 150 | 150 | 150 | 12 | 2015 | 75 | Vestas | V100-2.0 | 19 | 2 | 262.4
66100 | Boralex US Operations LLC | 59838 | Milo Wind Project LLC | NM | Roosevelt | GEN1 | OP | Onshore Wind Turbine | WT | IPP Non-CHP | 2 | 50 | 50 | 50 | 1 | 2016 | 25 | Vestas | V100-2.0 | 20.4 | 2 | 300
64781 | CP Bloom Wind LLC | 59888 | Bloom Wind | KS | Ford | GEN | OP | Onshore Wind Turbine | WT | IPP Non-CHP | 2 | 178.2 | 178.2 | 178.2 | 6 | 2017 | 54 | Vestas | V117-3.3 | 21.3 | 2 | 300
64782 | Cardinal Point LLC | 59902 | Cardinal Point Wind | IL | McDonough | GEN | OP | Onshore Wind Turbine | WT | IPP Non-CHP | 2 | 150 | 150 | 150 | 3 | 2020 | 60 | GE | 2.82-127 | 17 | 2 | 292
64799 | Meadowlark Wind I LLC | 59903 | New Frontier Wind | ND | McHenry | GEN | OP | Onshore Wind Turbine | WT | IPP Non-CHP | 2 | 100 | 100 | 100 | 12 | 2018 | 29 | Vestas | V126-3.45 | 20 | 2 | 285.4
59139 | SunEdison LLC | 59943 | Rattlesnake Den | TX | Glasscock | 1 | OP | Onshore Wind Turbine | WT | IPP Non-CHP | 2 | 207.2 | 207.2 | 207.2 | 7 | 2015 | 118 | GE | 1.7-100 | 19 | 3 | 262.4
59714 | Antrim Wind Energy LLC | 59953 | Antrim Wind | NH | Hillsborough | AWND1 | OP | Onshore Wind Turbine | WT | IPP Non-CHP | 2 | 28.8 | 28.8 | 28.8 | 12 | 2019 | 9 | Siemens | SWT-3.2-113 | 16.8 | 2 | 302
61012 | AES Distributed Energy | 59965 | Latigo Wind Park | UT | San Juan | LTIGO | OP | Onshore Wind Turbine | WT | IPP Non-CHP | 2 | 62.1 | 62.1 | 62.1 | 3 | 2016 | 27 | GE | 2.0-116 | 13 | 3 | 262
15399 | Avangrid Power LLC | 59968 | Desert Wind Farm, LLC | NC | Perquimans | 1 | OP | Onshore Wind Turbine | WT | IPP Non-CHP | 2 | 208 | 208 | 208 | 12 | 2016 | 104 | Gamesa | G114-2.0 | 12.9 | 4 | 305
63428 | Bearkat Wind Energy 1, LLC | 59972 | Bearkat | TX | Glasscock | BRKAT | OP | Onshore Wind Turbine | WT | IPP Non-CHP | 2 | 196.7 | 196.7 | 196.7 | 2 | 2018 | 57 | Vestas | V126-3.45 | 18.5 | 2 | 285
59729 | Golden West Power Partners, LLC | 59974 | Golden West Power Partners LLC | CO | El Paso | GW1 | OP | Onshore Wind Turbine | WT | IPP Non-CHP | 2 | 250 | 250 | 250 | 10 | 2015 | 140 | GE | 1.7-103 | 14 | 3 | 262.4
59730 | Carousel Wind Farm, LLC | 59975 | Carousel Wind Farm LLC | CO | Kit Carson | CW1 | OP | Onshore Wind Turbine | WT | IPP Non-CHP | 2 | 150 | 150 | 150 | 11 | 2015 | 88 | GE | 1.79-100 | 14 | 3 | 262.4
17650 | Southern Power Co | 60013 | Grant Wind, LLC | OK | Grant | GRANT | OP | Onshore Wind Turbine | WT | IPP Non-CHP | 2 | 151.8 | 150 | 150 | 4 | 2016 | 66 | Siemens | SWT-2.3-108 | 19 | 2 | 262.4
59760 | Findlay Wind Farm | 60015 | Findlay Wind Farm | OH | Hancock | WNDW1 | OP | Onshore Wind Turbine | WT | Industrial Non-CHP | 6 | 3 | 3 | 3 | 12 | 2015 | 2 | Goldwind | GW 87/1500 | 13.1 | 3 | 262
59780 | Golden Hills Wind, LLC | 60049 | Golden Hills Wind | CA | Alameda | GE | OP | Onshore Wind Turbine | WT | IPP Non-CHP | 2 | 85.9 | 85.9 | 85.9 | 12 | 2015 | 48 | GE | 1.79-100 | 17.9 | 2 | 262.4
65411 | Duke Energy Renewables Services | 60059 | Los Vientos V Wind Power | TX | Starr | 1 | OP | Onshore Wind Turbine | WT | IPP Non-CHP | 2 | 110 | 110 | 110 | 12 | 2015 | 55 | Vestas | V110-2.0 | 15 | 3 | 272
59817 | Cedar Bluff Wind, LLC | 60069 | Cedar Bluff Wind, LLC | KS | Ness | CBLF1 | OP | Onshore Wind Turbine | WT | IPP Non-CHP | 2 | 198.6 | 198.6 | 198.6 | 12 | 2015 | 111 | GE | 1.79-100 | 19 | 1 | 262
60453 | Onward Energy | 60087 | South Plains II | TX | Floyd | SPII | OP | Onshore Wind Turbine | WT | IPP Non-CHP | 2 | 300 | 300 | 300 | 6 | 2016 | 91 | Vestas | V117-3.3 | 22.4 | 1 | 262
60453 | Onward Energy | 60088 | Sunflower Wind Project | ND | Morton | SNFLR | OP | Onshore Wind Turbine | WT | IPP Non-CHP | 2 | 104 | 104 | 104 | 12 | 2016 | 52 | Vestas | V100-2.0 | 19 | 2 | 262
59882 | Javelina Wind Energy, LLC | 60104 | Javelina Wind Energy, LLC | TX | Webb | GEWTG | OP | Onshore Wind Turbine | WT | IPP Non-CHP | 2 | 249.7 | 249.7 | 249.7 | 12 | 2015 | 126 | GE | 2.0-116 | 20 | 3 | 282
59899 | OEE XVII, LLC | 60126 | Harpster Wind | OH | Wyandot | H1 | OP | Onshore Wind Turbine | WT | Commercial Non-CHP | 4 | 1.5 | 1.5 | 1.5 | 1 | 2016 | 1 | Goldwind | GW 87/1500 | 14 | 3 | 283
59905 | OEE XIX, LLC | 60128 | Zephyr Wind | OH | Hancock | Z1 | OP | Onshore Wind Turbine | WT | Industrial Non-CHP | 6 | 1.5 | 1.5 | 1.5 | 12 | 2015 | 1 | Goldwind | GW 87/1500 | 13 | 3 | 262
59905 | OEE XIX, LLC | 60128 | Zephyr Wind | OH | Hancock | Z2 | OP | Onshore Wind Turbine | WT | Industrial Non-CHP | 6 | 1.5 | 1.5 | 1.5 | 12 | 2015 | 1 | Goldwind | GW 87/1500 | 13 | 3 | 262
59905 | OEE XIX, LLC | 60128 | Zephyr Wind | OH | Hancock | Z3 | OP | Onshore Wind Turbine | WT | Industrial Non-CHP | 6 | 1.5 | 1.5 | 1.5 | 12 | 2015 | 1 | Goldwind | GW 87/1500 | 13 | 3 | 262
62967 | New Creek Wind, LLC | 60132 | New Creek Wind | WV | Grant | NCG01 | OP | Onshore Wind Turbine | WT | IPP Non-CHP | 2 | 103 | 103 | 103 | 12 | 2016 | 49 | Gamesa | G97-2.0 | 18 | 2 | 255.9
56146 | Black Hills Colorado Electric, LLC | 60143 | Peak View Wind Farm | CO | Huerfano | WTG | OP | Onshore Wind Turbine | WT | Electric Utility | 1 | 60.8 | 60.8 | 60.8 | 11 | 2016 | 34 | GE | 1.79-100 | 18 | 3 | 262.5
56545 | Pattern Operators LP | 60145 | Broadview Energy JN, LLC | NM | Curry | 1 | OP | Onshore Wind Turbine | WT | IPP Non-CHP | 2 | 181.7 | 181.7 | 181.7 | 3 | 2017 | 79 | Siemens | SWT-2.3-108 | 19 | 2 | 80
56545 | Pattern Operators LP | 60152 | Broadview Energy KW, LLC | NM | Curry | 1 | OP | Onshore Wind Turbine | WT | IPP Non-CHP | 2 | 142.6 | 142.6 | 142.6 | 3 | 2017 | 62 | Siemens | SWT-2.3-108 | 19 | 2 | 80
59979 | Cotton Plains Wind I, LLC | 60210 | Cotton Plains Wind Farm | TX | Floyd | CPWF | OP | Onshore Wind Turbine | WT | IPP Non-CHP | 2 | 50.4 | 50.4 | 50.4 | 3 | 2017 | 21 | GE | 2.4-107 | 18.1 | 2 | 262
59999 | Rocksprings Val Verde Wind, LLC | 60217 | Rocksprings | TX | Val Verde | RKSP | OP | Onshore Wind Turbine | WT | IPP Non-CHP | 2 | 149.3 | 149.3 | 149.3 | 9 | 2017 | 69 | GE | 2.3-107 | 18.8 | 2 | 80
65411 | Duke Energy Renewables Services | 60218 | Frontier Windpower | OK | Kay | FC1 | OP | Onshore Wind Turbine | WT | IPP Non-CHP | 2 | 200 | 200 | 200 | 12 | 2016 | 61 | Vestas | V126-3.3 | 17.7 | 2 | 285.4
60044 | Bluestem Wind Energy, LLC | 60256 | Bluestem | OK | Beaver | 1 | OP | Onshore Wind Turbine | WT | IPP Non-CHP | 2 | 198 | 198 | 198 | 12 | 2016 | 60 | Vestas | V117-3.3 | 19.4 | 2 | 300.2
61012 | AES Distributed Energy | 60259 | Pioneer Wind Park, LLC | WY | Converse | PWP1 | OP | Onshore Wind Turbine | WT | IPP Non-CHP | 2 | 80 | 80 | 80 | 10 | 2016 | 46 | GE | 1.85-87 | 19 | 2 | 262
49893 | Invenergy Services LLC | 60262 | Prairie Breeze II | NE | Antelope | GEN1 | OP | Onshore Wind Turbine | WT | IPP Non-CHP | 2 | 73.4 | 73.4 | 73.4 | 10 | 2015 | 41 | GE | 1.79-100 | 20.6 | 2 | 262.4
67080 | TC Energy | 60270 | Blue Cloud Wind Energy LLC | TX | Bailey | WT1 | OP | Onshore Wind Turbine | WT | IPP Non-CHP | 2 | 148.4 | 148.4 | 148.4 | 12 | 2018 | 150 | Vestas | V126-3.45 | 18 | 2 | 285
65489 | Canyon Wind Project, LLC | 60271 | Canyon Wind Project, LLC | TX | Scurry | WT1 | OP | Onshore Wind Turbine | WT | IPP Non-CHP | 2 | 308.8 | 308.8 | 308.8 | 1 | 2024 | 111 | GE | 2.82-127 | 17.2 | 2 | 374
49893 | Invenergy Services LLC | 60314 | Prairie Breeze III | NE | Antelope | GEN1 | OP | Onshore Wind Turbine | WT | IPP Non-CHP | 2 | 35.8 | 35.8 | 35.8 | 4 | 2016 | 20 | GE | 1.79-100 | 20.6 | 2 | 262.4
56545 | Pattern Operators LP | 60317 | Grady Wind Energy Center, LLC | NM | Curry | 1 | OP | Onshore Wind Turbine | WT | IPP Non-CHP | 2 | 220.5 | 220.5 | 220.5 | 8 | 2019 | 96 | Siemens | SWT-2.3-108 | 19 | 2 | 80
12341 | MidAmerican Energy Co | 60326 | O'Brien Wind | IA | O'Brien | OBWF | OP | Onshore Wind Turbine | WT | Electric Utility | 1 | 61.9 | 61.9 | 61.9 | 9 | 2016 | 104 | Siemens | SWT-2.3-108 | 16.8 | 3 | 262.4
12341 | MidAmerican Energy Co | 60326 | O'Brien Wind | IA | O'Brien | OBWF2 | OP | Onshore Wind Turbine | WT | Electric Utility | 1 | 108.7 | 108.7 | 108.7 | 12 | 2016 | 45 | Siemens | SWT-2.3-108 | 16.8 | 3 | 262.4
12341 | MidAmerican Energy Co | 60326 | O'Brien Wind | IA | O'Brien | OBWF3 | OP | Onshore Wind Turbine | WT | Electric Utility | 1 | 79.7 | 79.7 | 79.7 | 12 | 2016 | 33 | Siemens | SWT-2.3-108 | 16.8 | 3 | 262.4
62892 | Ringer Hill Wind LLC | 60329 | Ringer Hill Wind Farm, LLC | PA | Somerset | RINGR | OP | Onshore Wind Turbine | WT | IPP Non-CHP | 2 | 39.9 | 38.3 | 38.3 | 12 | 2016 | 14 | GE | 2.85-103 | 19 | 2 | 295.3
60128 | Electra Wind, LLC | 60338 | Electra Wind Farm | TX | Wilbarger | EWF | OP | Onshore Wind Turbine | WT | IPP Non-CHP | 2 | 230 | 230 | 230 | 11 | 2016 | 100 | GE | 2.3-116 | 16 | 2 | 262.5
60129 | Horse Creek Wind, LLC | 60339 | Horse Creek Wind Farm | TX | Haskell | HCWF | OP | Onshore Wind Turbine | WT | IPP Non-CHP | 2 | 230 | 230 | 230 | 10 | 2016 | 100 | GE | 2.3-116 | 14.4 | 2 | 262.5
12341 | MidAmerican Energy Co | 60342 | Ida Grove Wind | IA | Ida | IGWF | OP | Onshore Wind Turbine | WT | Electric Utility | 1 | 61.1 | 60 | 60 | 9 | 2016 | 134 | GE | 2.3-116 | 16.8 | 3 | 262.4
12341 | MidAmerican Energy Co | 60342 | Ida Grove Wind | IA | Ida | IGWF2 | OP | Onshore Wind Turbine | WT | Electric Utility | 1 | 119.6 | 119.6 | 119.6 | 12 | 2016 | 54 | GE | 2.3-116 | 16.8 | 3 | 262.4
12341 | MidAmerican Energy Co | 60342 | Ida Grove Wind | IA | Ida | IGWF3 | OP | Onshore Wind Turbine | WT | Electric Utility | 1 | 92.8 | 92.8 | 92.8 | 12 | 2016 | 41 | GE | 2.3-116 | 16.8 | 3 | 262.4
12341 | MidAmerican Energy Co | 60342 | Ida Grove Wind | IA | Ida | IGWF4 | OP | Onshore Wind Turbine | WT | Electric Utility | 1 | 27.6 | 27.6 | 27.6 | 11 | 2016 | 12 | GE | 2.3-116 | 16.8 | 3 | 262.4
60149 | Brady Wind II, LLC | 60354 | Brady II Wind Energy Center | ND | Stark | BWEC2 | OP | Onshore Wind Turbine | WT | IPP Non-CHP | 2 | 150 | 150 | 150 | 12 | 2016 | 72 | GE | 2.0-116 | 19 | 2 | 315
60148 | Brady Wind, LLC | 60355 | Brady Wind Energy Center | ND | Stark | BWEC1 | OP | Onshore Wind Turbine | WT | IPP Non-CHP | 2 | 150 | 150 | 150 | 11 | 2016 | 87 | GE | 1.79-100 | 19 | 2 | 315
60155 | Old Settler Wind, LLC | 60366 | Old Settler Wind | TX | Floyd | OSWF | OP | Onshore Wind Turbine | WT | IPP Non-CHP | 2 | 151.2 | 151.2 | 151.2 | 4 | 2017 | 63 | GE | 2.4-107 | 18.2 | 2 | 262
60207 | Pisgah Mountain, LLC | 60404 | Pisgah Mountain Wind | ME | Penobscot | PISGA | OP | Onshore Wind Turbine | WT | IPP Non-CHP | 2 | 9.1 | 9.1 | 9.1 | 12 | 2016 | 5 | Vestas | V90-1.8 | 15.7 | 3 | 312
17650 | Southern Power Co | 60414 | Bethel Wind Farm LLC | TX | Castro | GEN1 | OP | Onshore Wind Turbine | WT | IPP Non-CHP | 2 | 276 | 276 | 276 | 1 | 2017 | 120 | GE | 2.3-116 | 19.9 | 2 | 262.4
60258 | Paulding Wind Farm III LLC | 60470 | Paulding Wind Farm III | OH | Paulding | 1 | OP | Onshore Wind Turbine | WT | IPP Non-CHP | 2 | 100.8 | 100.8 | 100.8 | 12 | 2016 | 48 | Gamesa | G114-2.0 | 16.7 | 3 | 305
60259 | Green River Wind Farm Phase 1, LLC | 60471 | Green River Wind Farm | IL | Lee | GRNRV | OP | Onshore Wind Turbine | WT | IPP Non-CHP | 2 | 194.3 | 194.3 | 194.3 | 11 | 2019 | 74 | Gamesa | G126-2.5 | 15.7 | 3 | 275.6
60025 | Greenbacker Renewable Energy Corporation | 60486 | Greenfield Wind - MT | MT | Teton | 1 | OP | Onshore Wind Turbine | WT | IPP Non-CHP | 2 | 25 | 25 | 25 | 10 | 2016 | 13 | GE | 2.5-100 | 18 | 2 | 220
17650 | Southern Power Co | 60502 | Tyler Bluff Wind Project, LLC | TX | Cooke | GEN1 | OP | Onshore Wind Turbine | WT | IPP Non-CHP | 2 | 125.6 | 125 | 125 | 12 | 2016 | 52 | Siemens | SWT-2.3-108 | 17 | 2 | 262.4
61416 | Crowned Ridge Wind, LLC | 60503 | Crowned Ridge Wind Energy Center | SD | Codington | CTTL1 | OP | Onshore Wind Turbine | WT | IPP Non-CHP | 2 | 200.1 | 200.1 | 200.1 | 12 | 2019 | 87 | GE | 2.3-116 | 14 | 2 | 90
13781 | Northern States Power Co - Minnesota | 60504 | Blazing Star Wind Farm 1 | MN | Lincoln | BLZG1 | OP | Onshore Wind Turbine | WT | Electric Utility | 1 | 200 | 200 | 200 | 4 | 2020 | 100 | Vestas | V120-2.0 | 19 | 2 | 262
60290 | Crocker Wind Farm, LLC | 60505 | Crocker Wind Farm | SD | Clark | CRCKR | OP | Onshore Wind Turbine | WT | IPP Non-CHP | 2 | 200 | 200 | 200 | 11 | 2019 | 77 | GE | 2.0-116 | 19.5 | 2 | 295
60302 | Wind GEM, LLC | 60541 | Wind GEM | IA | Adair | WT1 | OP | Onshore Wind Turbine | WT | IPP Non-CHP | 2 | 1.9 | 1.9 | 1.9 | 9 | 2015 | 1 | GE | 1.85-87 | 16 | 2 | 265
17650 | Southern Power Co | 60545 | Grant Plains Wind, LLC | OK | Grant | WT | OP | Onshore Wind Turbine | WT | IPP Non-CHP | 2 | 147.2 | 147 | 147 | 12 | 2016 | 64 | Siemens | SWT-2.3-108 | 19 | 2 | 262.4
60328 | Big Level Wind LLC | 60551 | Big Level Wind | PA | Potter | BLW01 | OP | Onshore Wind Turbine | WT | IPP Non-CHP | 2 | 90 | 90 | 90 | 12 | 2019 | 25 | GE | 3.6 SL | 16.3 | 3 | 430
57170 | EDF Renewable Asset Holdings, Inc. | 60574 | Great Western Wind Energy, LLC | OK | Ellis | GEN1 | OP | Onshore Wind Turbine | WT | IPP Non-CHP | 2 | 225 | 225 | 225 | 12 | 2016 | 93 | Vestas | V100-2.0 | 20 | 2 | 264
57170 | EDF Renewable Asset Holdings, Inc. | 60587 | Kelly Creek Wind Project | IL | Ford | WND1 | OP | Onshore Wind Turbine | WT | IPP Non-CHP | 2 | 184 | 184 | 184 | 12 | 2016 | 92 | Vestas | V100-2.0 | 19 | 2 | 262.5
60819 | Rush Springs Wind Project | 60592 | Rush Springs Wind | OK | Stephens | WT1 | OP | Onshore Wind Turbine | WT | IPP Non-CHP | 2 | 249.9 | 249.9 | 249.9 | 12 | 2016 | 119 | GE | 2.0-116 | 18 | 3 | 265
2770 | Terra-Gen Operating Co-Wind | 60594 | Voyager Wind I | CA | Kern | VYGR1 | OP | Onshore Wind Turbine | WT | IPP Non-CHP | 2 | 131.1 | 131.1 | 131.1 | 12 | 2019 | 38 | Vestas | V112-3.45 | 22 | 1 | 275
56215 | Big Sky Wind, LLC | 60596 | Baron Winds Farm | NY | Steuben | 1 | OP | Onshore Wind Turbine | WT | IPP Non-CHP | 2 | 130 | 130 | 130 | 2 | 2023 | 32 | Vestas | V150-4.2 | 16.3 | 3 | 403.5
15466 | Public Service Co of Colorado | 60619 | Rush Creek Wind | CO | Elbert | GEN1 | OP | Onshore Wind Turbine | WT | Electric Utility | 1 | 600 | 582.3 | 582.3 | 12 | 2018 | 300 | Vestas | V100-2.0 | 19 | 2 | 262
60364 | Ninnescah Wind Energy LLC | 60620 | Ninnescah Wind Energy, LLC | KS | Pratt | NSW | OP | Onshore Wind Turbine | WT | IPP Non-CHP | 2 | 208.3 | 208.3 | 208.3 | 12 | 2016 | 121 | GE | 1.79-100 | 13 | 1 | 280
60371 | Kingman Wind Energy, LLC | 60639 | Kingman Wind | KS | Pratt | KMW1 | OP | Onshore Wind Turbine | WT | IPP Non-CHP | 2 | 107.4 | 100 | 100 | 12 | 2016 | 60 | GE | 1.7-103 | 13 | 3 | 280
60371 | Kingman Wind Energy, LLC | 60639 | Kingman Wind | KS | Pratt | KMW2 | OP | Onshore Wind Turbine | WT | IPP Non-CHP | 2 | 107.4 | 100 | 100 | 12 | 2016 | 60 | GE | 1.7-103 | 13 | 3 | 280
60384 | Javelina Wind Energy II, LLC | 60645 | Javelina Wind Energy II, LLC | TX | Webb | WJ21 | OP | Onshore Wind Turbine | WT | IPP Non-CHP | 2 | 200 | 200 | 200 | 11 | 2016 | 100 | GE | 2.0-116 | 13 | 3 | 328
59380 | Enel Green Power NA, Inc. | 60655 | Rock Creek Wind Project | MO | Atchison | WT1 | OP | Onshore Wind Turbine | WT | IPP Non-CHP | 2 | 300 | 300 | 300 | 11 | 2017 | 150 | Vestas | V110-2.0 | 15 | 2 | 360
17650 | Southern Power Co | 60657 | Salt Fork Wind Project, LLC | TX | Donley | GEN1 | OP | Onshore Wind Turbine | WT | IPP Non-CHP | 2 | 174 | 174 | 174 | 12 | 2016 | 87 | Vestas | V100-2.0 | 20.3 | 2 | 262.4
60397 | Osborn Wind Energy LLC | 60672 | Osborn Wind Energy | MO | DeKalb | GEN1 | OP | Onshore Wind Turbine | WT | IPP Non-CHP | 2 | 200.9 | 195.8 | 195.8 | 12 | 2016 | 97 | GE | 2.0-116 | 18 | 2 | 301
60406 | Cimarron Bend Wind Project I, LLC | 60687 | Cimarron Bend Wind Project I, LLC | KS | Clark | 1 | OP | Onshore Wind Turbine | WT | IPP Non-CHP | 2 | 200 | 200 | 200 | 12 | 2016 | 100 | Vestas | V110-2.0 | 15 | 3 | 262
60407 | Cimarron Bend Wind Project II, LLC | 60688 | Cimarron Bend Wind Project II, LLC | KS | Clark | 1 | OP | Onshore Wind Turbine | WT | IPP Non-CHP | 2 | 200 | 200 | 200 | 3 | 2017 | 100 | Vestas | V100-2.0 | 22 | 2 | 328
22500 | Evergy Kansas Central, Inc | 60689 | Western Plains Wind Farm | KS | Ford | 1 | OP | Onshore Wind Turbine | WT | Electric Utility | 1 | 280.6 | 280.6 | 280.6 | 3 | 2017 | 122 | Siemens | SWT-2.3-108 | 19 | 2 | 262.5
60430 | Wind Colebrook South | 60700 | Wind Colebrook South | CT | Litchfield | WCS | OP | Onshore Wind Turbine | WT | IPP Non-CHP | 2 | 5 | 5 | 5 | 11 | 2015 | 2 | GE | 2.85-103 | 18.7 | 2 | 322
60443 | Rattlesnake Power, LLC | 60743 | Rattlesnake Power, LLC | TX | McCulloch | WT1 | OP | Onshore Wind Turbine | WT | IPP Non-CHP | 2 | 160 | 160 | 160 | 9 | 2018 | 64 | Goldwind | GW 109/2500 | 13.4 | 2 | 270
60515 | Astra Wind LLC | 60856 | Astra Wind Farm | TX | Randall | ASTRA | OP | Onshore Wind Turbine | WT | IPP Non-CHP | 2 | 163 | 163 | 163 | 5 | 2017 | 68 | GE | 2.4-107 | 19 | 2 | 262
60521 | Equity Industrial Turbines | 60865 | Equity Industrial Turbines | MA | Essex | WT1 | OP | Onshore Wind Turbine | WT | IPP Non-CHP | 2 | 4 | 4 | 4 | 12 | 2012 | 2 | Gamesa | G90-2.0 | 15.9 | 2 | 256
12341 | MidAmerican Energy Co | 60873 | Prairie Wind Farm | IA | Mahaska | PWE | OP | Onshore Wind Turbine | WT | Electric Utility | 1 | 168 | 169 | 169 | 1 | 2018 | 84 | Vestas | V110-2.0 | 16.8 | 3 | 312
60537 | Deerfield Wind Energy, LLC | 60883 | Deerfield Wind Energy, LLC | MI | Huron | WT1 | OP | Onshore Wind Turbine | WT | IPP Non-CHP | 2 | 41.6 | 41.6 | 41.6 | 2 | 2017 | 20 | Vestas | V110-2.0 | 14.8 | 3 | 331
60537 | Deerfield Wind Energy, LLC | 60883 | Deerfield Wind Energy, LLC | MI | Huron | WT2 | OP | Onshore Wind Turbine | WT | IPP Non-CHP | 2 | 74.5 | 74.5 | 74.5 | 2 | 2017 | 36 | Vestas | V110-2.0 | 14.8 | 3 | 331
60537 | Deerfield Wind Energy, LLC | 60883 | Deerfield Wind Energy, LLC | MI | Huron | WT3 | OP | Onshore Wind Turbine | WT | IPP Non-CHP | 2 | 32.9 | 32.9 | 32.9 | 2 | 2017 | 16 | Vestas | V110-2.0 | 14.8 | 3 | 331
60542 | Willow Springs Windfarm, LLC | 60901 | Willow Springs Wind Farm | TX | Haskell | WSPWF | OP | Onshore Wind Turbine | WT | IPP Non-CHP | 2 | 250 | 250 | 250 | 11 | 2017 | 110 | GE | 2.5-120 | 16.2 | 4 | 295.3
60543 | Dermott Wind, LLC | 60902 | Dermott Wind | TX | Scurry | DERM | OP | Onshore Wind Turbine | WT | IPP Non-CHP | 2 | 253 | 253 | 253 | 7 | 2017 | 110 | GE | 2.3-116 | 15.7 | 4 | 262.5
60562 | Oliver Wind III, LLC | 60905 | Oliver Wind III, LLC | ND | Morton | WT1 | OP | Onshore Wind Turbine | WT | IPP Non-CHP | 2 | 99.3 | 99.3 | 99.3 | 1 | 2017 | 48 | GE | 2.0-116 | 19 | 2 | 301
60567 | Green Energy Machine, LLC | 60911 | Green Energy Machine | IA | Cass | GRN | OP | Onshore Wind Turbine | WT | IPP Non-CHP | 2 | 1.7 | 1.7 | 1.7 | 6 | 2016 | 1 | GE | 1.7-100 | 17 | 3 | 263
60578 | CCC Hastings Renewable Energy, LLC | 60931 | CCC Hastings Wind Turbine | NE | Adams | WT1 | OP | Onshore Wind Turbine | WT | IPP Non-CHP | 2 | 1.7 | 1.7 | 1.7 | 12 | 2016 | 1 | GE | 1.7-103 | 18 | 2 | 264
60577 | Creston Ridge, LLC | 60932 | Creston Ridge Wind Farm | NE | Platte | WT1 | OP | Onshore Wind Turbine | WT | IPP Non-CHP | 2 | 6.8 | 6.8 | 6.8 | 12 | 2015 | 4 | GE | 1.7-103 | 19 | 2 | 264
60617 | Buckthorn Wind Project, LLC | 60983 | Buckthorn Wind | TX | Erath | BWIND | OP | Onshore Wind Turbine | WT | IPP Non-CHP | 2 | 100.5 | 100.5 | 100.5 | 12 | 2017 | 29 | Vestas | V126-3.45 | 16.7 | 3 | 298
59359 | BHE Renewables, LLC | 60987 | Santa Rita Wind Energy | TX | Reagan | GEN1 | OP | Onshore Wind Turbine | WT | IPP Non-CHP | 2 | 300 | 300 | 300 | 4 | 2018 | 120 | GE | 2.5-120 | 19.2 | 2 | 456
60634 | AEM Wind LLC | 60991 | Sterling I Wind Farm | NM | Lea | STER1 | OP | Onshore Wind Turbine | WT | IPP Non-CHP | 2 | 29.9 | 29.9 | 29.9 | 7 | 2017 | 13 | GE | 2.3-116 | 18.8 | 2 | 80
17650 | Southern Power Co | 60999 | Reading Wind Project | KS | Lyon | READW | OP | Onshore Wind Turbine | WT | IPP Non-CHP | 2 | 200.1 | 200.1 | 200.1 | 5 | 2020 | 64 | Siemens Gamesa | G132-3.465 | 17.9 | 2 | 333
17650 | Southern Power Co | 61001 | Cactus Flats Wind Energy Project | TX | Concho | WT1 | OP | Onshore Wind Turbine | WT | IPP Non-CHP | 2 | 148.4 | 148.4 | 148.4 | 7 | 2018 | 43 | Vestas | V126-3.45 | 18 | 2 | 285
60025 | Greenbacker Renewable Energy Corporation | 61002 | WED Portsmouth One, LLC | RI | Newport | PORT1 | OP | Onshore Wind Turbine | WT | IPP Non-CHP | 2 | 1.5 | 1.5 | 1.5 | 8 | 2016 | 1 | VENSYS | VENSYS82 | 15.4 | 3 | 278.8
60644 | OEE XXIV LLC | 61004 | Whirlpool Corporation - Ottawa Wind Farm | OH | Putnam | W1 | OP | Onshore Wind Turbine | WT | Industrial Non-CHP | 6 | 1.5 | 1.5 | 1.5 | 1 | 2018 | 1 | Goldwind | GW 87/1500 | 13 | 1 | 262
60645 | OEE XXIII LLC | 61005 | Whirlpool Corporation - Marion Wind Farm | OH | Marion | W1 | OP | Onshore Wind Turbine | WT | Industrial Non-CHP | 6 | 1.5 | 1.5 | 1.5 | 10 | 2017 | 1 | Goldwind | GW 87/1500 | 13 | 3 | 262
60645 | OEE XXIII LLC | 61005 | Whirlpool Corporation - Marion Wind Farm | OH | Marion | W2 | OP | Onshore Wind Turbine | WT | Industrial Non-CHP | 6 | 1.5 | 1.5 | 1.5 | 10 | 2017 | 1 | Goldwind | GW 87/1500 | 13 | 3 | 262
60645 | OEE XXIII LLC | 61005 | Whirlpool Corporation - Marion Wind Farm | OH | Marion | W3 | OP | Onshore Wind Turbine | WT | Industrial Non-CHP | 6 | 1.5 | 1.5 | 1.5 | 10 | 2017 | 1 | Goldwind | GW 87/1500 | 13 | 3 | 262
63074 | Scout Clean Energy LLC | 61032 | Heart of Texas Wind Project | TX | McCulloch | HTX | OP | Onshore Wind Turbine | WT | IPP Non-CHP | 2 | 180 | 180 | 180 | 5 | 2020 | 64 | GE | 2.82-127 | 19.2 | 2 | 291.9
15399 | Avangrid Power LLC | 61039 | Deerfield Wind LLC | VT | Bennington | WT1 | OP | Onshore Wind Turbine | WT | IPP Non-CHP | 2 | 30 | 30 | 30 | 12 | 2017 | 15 | Gamesa | G97-2.0 | 16.7 | 3 | 256
15399 | Avangrid Power LLC | 61040 | Twin Buttes II Wind | CO | Prowers | WT1 | OP | Onshore Wind Turbine | WT | IPP Non-CHP | 2 | 75 | 75 | 75 | 12 | 2017 | 36 | Gamesa | G114-2.0 | 19.7 | 2 | 262
15399 | Avangrid Power LLC | 61041 | Roaring Brook, LLC | NY | Lewis | WT1 | OP | Onshore Wind Turbine | WT | IPP Non-CHP | 2 | 79.7 | 79.7 | 79.7 | 10 | 2021 | 20 | Siemens Gamesa | SG 4.5-145 | 16.8 | 3 | 352.7
15399 | Avangrid Power LLC | 61044 | La Joya NM | NM | Torrance | LAJ1 | OP | Onshore Wind Turbine | WT | IPP Non-CHP | 2 | 165 | 165 | 165 | 2 | 2021 | 59 | GE | 2.82-127 | 19.5 | 2 | 292
15399 | Avangrid Power LLC | 61044 | La Joya NM | NM | Torrance | LAJ2 | OP | Onshore Wind Turbine | WT | IPP Non-CHP | 2 | 141.2 | 141.2 | 141.2 | 6 | 2021 | 52 | Siemens Gamesa | SG 2.6-114 | 19.9 | 2 | 305.1
63897 | Tatanka Ridge LLC | 61046 | Tatanka Ridge | SD | Deuel | WT1 | OP | Onshore Wind Turbine | WT | IPP Non-CHP | 2 | 154 | 154 | 154 | 1 | 2021 | 56 | GE | 2.82-127 | 17.8 | 2 | 292
63083 | Coyote Ridge LLC | 61047 | Coyote Ridge | SD | Brookings | WT1 | OP | Onshore Wind Turbine | WT | IPP Non-CHP | 2 | 97.4 | 97.4 | 97.4 | 12 | 2019 | 39 | GE | 2.5-127 | 19 | 2 | 292
61275 | Seward Wind LLC | 61056 | Seward Wind Farm | NE | Seward | T1 | OP | Onshore Wind Turbine | WT | IPP Non-CHP | 2 | 1.7 | 1.7 | 1.7 | 12 | 2017 | 1 | GE | 1.7-103 | 18.8 | 2 | 262.5
60690 | Foundation CA Fund VIII Manager, LLC | 61066 | Foundation CDCR LAC | CA | Los Angeles | WTG1 | OP | Onshore Wind Turbine | WT | IPP Non-CHP | 2 | 1.9 | 1.9 | 1.9 | 12 | 2017 | 1 | GE | 1.85-82.5 | 15.8 | 3 | 262
60690 | Foundation CA Fund VIII Manager, LLC | 61067 | Foundation Scheid Vineyards | CA | Monterey | WTG1 | OP | Onshore Wind Turbine | WT | IPP Non-CHP | 2 | 1.9 | 1.9 | 1.9 | 9 | 2017 | 1 | GE | 1.85-82.5 | 13.2 | 4 | 262
11479 | Madison Gas & Electric Co | 61070 | Saratoga Wind Farm | IA | Howard | SWE | OP | Onshore Wind Turbine | WT | Electric Utility | 1 | 66 | 66 | 66 | 2 | 2019 | 33 | Vestas | V116-2.1 | 17.2 | 3 | 308
12341 | MidAmerican Energy Co | 61077 | Orient Wind Farm | IA | Adair | 1 | OP | Onshore Wind Turbine | WT | Electric Utility | 1 | 102 | 100 | 100 | 12 | 2018 | 51 | Vestas | V110-2.0 | 16.8 | 3 | 312
12341 | MidAmerican Energy Co | 61077 | Orient Wind Farm | IA | Adair | 2 | OP | Onshore Wind Turbine | WT | Electric Utility | 1 | 398.8 | 400 | 400 | 12 | 2019 | 193 | Vestas | V110-2.0 | 16.8 | 3 | 312
12341 | MidAmerican Energy Co | 61079 | Beaver Creek Wind | IA | Boone | 1 | OP | Onshore Wind Turbine | WT | Electric Utility | 1 | 170 | 170 | 170 | 12 | 2017 | 85 | Vestas | V110-2.0 | 16.8 | 3 | 312
12341 | MidAmerican Energy Co | 61079 | Beaver Creek Wind | IA | Boone | GT1 | OP | Onshore Wind Turbine | WT | Electric Utility | 1 | 170 | 170 | 170 | 10 | 2018 | 85 | Vestas | V110-2.0 | 16.8 | 3 | 312
60714 | Burke Wind LLC | 61100 | Burke Wind, LLC | ND | Burke | GE23 | OP | Onshore Wind Turbine | WT | IPP Non-CHP | 2 | 199.4 | 199.4 | 199.4 | 12 | 2020 | 89 | GE | 2.72-116 | 19.9 | 2 | 487
5109 | DTE Electric Company | 61106 | Pine River Wind Park | MI | Isabella | 1 | OP | Onshore Wind Turbine | WT | Electric Utility | 1 | 161.3 | 161.3 | 161.3 | 3 | 2019 | 65 | GE | 2.5-116 | 13.4 | 3 | 295
56769 | Consolidated Edison Development Inc. | 61155 | Big Timber Wind Farm | MT | Sweet Grass | BT-MT | OP | Onshore Wind Turbine | WT | IPP Non-CHP | 2 | 25 | 25 | 25 | 2 | 2018 | 14 | GE | 1.79-100 | 16 | 3 | 262.4
60719 | Harvest Ridge Wind Farm | 61161 | Harvest Ridge Wind Farm | IL | Douglas | GEN01 | OP | Onshore Wind Turbine | WT | IPP Non-CHP | 2 | 202 | 202 | 202 | 7 | 2020 | 48 | Vestas | V150-4.2 | 17 | 2 | 345
59359 | BHE Renewables, LLC | 61212 | Flat Top Wind I | TX | Mills | FTWI | OP | Onshore Wind Turbine | WT | IPP Non-CHP | 2 | 200 | 200 | 200 | 1 | 2018 | 100 | Vestas | V110-2.0 | 15.5 | 3 | 312
60859 | Redbed Plains Wind Farm LLC | 61221 | Redbed Plains Wind Farm | OK | Grady | WT1 | OP | Onshore Wind Turbine | WT | IPP Non-CHP | 2 | 99.1 | 99.1 | 99.1 | 7 | 2017 | 48 | Gamesa | G114-2.0 | 19.5 | 1 | 93
60811 | Golden Hills Interconnection Wind, LLC | 61222 | Golden Hills North Wind Energy Center | CA | Alameda | 1 | OP | Onshore Wind Turbine | WT | IPP Non-CHP | 2 | 46 | 46 | 46 | 11 | 2017 | 20 | GE | 2.3-107 | 18 | 3 | 295
15474 | Public Service Co of Oklahoma | 61261 | Rock Falls Wind Farm LLC | OK | Kay | RF1 | OP | Onshore Wind Turbine | WT | Electric Utility | 1 | 154.5 | 154.5 | 154.5 | 12 | 2017 | 60 | Siemens | SWT-2.3-108 | 19 | 2 | 278
60881 | Thunder Ranch Wind Project, LLC | 61269 | Thunder Ranch Wind Project | OK | Noble | WT1 | OP | Onshore Wind Turbine | WT | IPP Non-CHP | 2 | 297.8 | 297.8 | 297.8 | 12 | 2017 | 120 | GE | 2.5-116 | 26 | 2 | 380
60882 | Red Dirt Wind Project, LLC | 61270 | Red Dirt Wind Project | OK | Kingfisher | RDDRT | OP | Onshore Wind Turbine | WT | IPP Non-CHP | 2 | 299.3 | 299.3 | 299.3 | 12 | 2017 | 95 | Acciona | AW125/3150 | 25 | 2 | 410
60944 | Bluff Point Wind, LLC | 61303 | Bluff Point Wind Facility | IN | Jay | BLUFF | OP | Onshore Wind Turbine | WT | IPP Non-CHP | 2 | 119.7 | 119.7 | 119.7 | 12 | 2017 | 56 | GE | 2.0-116 | 18 | 2 | 301
60969 | Hog Creek Wind Project LLC | 61330 | Hog Creek Wind Project | OH | Hardin | WT1 | OP | Onshore Wind Turbine | WT | IPP Non-CHP | 2 | 66 | 66 | 66 | 12 | 2017 | 30 | Vestas | V110-2.0 | 14.5 | 4 | 312
15399 | Avangrid Power LLC | 61343 | Karankawa Wind LLC | TX | San Patricio | WT1 | OP | Onshore Wind Turbine | WT | IPP Non-CHP | 2 | 307.1 | 307.1 | 307.1 | 11 | 2019 | 124 | GE | 2.5-127 | 15.1 | 3 | 90
15399 | Avangrid Power LLC | 61344 | Otter Creek Wind Farm LLC | IL | LaSalle | WT1 | OP | Onshore Wind Turbine | WT | IPP Non-CHP | 2 | 150 | 150 | 150 | 3 | 2020 | 42 | Vestas | V136-3.45 | 16.1 | 3 | 269
60996 | OEE XXV LLC | 61356 | Valfilm Wind Project | OH | Hancock | W1 | OP | Onshore Wind Turbine | WT | Industrial Non-CHP | 6 | 1.5 | 1.5 | 1.5 | 9 | 2018 | 1 | Goldwind | GW 87/1500 | 14 | 3 | 262
60996 | OEE XXV LLC | 61356 | Valfilm Wind Project | OH | Hancock | W2 | OP | Onshore Wind Turbine | WT | Industrial Non-CHP | 6 | 1.5 | 1.5 | 1.5 | 9 | 2018 | 1 | Goldwind | GW 87/1500 | 14 | 3 | 262
57170 | EDF Renewable Asset Holdings, Inc. | 61357 | Red Pine Wind Project | MN | Lincoln | RP1 | OP | Onshore Wind Turbine | WT | IPP Non-CHP | 2 | 200 | 200 | 200 | 12 | 2017 | 100 | Vestas | V110-2.0 | 17.9 | 2 | 262
61037 | Foard City Wind, LLC | 61402 | Foard City Wind | TX | Foard | FOARD | OP | Onshore Wind Turbine | WT | IPP Non-CHP | 2 | 352.8 | 350.3 | 350.3 | 9 | 2019 | 139 | GE | 2.5-127 | 16.8 | 2 | 88
61042 | Cottonwood Wind Project | 61407 | Cottonwood Wind Energy Center | NE | Webster | CTNWD | OP | Onshore Wind Turbine | WT | IPP Non-CHP | 2 | 89.7 | 89.7 | 89.7 | 11 | 2017 | 40 | GE | 2.3-107 | 19 | 2 | 295
61054 | Fluvanna Wind Energy LLC | 61417 | Gopher Creek Wind Farm | TX | Borden | GCWF | OP | Onshore Wind Turbine | WT | IPP Non-CHP | 2 | 158 | 158 | 158 | 9 | 2019 | 76 | Vestas | V110-2.0 | 19 | 2 | 262
61070 | Foundation CA Fund IX Manager, LLC | 61442 | Foundation California Training Facility | CA | Monterey | WTG1 | OP | Onshore Wind Turbine | WT | IPP Non-CHP | 2 | 1.8 | 1.8 | 1.8 | 8 | 2018 | 1 | GE | 1.7-100 | 14.5 | 3 | 262
61070 | Foundation CA Fund IX Manager, LLC | 61443 | Foundation Mann Packing | CA | Monterey | WTG1 | OP | Onshore Wind Turbine | WT | IPP Non-CHP | 2 | 1.8 | 1.8 | 1.8 | 4 | 2019 | 1 | GE | 1.7-100 | 14 | 3 | 262
61070 | Foundation CA Fund IX Manager, LLC | 61444 | Foundation SaIinas Valley State Prison | CA | Monterey | WTG1 | OP | Onshore Wind Turbine | WT | IPP Non-CHP | 2 | 1.8 | 1.8 | 1.8 | 8 | 2018 | 1 | GE | 1.7-100 | 14.5 | 3 | 262
61149 | Fort Hays State University | 61540 | Fort Hays State University Wind Farm | KS | Ellis | WIND1 | OP | Onshore Wind Turbine | WT | Commercial Non-CHP | 4 | 2 | 2 | 2 | 11 | 2013 | 1 | VESTAS | V100-2.0 | 18.6 | 2 | 262.5
61149 | Fort Hays State University | 61540 | Fort Hays State University Wind Farm | KS | Ellis | WIND2 | OP | Onshore Wind Turbine | WT | Commercial Non-CHP | 4 | 2 | 2 | 2 | 11 | 2013 | 1 | VESTAS | V100-2.0 | 18.6 | 2 | 262.5
9417 | Interstate Power and Light Co | 61564 | Upland Prairie | IA | Clay | 1 | OP | Onshore Wind Turbine | WT | Electric Utility | 1 | 299.3 | 299.3 | 299.3 | 3 | 2019 | 121 | GE | 2.5-116 | 17.7 | 2 | 295
9417 | Interstate Power and Light Co | 61565 | English Farms | IA | Poweshiek | 1 | OP | Onshore Wind Turbine | WT | Electric Utility | 1 | 171.5 | 171.5 | 171.5 | 3 | 2019 | 69 | GE | 2.5-127 | 17.2 | 2 | 286
2770 | Terra-Gen Operating Co-Wind | 61582 | Voyager Wind II | CA | Kern | VYGR2 | OP | Onshore Wind Turbine | WT | IPP Non-CHP | 2 | 128.7 | 128.7 | 128.7 | 12 | 2018 | 36 | Vestas | V117-3.45 | 22 | 1 | 275
2770 | Terra-Gen Operating Co-Wind | 61583 | Voyager Wind III | CA | Kern | VYGR3 | OP | Onshore Wind Turbine | WT | IPP Non-CHP | 2 | 43.2 | 43.2 | 43.2 | 12 | 2018 | 12 | Vestas | V117-3.45 | 22 | 1 | 275
2770 | Terra-Gen Operating Co-Wind | 61584 | Voyager Wind IV | CA | Kern | VYGR4 | OP | Onshore Wind Turbine | WT | IPP Non-CHP | 2 | 21.6 | 21.6 | 21.6 | 12 | 2018 | 6 | Vestas | V117-3.45 | 22 | 1 | 275
61188 | West Texas A&M University | 61589 | UL Advanced Wind Turbine Test Facility | TX | Randall | MT-1 | OP | Onshore Wind Turbine | WT | Commercial Non-CHP | 4 | 0.1 | 0.1 | 0.1 | 1 | 2016 | 1 | Renewtech | WT100 | 19 | 2 | 120
61188 | West Texas A&M University | 61589 | UL Advanced Wind Turbine Test Facility | TX | Randall | UT-1 | OP | Onshore Wind Turbine | WT | Commercial Non-CHP | 4 | 3.4 | 3.4 | 3.4 | 7 | 2018 | 1 | Goldwind | GW 121/2500 | 23.5 | 2 | 426
61214 | Heartland Divide Wind Project, LLC | 61609 | Heartland Divide Wind Project, LLC | IA | Audubon | 1 | OP | Onshore Wind Turbine | WT | IPP Non-CHP | 2 | 103.5 | 103.5 | 103.5 | 12 | 2018 | 43 | GE | 2.5-100 | 18 | 3 | 265
61330 | Turtle Creek Wind Farm LLC | 61638 | Turtle Creek Wind Farm LLC | IA | Mitchell | TC1 | OP | Onshore Wind Turbine | WT | IPP Non-CHP | 2 | 199.2 | 199.2 | 199.2 | 12 | 2018 | 50 | Vestas | V136-3.45 | 17 | 3 | 269
61254 | August Wind Energy, LLC | 61644 | August Wind Farm | IA | Taylor | AUG | OP | Onshore Wind Turbine | WT | IPP Non-CHP | 2 | 1.8 | 1.8 | 1.8 | 2 | 2017 | 1 | GE | 1.79-100 | 17.4 | 3 | 263
13781 | Northern States Power Co - Minnesota | 61650 | Blazing Star 2 Wind Farm | MN | Lincoln | BLZS2 | OP | Onshore Wind Turbine | WT | Electric Utility | 1 | 200 | 200 | 200 | 1 | 2021 | 100 | Vestas | V120-2.0 | 18.7 | 2 | 262
61278 | OEE XXVI LLC | 61660 | Whirlpool Corp-Greenville Wind Farm | OH | Darke | WTG1 | OP | Onshore Wind Turbine | WT | IPP Non-CHP | 2 | 1.5 | 1.5 | 1.5 | 9 | 2018 | 1 | Goldwind | GW 87/1500 | 13 | 1 | 262
61278 | OEE XXVI LLC | 61660 | Whirlpool Corp-Greenville Wind Farm | OH | Darke | WTG2 | OP | Onshore Wind Turbine | WT | IPP Non-CHP | 2 | 1.5 | 1.5 | 1.5 | 9 | 2018 | 1 | Goldwind | GW 87/1500 | 13 | 1 | 262
61278 | OEE XXVI LLC | 61660 | Whirlpool Corp-Greenville Wind Farm | OH | Darke | WTG3 | OP | Onshore Wind Turbine | WT | IPP Non-CHP | 2 | 1.5 | 1.5 | 1.5 | 9 | 2018 | 1 | Goldwind | GW 87/1500 | 13 | 1 | 262
61280 | Creston Ridge II, LLC | 61668 | Creston Ridge II, LLC | NE | Platte | CR2-1 | OP | Onshore Wind Turbine | WT | IPP Non-CHP | 2 | 2.3 | 2.3 | 2.3 | 6 | 2017 | 1 | GE | 2.3-107 | 18.7 | 2 | 264
61280 | Creston Ridge II, LLC | 61668 | Creston Ridge II, LLC | NE | Platte | CR2-2 | OP | Onshore Wind Turbine | WT | IPP Non-CHP | 2 | 2.3 | 2.3 | 2.3 | 6 | 2017 | 1 | GE | 2.3-107 | 18.7 | 2 | 264
61280 | Creston Ridge II, LLC | 61668 | Creston Ridge II, LLC | NE | Platte | CR2-3 | OP | Onshore Wind Turbine | WT | IPP Non-CHP | 2 | 2.3 | 2.3 | 2.3 | 6 | 2017 | 1 | GE | 2.3-107 | 18.7 | 2 | 264
58261 | Arkwright Summit Wind Farm LLC | 61673 | Arkwright Summit Wind Farm LLC | NY | Chautauqua | WT | OP | Onshore Wind Turbine | WT | IPP Non-CHP | 2 | 78.4 | 78.4 | 78.4 | 8 | 2018 | 36 | Vestas | V110-2.0 | 19 | 2 | 312
61291 | Wildcat Ranch Wind Project, LLC | 61674 | Wildcat Ranch Wind Project | TX | Cochran | WT | OP | Onshore Wind Turbine | WT | IPP Non-CHP | 2 | 150 | 150 | 150 | 12 | 2018 | 65 | GE | 2.3-116 | 19 | 2 | 200
61288 | Perennial Wind, LLC | 61677 | Perennial Windfarm | NE | Fillmore | T-1 | OP | Onshore Wind Turbine | WT | IPP Non-CHP | 2 | 2.3 | 2.3 | 2.3 | 7 | 2018 | 1 | GE | 2.3-116 | 18.6 | 2 | 295
61288 | Perennial Wind, LLC | 61677 | Perennial Windfarm | NE | Fillmore | T-2 | OP | Onshore Wind Turbine | WT | IPP Non-CHP | 2 | 2.3 | 2.3 | 2.3 | 7 | 2018 | 1 | GE | 2.3-116 | 18.6 | 2 | 295
61288 | Perennial Wind, LLC | 61677 | Perennial Windfarm | NE | Fillmore | T-3 | OP | Onshore Wind Turbine | WT | IPP Non-CHP | 2 | 2.3 | 2.3 | 2.3 | 7 | 2018 | 1 | GE | 2.3-116 | 18.6 | 2 | 295
61363 | Seneca Nation | 61734 | Seneca Nation Cattaraugus Wind Turbine | NY | Erie | 1 | OP | Onshore Wind Turbine | WT | Commercial Non-CHP | 4 | 1.5 | 1.5 | 1.5 | 3 | 2017 | 1 | VENSYS | VENSYS82 | 15.6 | 3 | 272
61365 | Hilltopper Wind Project, LLC | 61735 | Hilltopper Wind Project | IL | Logan | WT1 | OP | Onshore Wind Turbine | WT | IPP Non-CHP | 2 | 185 | 185 | 185 | 12 | 2018 | 74 | GE | 2.5-100 | 25 | 2 | 380
56769 | Consolidated Edison Development Inc. | 61745 | Aurora County Wind | SD | Aurora | ACSD | OP | Onshore Wind Turbine | WT | IPP Non-CHP | 2 | 20 | 20 | 20 | 10 | 2018 | 9 | GE | 2.3-116 | 17 | 3 | 262.5
56769 | Consolidated Edison Development Inc. | 61746 | Brule County Wind | SD | Brule | BCSD | OP | Onshore Wind Turbine | WT | IPP Non-CHP | 2 | 20 | 20 | 20 | 10 | 2018 | 9 | GE | 2.3-116 | 17.9 | 3 | 262.5
61374 | Foxtail Wind, LLC | 61747 | Foxtail Wind, LLC | ND | Dickey | 1 | OP | Onshore Wind Turbine | WT | Electric Utility | 1 | 150 | 150 | 150 | 1 | 2020 | 75 | Vestas | V120-2.0 | 19 | 2 | 262
61381 | Meadow Lake Wind Farm VI LLC | 61756 | Meadow Lake Wind Farm VI LLC | IN | Benton | MWLVI | OP | Onshore Wind Turbine | WT | IPP Non-CHP | 2 | 200.4 | 200.4 | 200.4 | 11 | 2018 | 61 | Vestas | V136-3.45 | 17 | 2 | 105
57416 | Acciona Energy USA Global, LLC | 61773 | Palmas Wind, LLC | TX | Cameron | PW | OP | Onshore Wind Turbine | WT | IPP Non-CHP | 2 | 144.9 | 142.6 | 142.6 | 11 | 2020 | 46 | Acciona | AW125/3000 | 16.3 | 2 | 280
61397 | Town of Otis | 61775 | Town of Otis Wind Energy Project | MA | Berkshire | OT196 | OP | Onshore Wind Turbine | WT | Commercial Non-CHP | 4 | 1.5 | 1.5 | 1.5 | 3 | 2018 | 1 | VENSYS | VENSYS82 | 12 | 3 | 276
61396 | Midway Wind, LLC | 61776 | Midway Wind, LLC | TX | San Patricio | MIDWY | OP | Onshore Wind Turbine | WT | IPP Non-CHP | 2 | 162.9 | 162.9 | 162.9 | 8 | 2019 | 47 | Gamesa | G132-5.0 | 16.4 | 2 | 275.6
56201 | Engie North America | 61782 | Live Oak Wind Project | TX | Schleicher | WTGS | OP | Onshore Wind Turbine | WT | IPP Non-CHP | 2 | 199.5 | 199.5 | 199.5 | 3 | 2019 | 76 | Siemens | SWT-2.625-120 | 18.6 | 2 | 262
49893 | Invenergy Services LLC | 61784 | Upstream Wind Energy LLC | NE | Antelope | UWE | OP | Onshore Wind Turbine | WT | IPP Non-CHP | 2 | 202.5 | 202.5 | 202.5 | 12 | 2018 | 81 | GE | 2.3-116 | 12.4 | 2 | 295.3
49893 | Invenergy Services LLC | 61787 | Bishop Hill III | IL | Henry | BHIII | OP | Onshore Wind Turbine | WT | IPP Non-CHP | 2 | 119 | 119 | 119 | 6 | 2018 | 53 | GE | 2.3-116 | 27 | 2 | 295.3
61415 | Hilltop Power, LLC | 61788 | Hilltop Power | MN | Pipestone | WT | OP | Onshore Wind Turbine | WT | IPP Non-CHP | 2 | 2 | 2 | 2 | 12 | 2008 | 1 | DeWind | D8.2 | 12 | 2 | 262
61413 | Enel Green Power Diamond Vista Wind Project, LLC | 61789 | Diamond Vista Wind Project, LLC | KS | Marion | DV | OP | Onshore Wind Turbine | WT | IPP Non-CHP | 2 | 299.3 | 299.3 | 299.3 | 12 | 2018 | 95 | Acciona | AW125/3000 | 25 | 2 | 410
61458 | Minco Wind IV, LLC | 61836 | Minco Wind IV, LLC | OK | Canadian | MIV | OP | Onshore Wind Turbine | WT | IPP Non-CHP | 2 | 130 | 130 | 130 | 12 | 2018 | 52 | GE | 2.3-116 | 18.6 | 2 | 90
56545 | Pattern Operators LP | 61858 | Stillwater Wind, LLC | MT | Stillwater | WT | OP | Onshore Wind Turbine | WT | IPP Non-CHP | 2 | 79.7 | 79.7 | 79.7 | 10 | 2018 | 31 | Siemens | SWT-2.3-108 | 24.6 | 2 | 80
61485 | Rio Bravo Windpower, LLC | 61865 | Rio Bravo Windpower, LLC | TX | Starr | 1 | OP | Onshore Wind Turbine | WT | IPP Non-CHP | 2 | 237.6 | 237.6 | 237.6 | 6 | 2019 | 66 | Vestas | V136-3.45 | 15.2 | 2 | 105
17650 | Southern Power Co | 61866 | Wildhorse Mountain Wind Facility | OK | Pushmataha | 1 | OP | Onshore Wind Turbine | WT | IPP Non-CHP | 2 | 100 | 100 | 100 | 12 | 2019 | 29 | Vestas | V136-3.45 | 19.4 | 1 | 344.5
22500 | Evergy Kansas Central, Inc | 61876 | Persimmon Creek Wind Farm 1, LLC | OK | Woodward | PCWF1 | OP | Onshore Wind Turbine | WT | Electric Utility | 1 | 198.6 | 198.6 | 198.6 | 9 | 2018 | 80 | GE | 2.5-120 | 18 | 2 | 90
61502 | Sholes Wind Energy Center, LLC | 61889 | Sholes Wind Energy Center | NE | Wayne | WSN1 | OP | Onshore Wind Turbine | WT | IPP Non-CHP | 2 | 160 | 160 | 160 | 11 | 2019 | 71 | GE | 2.75-103 | 16 | 2 | 90
12341 | MidAmerican Energy Co | 61911 | Ivester Wind Farm | IA | Grundy | WT1 | OP | Onshore Wind Turbine | WT | Electric Utility | 1 | 90.8 | 90 | 90 | 12 | 2018 | 35 | Siemens | SWT-2.625-120 | 16.8 | 3 | 262.4
61521 | Pegasus Wind, LLC | 61916 | Pegasus Wind | MI | Tuscola | PWEC | OP | Onshore Wind Turbine | WT | IPP Non-CHP | 2 | 48 | 48 | 48 | 12 | 2019 | 19 | GE | 2.5-116 | 15.3 | 2 | 470
61521 | Pegasus Wind, LLC | 61916 | Pegasus Wind | MI | Tuscola | PWEC2 | OP | Onshore Wind Turbine | WT | IPP Non-CHP | 2 | 130 | 130 | 130 | 9 | 2020 | 33 | GE | 2.5-116 | 15.3 | 2 | 470
61527 | Tahoka Wind, LLC | 61921 | Tahoka Wind | TX | Lynn | TAH | OP | Onshore Wind Turbine | WT | IPP Non-CHP | 2 | 300 | 300 | 300 | 12 | 2018 | 120 | GE | 2.5-120 | 18.5 | 2 | 292
61531 | Casa Mesa Wind, LLC | 61925 | Casa Mesa Wind Energy Center Hybrid | NM | Quay | CMNM | OP | Onshore Wind Turbine | WT | IPP Non-CHP | 2 | 50.9 | 50.9 | 50.9 | 11 | 2018 | 21 | GE | 2.5-100 | 19 | 2 | 265
61530 | Armadillo Flats Wind Project, LLC | 61926 | Armadillo Flats Wind Project, LLC | OK | Garfield | ARM | OP | Onshore Wind Turbine | WT | IPP Non-CHP | 2 | 247.3 | 247.3 | 247.3 | 12 | 2018 | 126 | GE | 2.3-116 | 18.6 | 2 | 90
61537 | Pratt Wind, LLC | 61957 | Pratt Wind, LLC | KS | Pratt | PW | OP | Onshore Wind Turbine | WT | IPP Non-CHP | 2 | 243.5 | 243.5 | 243.5 | 12 | 2018 | 88 | Siemens | SWT-2.3-101 | 19 | 2 | 262
61562 | Torrecillas Wind Energy, LLC | 61969 | Torrecillas Wind Energy, LLC | TX | Webb | TWE | OP | Onshore Wind Turbine | WT | IPP Non-CHP | 2 | 300 | 300 | 300 | 2 | 2019 | 121 | GE | 2.5-120 | 13.2 | 1 | 308
61563 | Blue Summit II Wind, LLC | 61970 | Blue Summit II Wind | TX | Wilbarger | BSII | OP | Onshore Wind Turbine | WT | IPP Non-CHP | 2 | 99.4 | 99.4 | 99.4 | 1 | 2019 | 85 | GE | 2.5-120 | 14 | 3 | 90
56201 | Engie North America | 61984 | Solomon Forks Wind Project, LLC | KS | Thomas | WTGS | OP | Onshore Wind Turbine | WT | IPP Non-CHP | 2 | 275.6 | 275.6 | 275.6 | 7 | 2019 | 105 | Siemens | SWT-2.625-120 | 19.7 | 2 | 279
61576 | Ameren Illinois | 61990 | TAC-Distributed Energy Resource Hybrid | IL | Champaign | WIND | OP | Onshore Wind Turbine | WT | Electric Utility | 1 | 0.1 | 0.1 | 0.1 | 3 | 2017 | 1 | Northern Power | NPS 100C-24 | 12 | 3 | 105
57170 | EDF Renewable Asset Holdings, Inc. | 62035 | Glaciers Edge Wind Project | IA | Cherokee | GEW | OP | Onshore Wind Turbine | WT | IPP Non-CHP | 2 | 211.7 | 200 | 200 | 12 | 2019 | 82 | GE | 2.5-127 | 18.6 | 2 | 292
49893 | Invenergy Services LLC | 62038 | Santa Rita East | TX | Irion | STRAE | OP | Onshore Wind Turbine | WT | IPP Non-CHP | 2 | 302.4 | 302.4 | 302.4 | 6 | 2019 | 120 | GE | 2.5-127 | 12 | 3 | 89
9417 | Interstate Power and Light Co | 62079 | Whispering Willow North | IA | Franklin | 1 | OP | Onshore Wind Turbine | WT | Electric Utility | 1 | 201.3 | 201.3 | 201.3 | 1 | 2020 | 81 | GE | 2.5-127 | 17 | 2 | 295.3
9417 | Interstate Power and Light Co | 62080 | Richland | IA | Sac | 1 | OP | Onshore Wind Turbine | WT | Electric Utility | 1 | 130.9 | 130.9 | 130.9 | 9 | 2020 | 53 | GE | 2.5-127 | 17 | 2 | 295
9417 | Interstate Power and Light Co | 62081 | Golden Plains | IA | Winnebago | 1 | OP | Onshore Wind Turbine | WT | Electric Utility | 1 | 199.8 | 199.8 | 199.8 | 3 | 2020 | 82 | GE | 2.5-127 | 17 | 2 | 295
20856 | Wisconsin Power & Light Co | 62103 | Kossuth | IA | Kossuth | 1 | OP | Onshore Wind Turbine | WT | Electric Utility | 1 | 152.2 | 152.2 | 152.2 | 10 | 2020 | 56 | GE | 2.82-127 | 17.7 | 2 | 285
61648 | WED Green Hill, LLC | 62106 | WED Green Hill, LLC | RI | Providence | GHILL | OP | Onshore Wind Turbine | WT | IPP Non-CHP | 2 | 3 | 3 | 3 | 1 | 2019 | 1 | VENSYS | VENSYS120 | 12.3 | 3 | 295.3
61649 | WED Plainfield II, LLC | 62107 | WED Plainfield II, LLC | RI | Providence | PLAI2 | OP | Onshore Wind Turbine | WT | IPP Non-CHP | 2 | 3 | 3 | 3 | 1 | 2019 | 1 | VENSYS | VENSYS120 | 12.8 | 3 | 295.3
61650 | WED Plainfield III, LLC | 62108 | WED Plainfield III, LLC | RI | Providence | PLAI3 | OP | Onshore Wind Turbine | WT | IPP Non-CHP | 2 | 3 | 3 | 3 | 1 | 2019 | 1 | VENSYS | VENSYS120 | 12 | 3 | 295.3
61651 | WED Plainfield, LLC | 62109 | WED Plainfield, LLC | RI | Providence | PLAI1 | OP | Onshore Wind Turbine | WT | IPP Non-CHP | 2 | 3 | 3 | 3 | 1 | 2019 | 1 | VENSYS | VENSYS120 | 12.4 | 3 | 295.3
61652 | WED Shun I, LLC | 62110 | WED Shun I, LLC | RI | Providence | SHUN1 | OP | Onshore Wind Turbine | WT | IPP Non-CHP | 2 | 3 | 3 | 3 | 1 | 2019 | 1 | VENSYS | VENSYS120 | 12 | 3 | 295.3
61653 | WED Shun II, LLC | 62111 | WED Shun II, LLC | RI | Providence | SHUN2 | OP | Onshore Wind Turbine | WT | IPP Non-CHP | 2 | 3 | 3 | 3 | 1 | 2019 | 1 | VENSYS | VENSYS120 | 12.7 | 3 | 295.3
61654 | WED Shun III, LLC | 62112 | WED Shun III, LLC | RI | Providence | SHUN3 | OP | Onshore Wind Turbine | WT | IPP Non-CHP | 2 | 3 | 3 | 3 | 1 | 2019 | 1 | VENSYS | VENSYS120 | 12.8 | 3 | 295.3
61668 | Strauss Wind LLC | 62113 | Strauss Wind Farm | CA | Santa Barbara | ST-CA | OP | Onshore Wind Turbine | WT | IPP Non-CHP | 2 | 95.3 | 95.3 | 95.3 | 12 | 2023 | 27 | GE | 3.8-137 | 15.1 | 2 | 267.4
61676 | Roseman Energy, LLC | 62130 | Roseman | IA | Cass | ROS | OP | Onshore Wind Turbine | WT | IPP Non-CHP | 2 | 1.8 | 1.8 | 1.8 | 2 | 2017 | 1 | GE | 1.79-100 | 17 | 3 | 263
12341 | MidAmerican Energy Co | 62132 | Arbor Hill Wind Farm | IA | Adair | 1 | OP | Onshore Wind Turbine | WT | Electric Utility | 1 | 60 | 60 | 60 | 2 | 2020 | 17 | Vestas | V110-2.0 | 16.8 | 3 | 312
12341 | MidAmerican Energy Co | 62132 | Arbor Hill Wind Farm | IA | Adair | WT1 | OP | Onshore Wind Turbine | WT | Electric Utility | 1 | 250 | 250 | 250 | 12 | 2018 | 125 | Vestas | V110-2.0 | 16.8 | 3 | 312
12341 | MidAmerican Energy Co | 62133 | North English | IA | Poweshiek | 1 | OP | Onshore Wind Turbine | WT | Electric Utility | 1 | 140 | 140 | 140 | 12 | 2019 | 140 | Vestas | V110-2.0 | 16.8 | 3 | 312
12341 | MidAmerican Energy Co | 62133 | North English | IA | Poweshiek | GT1 | OP | Onshore Wind Turbine | WT | Electric Utility | 1 | 200 | 200 | 200 | 12 | 2018 | 100 | Vestas | V110-2.0 | 16.8 | 3 | 312
61683 | Amadeus Wind LLC | 62142 | Amadeus Wind Farm | TX | Fisher | AM-TX | OP | Onshore Wind Turbine | WT | IPP Non-CHP | 2 | 250 | 250 | 250 | 12 | 2020 | 96 | GE | 2.82-127 | 15 | 3 | 292
61667 | Galactic Wind | 62161 | Galactic Wind | WI | Dane | GWT | OP | Onshore Wind Turbine | WT | Commercial Non-CHP | 4 | 9.9 | 9.9 | 9.9 | 12 | 2012 | 6 | Vestas | V82-1.65 | 14.3 | 4 | 262
61706 | Birch Power LLC | 62172 | Birch | IA | Taylor | BIR | OP | Onshore Wind Turbine | WT | IPP Non-CHP | 2 | 1.8 | 1.8 | 1.8 | 2 | 2017 | 1 | GE | 1.79-100 | 17.4 | 3 | 263
61727 | Reloj del Sol Wind Farm LLC | 62207 | Reloj del Sol Wind Farm | TX | Zapata | RELOJ | OP | Onshore Wind Turbine | WT | IPP Non-CHP | 2 | 209.4 | 209.4 | 209.4 | 5 | 2021 | 51 | Acciona | AW132/3000 | 16.3 | 2 | 393.7
56201 | Engie North America | 62220 | East Fork Wind Project, LLC | KS | Thomas | WTGS | OP | Onshore Wind Turbine | WT | IPP Non-CHP | 2 | 195.8 | 195.8 | 195.8 | 3 | 2020 | 72 | GE | 2.72-116 | 19.9 | 2 | 295
56201 | Engie North America | 62227 | Seymour Hills Wind Project, LLC | TX | Baylor | WTGS | OP | Onshore Wind Turbine | WT | IPP Non-CHP | 2 | 30.2 | 30.2 | 30.2 | 5 | 2019 | 12 | GE | 2.5-120 | 18.8 | 2 | 292
61012 | AES Distributed Energy | 62247 | Prevailing Wind Park | SD | Yankton | PWPSD | OP | Onshore Wind Turbine | WT | IPP Non-CHP | 2 | 220 | 220 | 220 | 3 | 2020 | 57 | GE | 3.8-137 | 20 | 1 | 365.8
65411 | Duke Energy Renewables Services | 62258 | Mesteno | TX | Starr | MES | OP | Onshore Wind Turbine | WT | IPP Non-CHP | 2 | 201.6 | 200 | 200 | 12 | 2019 | 56 | Vestas | V136-3.45 | 15 | 2 | 367
61771 | Ranchero Wind Farm LLC | 62259 | Ranchero Wind Farm LLC | TX | Crockett | RAN | OP | Onshore Wind Turbine | WT | IPP Non-CHP | 2 | 300 | 300 | 300 | 9 | 2019 | 120 | GE | 2.5-127 | 18.3 | 2 | 291.9
57170 | EDF Renewable Asset Holdings, Inc. | 62269 | Stoneray Power Partners, LLC | MN | Pipestone | STNRY | OP | Onshore Wind Turbine | WT | IPP Non-CHP | 2 | 100 | 100 | 100 | 2 | 2019 | 39 | Siemens | SWT-2.625-120 | 20.1 | 3 | 279.2
5109 | DTE Electric Company | 62290 | Polaris Wind Park | MI | Gratiot | 1 | OP | Onshore Wind Turbine | WT | Electric Utility | 1 | 168.6 | 168.6 | 168.6 | 5 | 2020 | 68 | GE | 2.5-127 | 13.2 | 4 | 292
61815 | Palmer's Creek Wind Farm, LLC | 62291 | Palmer's Creek Wind Farm, LLC | MN | Chippewa | PCWF | OP | Onshore Wind Turbine | WT | IPP Non-CHP | 2 | 44.6 | 44.6 | 44.6 | 12 | 2018 | 18 | GE | 2.5-120 | 16 | 3 | 295.3
61845 | Polk County Renewables, LLC | 62333 | Polk County Renewables, LLC | NE | Polk | T-1 | OP | Onshore Wind Turbine | WT | IPP Non-CHP | 2 | 2.5 | 2.5 | 2.5 | 12 | 2018 | 1 | GE | 2.5-120 | 19.1 | 2 | 292
61886 | Lockett Windfarm, LLC | 62356 | Lockett Windfarm | TX | Wilbarger | LOC | OP | Onshore Wind Turbine | WT | IPP Non-CHP | 2 | 183.8 | 183.8 | 183.8 | 9 | 2019 | 75 | GE | 2.5-127 | 15.2 | 2 | 89
61890 | Nobles 2 Power Partners, LLC | 62364 | Nobles 2 Wind Project | MN | Nobles | WT1 | OP | Onshore Wind Turbine | WT | IPP Non-CHP | 2 | 250 | 250 | 250 | 12 | 2020 | 74 | Vestas | V136-3.6 | 19.1 | 2 | 269
61915 | Emmons-Logan Wind, LLC | 62380 | Emmons-Logan Wind, LLC | ND | Emmons | ELLLC | OP | Onshore Wind Turbine | WT | IPP Non-CHP | 2 | 200 | 200 | 200 | 12 | 2019 | 123 | GE | 1.7-103 | 22 | 2 | 315
61942 | Griffin Trail Wind, LLC | 62411 | Griffin Trail Wind | TX | Knox | GTWND | OP | Onshore Wind Turbine | WT | IPP Non-CHP | 2 | 225.6 | 225.6 | 225.6 | 7 | 2021 | 80 | GE | 2.82-127 | 17.1 | 3 | 292
56215 | Big Sky Wind, LLC | 62416 | Cranell Wind Farm LLC | TX | Refugio | WT1 | OP | Onshore Wind Turbine | WT | IPP Non-CHP | 2 | 220 | 220 | 220 | 1 | 2022 | 100 | Vestas | V120-2.2 | 14.5 | 2 | 301.8
56215 | Big Sky Wind, LLC | 62417 | Peyton Creek Wind Farm LLC | TX | Matagorda | WT1 | OP | Onshore Wind Turbine | WT | IPP Non-CHP | 2 | 151.2 | 151.2 | 151.2 | 6 | 2020 | 48 | Acciona | AW125/3000 | 15 | 2 | 287
61981 | Willow Creek Wind Power LLC | 62431 | Willow Creek Wind Power LLC | SD | Butte | 1 | OP | Onshore Wind Turbine | WT | IPP Non-CHP | 2 | 105 | 103.5 | 103.5 | 9 | 2020 | 38 | GE | 2.82-127 | 19.2 | 2 | 291
61893 | Lake Region Community Hybrid, LLC | 62442 | Lake Region Community Hybrid, LLC | MN | Otter Tail | LRCH | OP | Onshore Wind Turbine | WT | IPP Non-CHP | 2 | 2 | 0.8 | 0.8 | 12 | 2018 | 1 | GE | 2.0-116 | 16.2 | 3 | 262
61973 | Black Hills Electric Generation LLC | 62445 | Busch Ranch II Wind Farm | CO | Huerfano | WT | OP | Onshore Wind Turbine | WT | IPP Non-CHP | 2 | 59.4 | 59.4 | 59.4 | 11 | 2019 | 27 | Vestas | V120-2.2 | 17 | 3 | 263
5860 | Empire District Electric Co | 62475 | Kings Point Wind Energy Center | MO | Lawrence | KPW1 | OP | Onshore Wind Turbine | WT | Electric Utility | 1 | 149.4 | 145.6 | 145.6 | 4 | 2021 | 69 | Vestas | V120-2.0 | 17 | 3 | 400
5860 | Empire District Electric Co | 62478 | North Fork Ridge Wind Energy Center | MO | Barton | NFRW1 | OP | Onshore Wind Turbine | WT | Electric Utility | 1 | 149.4 | 145.5 | 145.5 | 12 | 2020 | 69 | Vestas | V120-2.0 | 17 | 3 | 400
5860 | Empire District Electric Co | 62481 | Neosho Ridge Wind Energy Center | KS | Neosho | NRW1 | OP | Onshore Wind Turbine | WT | Electric Utility | 1 | 301 | 294.4 | 294.4 | 5 | 2021 | 139 | Vestas | V120-2.0 | 18 | 3 | 400
17650 | Southern Power Co | 62482 | Beech Ridge II Wind Energy Center | WV | Greenbrier | GEN1 | OP | Onshore Wind Turbine | WT | IPP Non-CHP | 2 | 56.2 | 56.2 | 56.2 | 5 | 2020 | 20 | GE | 2.82-127 | 17.2 | 3 | 290.4
62010 | Prairie Queen Wind Farm LLC | 62488 | Prairie Queen Wind Farm | KS | Allen | WT | OP | Onshore Wind Turbine | WT | IPP Non-CHP | 2 | 199.3 | 199.3 | 199.3 | 5 | 2019 | 59 | Gamesa | G132-5.0 | 13 | 3 | 115
61785 | EDP Renewables North America LLC | 62489 | Crossing Trails Wind Power Project LLC. | CO | Kit Carson | GEN1 | OP | Onshore Wind Turbine | WT | IPP Non-CHP | 2 | 104 | 104 | 104 | 4 | 2021 | 25 | Vestas | V150-4.2 | 20.8 | 2 | 344.4
62023 | Skeleton Creek Energy Center | 62494 | Skeleton Creek Energy Center Hybrid | OK | Garfield | SKC | OP | Onshore Wind Turbine | WT | IPP Non-CHP | 2 | 250 | 250 | 250 | 12 | 2020 | 95 | GE | 2.82-127 | 16.5 | 2 | 290
14354 | PacifiCorp | 62516 | TB Flats | WY | Carbon | 1 | OP | Onshore Wind Turbine | WT | Electric Utility | 1 | 503.2 | 503.2 | 503.2 | 10 | 2021 | 132 | Vestas | V136-4.2 | 19 | 2 | 262
62046 | High Lonesome Wind Power, LLC | 62562 | High Lonesome Wind Power, LLC Hybrid | TX | Upton | HILO | OP | Onshore Wind Turbine | WT | IPP Non-CHP | 2 | 449.5 | 449.5 | 449.5 | 7 | 2023 | 140 | Acciona | AW132/3000 | 18 | 2 | 398
62046 | High Lonesome Wind Power, LLC | 62562 | High Lonesome Wind Power, LLC Hybrid | TX | Upton | HILO2 | OP | Onshore Wind Turbine | WT | IPP Non-CHP | 2 | 50 | 50 | 50 | 7 | 2023 | 22 | GE | 2.3-116 | 18 | 2 | 295
19436 | Union Electric Co - (MO) | 62563 | High Prairie Wind Farm | MO | Schuyler | HPWF | OP | Onshore Wind Turbine | WT | Electric Utility | 1 | 400 | 375.5 | 385.4 | 12 | 2020 | 175 | Vestas | V120-2.2 | 15.4 | 2 | 301
62063 | Blue Summit III Wind, LLC | 62566 | Blue Summit III Wind | TX | Hardeman | BS3 | OP | Onshore Wind Turbine | WT | IPP Non-CHP | 2 | 200.2 | 200.2 | 200.2 | 12 | 2019 | 82 | GE | 2.5-100 | 18 | 3 | 291
62069 | Jiminy Peak Mountain Resort, LLC | 62570 | Jiminy Peak Wind QF | MA | Berkshire | 32651 | OP | Onshore Wind Turbine | WT | Commercial Non-CHP | 4 | 1.5 | 1.8 | 2.7 | 8 | 2007 | 1 | GE | 1.5 SLE | 16.1 | 1 | 282.5
62085 | Mesquite Star Special LLC | 62587 | Mesquite Star | TX | Nolan | MESQ | OP | Onshore Wind Turbine | WT | IPP Non-CHP | 2 | 418.9 | 418.9 | 418.9 | 3 | 2020 | 120 | Siemens Gamesa | G132-3.465 | 16.2 | 2 | 101
14354 | PacifiCorp | 62591 | Ekola Flats | WY | Carbon | 1 | OP | Onshore Wind Turbine | WT | Electric Utility | 1 | 250.9 | 250.9 | 250.9 | 12 | 2020 | 63 | Vestas | V136-4.2 | 19 | 2 | 269
61785 | EDP Renewables North America LLC | 62592 | Headwaters Wind Farm II LLC | IN | Randolph | HWII | OP | Onshore Wind Turbine | WT | IPP Non-CHP | 2 | 200 | 200 | 200 | 6 | 2021 | 52 | Vestas | V150-4.2 | 12 | 2 | 244.4
62103 | Whitney Hill Wind Power LLC | 62606 | Whitney Hill Wind Power LLC | IL | Logan | WTHWP | OP | Onshore Wind Turbine | WT | IPP Non-CHP | 2 | 65 | 65 | 65 | 3 | 2020 | 24 | GE | 2.82-127 | 13 | 2 | 416
62106 | Hidalgo Wind Farm II LLC | 62618 | Hidalgo Wind Farm II | TX | Hidalgo | WT | OP | Onshore Wind Turbine | WT | IPP Non-CHP | 2 | 50.4 | 50.4 | 50.4 | 2 | 2020 | 14 | Vestas | V136-3.6 | 19 | 3 | 367
62113 | Sage Draw Wind, LLC | 62620 | Sage Draw Wind | TX | Lynn | SD | OP | Onshore Wind Turbine | WT | IPP Non-CHP | 2 | 338.4 | 338.4 | 338.4 | 8 | 2021 | 120 | GE | 2.82-127 | 15.7 | 2 | 292
62079 | White Cloud Wind Project, LLC | 62624 | White Cloud Wind Project, LLC | MO | Nodaway | WTCWF | OP | Onshore Wind Turbine | WT | IPP Non-CHP | 2 | 236.5 | 236.5 | 236.5 | 12 | 2020 | 89 | Siemens Gamesa | SG 2.7-129 | 13 | 2 | 423
56201 | Engie North America | 62630 | Jumbo Hill Wind Project | TX | Andrews | WTGS1 | OP | Onshore Wind Turbine | WT | IPP Non-CHP | 2 | 160.7 | 160.7 | 160.7 | 3 | 2020 | 57 | GE | 2.82-127 | 17.7 | 2 | 290
58270 | GE Wind Energy LLC | 62642 | GE-Lubbock | TX | Lubbock | GE-P2 | OP | Onshore Wind Turbine | WT | IPP Non-CHP | 2 | 2.5 | 2.5 | 2.5 | 4 | 2014 | 1 | GE | 2.5-100 | 15 | 2 | 262
58270 | GE Wind Energy LLC | 62642 | GE-Lubbock | TX | Lubbock | GE-P3 | OP | Onshore Wind Turbine | WT | IPP Non-CHP | 2 | 2.8 | 3.8 | 3.8 | 2 | 2015 | 1 | GE | 2.75-120 | 15 | 2 | 291
58270 | GE Wind Energy LLC | 62642 | GE-Lubbock | TX | Lubbock | GE-P4 | OP | Onshore Wind Turbine | WT | IPP Non-CHP | 2 | 3.4 | 3.4 | 3.4 | 4 | 2021 | 1 | GE | 3.8-137 | 15 | 2 | 322
62128 | OEE XXX LLC | 62653 | Zephyr Wind Project - 2.0 | OH | Hancock | T1 | OP | Onshore Wind Turbine | WT | Industrial Non-CHP | 6 | 1.5 | 1.5 | 1.5 | 8 | 2020 | 1 | Goldwind | GW 87/1500 | 13 | 3 | 262
62128 | OEE XXX LLC | 62653 | Zephyr Wind Project - 2.0 | OH | Hancock | T2 | OP | Onshore Wind Turbine | WT | Industrial Non-CHP | 6 | 1.5 | 1.5 | 1.5 | 8 | 2020 | 1 | Goldwind | GW 87/1500 | 13 | 3 | 262
62128 | OEE XXX LLC | 62653 | Zephyr Wind Project - 2.0 | OH | Hancock | T3 | OP | Onshore Wind Turbine | WT | Industrial Non-CHP | 6 | 1.5 | 1.5 | 1.5 | 8 | 2020 | 1 | Goldwind | GW 87/1500 | 13 | 3 | 262
62130 | Foundation CA Fund X Manager LLC | 62654 | Foundation Dole Fresh Vegetables | CA | Monterey | WTG1 | OP | Onshore Wind Turbine | WT | IPP Non-CHP | 2 | 2.8 | 2.8 | 2.8 | 8 | 2022 | 1 | GE | 2.5-127 | 14.5 | 3 | 292
62130 | Foundation CA Fund X Manager LLC | 62654 | Foundation Dole Fresh Vegetables | CA | Monterey | WTG2 | OP | Onshore Wind Turbine | WT | IPP Non-CHP | 2 | 2.8 | 2.8 | 2.8 | 8 | 2022 | 1 | GE | 2.5-127 | 14.5 | 3 | 292
62633 | Plum Creek Wind, LLC | 62711 | Plum Creek Wind Project (NE) | NE | Wayne | PLUM | OP | Onshore Wind Turbine | WT | IPP Non-CHP | 2 | 230 | 230 | 230 | 6 | 2020 | 82 | GE | 2.82-127 | 18.3 | 2 | 291
62635 | Wildcat Creek Wind Farm LLC | 62715 | Wildcat Creek Wind Farm LLC | TX | Cooke | WCCWF | OP | Onshore Wind Turbine | WT | IPP Non-CHP | 2 | 175.3 | 175.3 | 175.3 | 7 | 2021 | 51 | Gamesa | G126-2.5 | 17 | 2 | 308
62657 | Harbec Energy | 62736 | Harbec Energy | NY | Wayne | 250KW | OS | Onshore Wind Turbine | WT | Industrial CHP | 7 | 0.3 | 0.3 | 0.3 | 12 | 2001 | 1 | Fuhrlander | FL 250 | 12.5 | 3 | 131
62657 | Harbec Energy | 62736 | Harbec Energy | NY | Wayne | 850KW | OP | Onshore Wind Turbine | WT | Industrial CHP | 7 | 0.9 | 0.9 | 0.9 | 12 | 2011 | 1 | Gamesa | G58-850 | 12.5 | 3 | 180
62668 | Wheatridge Wind Holdings, LLC | 62745 | Wheatridge Hybrid | OR | Morrow | WIND | OP | Onshore Wind Turbine | WT | IPP Non-CHP | 2 | 200 | 200 | 200 | 11 | 2020 | 126 | GE | 2.52-116 | 22.6 | 3 | 295.3
62644 | OEE XXVIII LLC | 62752 | LafargeHolcim - Paulding Wind Project | OH | Paulding | L1 | OP | Onshore Wind Turbine | WT | Industrial Non-CHP | 6 | 1.5 | 1.5 | 1.5 | 8 | 2020 | 1 | Goldwind | GW 87/1500 | 14 | 3 | 262
62644 | OEE XXVIII LLC | 62752 | LafargeHolcim - Paulding Wind Project | OH | Paulding | L2 | OP | Onshore Wind Turbine | WT | Industrial Non-CHP | 6 | 1.5 | 1.5 | 1.5 | 8 | 2020 | 1 | Goldwind | GW 87/1500 | 14 | 3 | 262
62644 | OEE XXVIII LLC | 62752 | LafargeHolcim - Paulding Wind Project | OH | Paulding | L3 | OP | Onshore Wind Turbine | WT | Industrial Non-CHP | 6 | 1.5 | 1.5 | 1.5 | 8 | 2020 | 1 | Goldwind | GW 87/1500 | 14 | 3 | 262
65905 | El Campo Wind, LLC (Longroad) | 62765 | El Campo Wind | TX | Knox | CAMPO | OP | Onshore Wind Turbine | WT | IPP Non-CHP | 2 | 242.8 | 242.8 | 242.8 | 12 | 2020 | 67 | Vestas | V150-4.2 | 16.8 | 3 | 344
56215 | Big Sky Wind, LLC | 62783 | Blackjack Creek Wind Farm | TX | Bee | BLKJK | OP | Onshore Wind Turbine | WT | IPP Non-CHP | 2 | 239.6 | 239.6 | 239.6 | 5 | 2023 | 50 | Vestas | V120-2.2 | 15.7 | 2 | 354
12341 | MidAmerican Energy Co | 62795 | Ida Grove II | IA | Ida | 1 | OP | Onshore Wind Turbine | WT | Electric Utility | 1 | 201 | 200 | 200 | 12 | 2019 | 81 | GE | 2.5-127 | 18.2 | 3 | 292
62659 | BMP Wind LLC | 62809 | BMP Wind (TX) | TX | Callahan | BMP | OP | Onshore Wind Turbine | WT | IPP Non-CHP | 2 | 340 | 340 | 340 | 12 | 2021 | 68 | Siemens Gamesa | SG 4.5-145 | 14 | 2 | 303
5109 | DTE Electric Company | 62815 | Fairbanks Wind Park | MI | Delta | GNWF1 | OP | Onshore Wind Turbine | WT | Electric Utility | 1 | 72.8 | 72.8 | 72.8 | 1 | 2022 | 21 | Siemens Gamesa | G132-3.465 | 14.7 | 3 | 84
65411 | Duke Energy Renewables Services | 62836 | Maryneal Windpower | TX | Nolan | MNW | OP | Onshore Wind Turbine | WT | IPP Non-CHP | 2 | 182.4 | 182.4 | 182.4 | 7 | 2021 | 38 | Nordex | N149/4.0-4.5 | 12.3 | 2 | 354.3
65411 | Duke Energy Renewables Services | 62837 | Frontier Windpower II | OK | Kay | FW2 | OP | Onshore Wind Turbine | WT | IPP Non-CHP | 2 | 351.8 | 351.8 | 351.8 | 2 | 2021 | 74 | Nordex | N149/4.0-4.5 | 12 | 3 | 354.3
50123 | Leeward Asset Management, LLC | 62840 | Mountain Breeze Wind, LLC | CO | Weld | MTBRZ | OP | Onshore Wind Turbine | WT | IPP Non-CHP | 2 | 171.7 | 171.7 | 171.7 | 10 | 2020 | 62 | GE | 2.82-127 | 16.6 | 1 | 285
59050 | Algonquin Power Co | 62853 | Maverick Creek Wind | TX | Concho | MVRCK | OP | Onshore Wind Turbine | WT | IPP Non-CHP | 2 | 491.6 | 491.6 | 491.6 | 3 | 2022 | 127 | Vestas | V150-4.2 | 16.7 | 3 | 344.5
56215 | Big Sky Wind, LLC | 62855 | West Raymond Wind Farm LLC | TX | Willacy | WRAYM | OP | Onshore Wind Turbine | WT | IPP Non-CHP | 2 | 239.8 | 239.8 | 239.8 | 10 | 2021 | 109 | Vestas | V120-2.2 | 16.6 | 2 | 302
62743 | RoxWind LLC | 62857 | RoxWind | ME | Oxford | WIND1 | OP | Onshore Wind Turbine | WT | IPP Non-CHP | 2 | 15.3 | 15.3 | 15.3 | 11 | 2021 | 4 | GE | 3.8-137 | 16.8 | 1 | 267
56215 | Big Sky Wind, LLC | 62871 | Boiling Springs Wind Farm | OK | Woodward | BGSPS | OP | Onshore Wind Turbine | WT | IPP Non-CHP | 2 | 148.4 | 148.4 | 148.4 | 12 | 2020 | 60 | GE | 2.3-116 | 18.9 | 2 | 295.2
62761 | Rosewater Wind Farm LLC | 62891 | Rosewater Wind Farm | IN | White | ROSEW | OP | Onshore Wind Turbine | WT | IPP Non-CHP | 2 | 102 | 102 | 102 | 12 | 2020 | 25 | Vestas | V150-4.2 | 17 | 2 | 344
60025 | Greenbacker Renewable Energy Corporation | 62897 | Holiday Hill Community Wind | MA | Hampden | HHCW1 | OP | Onshore Wind Turbine | WT | IPP Non-CHP | 2 | 5 | 5 | 5 | 12 | 2019 | 2 | Goldwind | GW 109/2500 | 14.5 | 2 | 328
56215 | Big Sky Wind, LLC | 62909 | Raymond Wind Farm, LLC | TX | Willacy | ERAYM | OP | Onshore Wind Turbine | WT | IPP Non-CHP | 2 | 200.2 | 200.2 | 200.2 | 6 | 2021 | 91 | Vestas | V120-2.2 | 16.8 | 2 | 302
62758 | Orchard Windfarm, LLC | 62935 | Orchard Windfarm 1, LLC | OR | Morrow | OCHW | OP | Onshore Wind Turbine | WT | IPP Non-CHP | 2 | 10 | 10 | 10 | 12 | 2020 | 16 | GE | 2.5-127 | 14.8 | 2 | 89
62778 | Rattlesnake Flat, LLC | 62936 | Rattlesnake Flat | WA | Adams | RAT | OP | Onshore Wind Turbine | WT | IPP Non-CHP | 2 | 144 | 144 | 144 | 12 | 2020 | 57 | Siemens Gamesa | SG 2.7-129 | 16.2 | 2 | 292
59496 | ALLETE Clean Energy | 62938 | Glen Ullin Energy Center | ND | Morton | 39001 | OP | Onshore Wind Turbine | WT | IPP Non-CHP | 2 | 106.7 | 106.7 | 106.7 | 12 | 2019 | 43 | GE | 2.5-116 | 19.3 | 2 | 295
59496 | ALLETE Clean Energy | 62939 | South Peak Wind | MT | Judith Basin | 41001 | OP | Onshore Wind Turbine | WT | IPP Non-CHP | 2 | 80 | 80 | 80 | 4 | 2020 | 29 | GE | 2.82-127 | 16.3 | 3 | 290
17650 | Southern Power Co | 62943 | Deuel Harvest Wind Energy LLC | SD | Deuel | GEN1 | OP | Onshore Wind Turbine | WT | IPP Non-CHP | 2 | 300 | 300 | 300 | 2 | 2021 | 109 | GE | 2.82-127 | 19 | 2 | 292
62796 | Paulding Wind Farm IV LLC | 62944 | Timber Road IV | OH | Paulding | TRIV | OP | Onshore Wind Turbine | WT | IPP Non-CHP | 2 | 125.1 | 125.1 | 125.1 | 1 | 2020 | 31 | Vestas | V150-4.2 | 16.8 | 3 | 311.7
15466 | Public Service Co of Colorado | 62952 | Cheyenne Ridge Wind Farm | CO | Cheyenne | CRW01 | OP | Onshore Wind Turbine | WT | Electric Utility | 1 | 498.4 | 477.1 | 477.1 | 8 | 2020 | 229 | Vestas | V120-2.2 | 19.7 | 2 | 262
49893 | Invenergy Services LLC | 62956 | Thunderhead Wind Energy LLC | NE | Antelope | GEN1 | OP | Onshore Wind Turbine | WT | IPP Non-CHP | 2 | 300 | 300 | 300 | 11 | 2022 | 108 | GE | 2.82-127 | 14 | 2 | 295
15399 | Avangrid Power LLC | 63003 | Midland Wind | IL | Henry | 1 | OP | Onshore Wind Turbine | WT | IPP Non-CHP | 2 | 105.5 | 105.5 | 105.5 | 12 | 2023 | 28 | Vestas | V150-4.2 | 22 | 1 | 344
62855 | Clear Creek Wind, LLC | 63025 | Clear Creek Wind | MO | Nodaway | V110 | OP | Onshore Wind Turbine | WT | IPP Non-CHP | 2 | 22 | 22 | 22 | 5 | 2020 | 11 | Vestas | V110-2.0 | 16.8 | 3 | 262.5
62855 | Clear Creek Wind, LLC | 63025 | Clear Creek Wind | MO | Nodaway | V120 | OP | Onshore Wind Turbine | WT | IPP Non-CHP | 2 | 220 | 220 | 220 | 5 | 2020 | 100 | Vestas | V120-2.0 | 16.8 | 3 | 301.2
64495 | Canadian Breaks LLC | 63030 | Canadian Breaks, LLC | TX | Deaf Smith | CBRKS | OP | Onshore Wind Turbine | WT | IPP Non-CHP | 2 | 210.1 | 210.1 | 210.1 | 12 | 2019 | 87 | Siemens | SWT-2.3-108 | 18.7 | 2 | 262
12341 | MidAmerican Energy Co | 63053 | Palo Alto Wind Farm | IA | Palo Alto | PAWF | OP | Onshore Wind Turbine | WT | Electric Utility | 1 | 250 | 250 | 250 | 1 | 2020 | 125 | Vestas | V110-2.0 | 16.8 | 3 | 311.7
12341 | MidAmerican Energy Co | 63053 | Palo Alto Wind Farm | IA | Palo Alto | PAWF2 | OP | Onshore Wind Turbine | WT | Electric Utility | 1 | 90 | 90 | 90 | 12 | 2020 | 45 | Vestas | V110-2.0 | 16.8 | 3 | 311.7
56201 | Engie North America | 63100 | Prairie Hill Wind Project | TX | Limestone | WTG | OP | Onshore Wind Turbine | WT | IPP Non-CHP | 2 | 300 | 300 | 300 | 12 | 2020 | 100 | Acciona | AW132/3000 | 15.7 | 2 | 269
56201 | Engie North America | 63101 | Las Lomas Wind Project | TX | Zapata | WTG | OP | Onshore Wind Turbine | WT | IPP Non-CHP | 2 | 201.6 | 201.6 | 201.6 | 12 | 2020 | 48 | Goldwind | GW155/4200 | 16.5 | 3 | 361
56201 | Engie North America | 63102 | Dakota Range III Wind Project | SD | Grant | WTG | OP | Onshore Wind Turbine | WT | IPP Non-CHP | 2 | 153.6 | 153.6 | 153.6 | 5 | 2021 | 32 | Nordex | N149/4.0-4.5 | 20.6 | 2 | 351
56201 | Engie North America | 63103 | Triple H Wind Project | SD | Hyde | WTG | OP | Onshore Wind Turbine | WT | IPP Non-CHP | 2 | 250.2 | 250.2 | 250.2 | 11 | 2020 | 92 | GE | 2.7-116 | 20.1 | 2 | 295
56201 | Engie North America | 63104 | King Plains Wind Project | OK | Garfield | WTG | OP | Onshore Wind Turbine | WT | IPP Non-CHP | 2 | 248.2 | 248.2 | 248.2 | 11 | 2020 | 88 | GE | 2.82-127 | 17.7 | 2 | 290
62916 | Mohave County Wind Farm | 63114 | Mohave County Wind Farm | AZ | Mohave | MCWF | OP | Onshore Wind Turbine | WT | IPP Non-CHP | 2 | 350 | 350 | 350 | 12 | 2020 | 126 | GE | 2.82-127 | 17.9 | 3 | 295
65906 | Weaver Wind, LLC (Longroad) | 63132 | Weaver Wind | ME | Hancock | WEAVR | OP | Onshore Wind Turbine | WT | IPP Non-CHP | 2 | 72.6 | 72.6 | 72.6 | 12 | 2020 | 22 | Vestas | V126-3.3 | 16.8 | 3 | 384
62913 | Roundhouse Renewable Energy, LLC | 63133 | Roundhouse Wind Energy Project | WY | Laramie | 82059 | OP | Onshore Wind Turbine | WT | IPP Non-CHP | 2 | 124 | 124 | 124 | 6 | 2020 | 44 | GE | 2.82-127 | 12.9 | 3 | 295
62913 | Roundhouse Renewable Energy, LLC | 63133 | Roundhouse Wind Energy Project | WY | Laramie | 82060 | OP | Onshore Wind Turbine | WT | IPP Non-CHP | 2 | 79 | 79 | 79 | 6 | 2020 | 28 | GE | 2.82-127 | 12.9 | 3 | 295
62913 | Roundhouse Renewable Energy, LLC | 63133 | Roundhouse Wind Energy Project | WY | Laramie | 82061 | OP | Onshore Wind Turbine | WT | IPP Non-CHP | 2 | 23 | 23 | 23 | 6 | 2020 | 10 | GE | 2.82-127 | 12.9 | 3 | 295
17650 | Southern Power Co | 63205 | Skookumchuck Wind Facility | WA | Thurston | 1 | OP | Onshore Wind Turbine | WT | IPP Non-CHP | 2 | 136 | 136.8 | 136.8 | 11 | 2020 | 38 | Vestas | V136-3.45 | 16.1 | 3 | 269
62993 | Aviator Wind, LLC | 63209 | Aviator Wind | TX | Coke | AVTOR | OP | Onshore Wind Turbine | WT | IPP Non-CHP | 2 | 525 | 525 | 525 | 6 | 2021 | 191 | GE | 2.85-100 | 15.9 | 1 | 285
50123 | Leeward Asset Management, LLC | 63251 | Lone Tree Wind, LLC | IL | Bureau | LTW | OP | Onshore Wind Turbine | WT | IPP Non-CHP | 2 | 79 | 79 | 79 | 12 | 2020 | 32 | GE | 2.5-127 | 17.4 | 3 | 292
63021 | Aurora Wind Project, LLC | 63258 | Aurora Wind Project | ND | Williams | AURWP | OP | Onshore Wind Turbine | WT | IPP Non-CHP | 2 | 298.8 | 298.8 | 298.8 | 1 | 2021 | 71 | Nordex | N149/4.0-4.5 | 27 | 2 | 344
13781 | Northern States Power Co - Minnesota | 63269 | Crowned Ridge Wind II Energy Center | SD | Codington | CRW2 | OP | Onshore Wind Turbine | WT | Electric Utility | 1 | 200.6 | 192.2 | 192.2 | 12 | 2020 | 88 | GE | 2.3-116 | 19.2 | 2 | 295
63072 | Cerro Gordo Wind Farm | 63287 | Cerro Gordo Wind Farm | IA | Cerro Gordo | CGWF | OP | Onshore Wind Turbine | WT | IPP Non-CHP | 2 | 42 | 42 | 42 | 8 | 2020 | 13 | GE | 2.72-116 | 17 | 2 | 295
59496 | ALLETE Clean Energy | 63327 | Diamond Spring, LLC | OK | Johnston | 46001 | OP | Onshore Wind Turbine | WT | IPP Non-CHP | 2 | 303.5 | 303.5 | 303.5 | 12 | 2020 | 112 | GE | 2.3-116 | 15.9 | 3 | 290
63139 | Minonk Stewardship Wind LLC | 63384 | Bennington Wind | IL | Marshall | BENN | OP | Onshore Wind Turbine | WT | IPP Non-CHP | 2 | 93 | 93 | 93 | 10 | 2021 | 33 | GE | 2.82-127 | 17.5 | 2 | 290.3
63128 | Jordan Creek Wind Farm, LLC | 63389 | Jordan Creek Wind Farm, LLC | IN | Warren | JCW | OP | Onshore Wind Turbine | WT | IPP Non-CHP | 2 | 398.6 | 398.6 | 398.6 | 12 | 2020 | 156 | GE | 2.82-127 | 12 | 3 | 292
63124 | Cuming County Renewables. LLC | 63393 | Cuming County Renewables, LLC | NE | Cuming | T-1 | OP | Onshore Wind Turbine | WT | IPP Non-CHP | 2 | 2.5 | 2.5 | 2.5 | 12 | 2019 | 1 | GE | 2.5-120 | 18.7 | 2 | 292
59496 | ALLETE Clean Energy | 63431 | Cisco | MN | Jackson | 32001 | OP | Onshore Wind Turbine | WT | IPP Non-CHP | 2 | 8.4 | 8.4 | 8.4 | 2 | 2008 | 4 | Suzlon | S88-2100 | 17 | 2 | 262.4
59496 | ALLETE Clean Energy | 63432 | Lincoln Heights I | MN | Lincoln | 32002 | OP | Onshore Wind Turbine | WT | IPP Non-CHP | 2 | 5.2 | 5.2 | 5.2 | 5 | 2006 | 4 | Suzlon | S64-1250 | 19 | 2 | 244.4
59496 | ALLETE Clean Energy | 63433 | Lincoln Heights II | MN | Lincoln | 32003 | OP | Onshore Wind Turbine | WT | IPP Non-CHP | 2 | 3.9 | 3.9 | 3.9 | 5 | 2006 | 3 | Suzlon | S64-1250 | 19 | 2 | 244.4
56771 | Black Hills Service Company LLC | 63436 | Corriedale Wind Energy | WY | Laramie | WTG | OP | Onshore Wind Turbine | WT | Electric Utility | 1 | 52.5 | 52.5 | 52.5 | 11 | 2020 | 21 | GE | 2.5-127 | 20 | 2 | 292
63189 | Rock County Wind Fuel, LLC | 63460 | Rock County Wind Fuel, LLC | MN | Rock | RCWF | OP | Onshore Wind Turbine | WT | IPP Non-CHP | 2 | 5 | 5 | 5 | 5 | 2020 | 2 | GE | 2.5-116 | 16.2 | 3 | 262
17698 | Southwestern Electric Power Co | 63479 | Traverse Wind Project, LLC | OK | Custer | GEN1 | OP | Onshore Wind Turbine | WT | Electric Utility | 1 | 999 | 999 | 999 | 4 | 2022 | 356 | GE | 2.82-127 | 15.9 | 3 | 295
2770 | Terra-Gen Operating Co-Wind | 63482 | Point Wind | CA | Kern | PW1 | OP | Onshore Wind Turbine | WT | IPP Non-CHP | 2 | 64.5 | 64.5 | 64.5 | 3 | 2021 | 19 | Vestas | V136-3.6 | 20 | 1 | 269
15474 | Public Service Co of Oklahoma | 63489 | Sundance Wind Project, LLC | OK | Woods | GEN1 | OP | Onshore Wind Turbine | WT | Electric Utility | 1 | 199 | 199 | 199 | 4 | 2021 | 72 | GE | 2.82-127 | 17 | 3 | 90
15474 | Public Service Co of Oklahoma | 63494 | Maverick Wind Project, LLC | OK | Major | GEN1 | OP | Onshore Wind Turbine | WT | Electric Utility | 1 | 288 | 288 | 288 | 9 | 2021 | 103 | GE | 2.82-127 | 18.3 | 3 | 89
24211 | Tucson Electric Power Co | 63502 | Oso Grande Wind Farm | NM | Lea | OGW24 | OP | Onshore Wind Turbine | WT | Electric Utility | 1 | 33.8 | 33.8 | 33.8 | 5 | 2021 | 14 | Siemens Gamesa | SWT-2.415-108 | 19 | 2 | 262
24211 | Tucson Electric Power Co | 63502 | Oso Grande Wind Farm | NM | Lea | OGW45 | OP | Onshore Wind Turbine | WT | Electric Utility | 1 | 216 | 216 | 216 | 5 | 2021 | 48 | Siemens Gamesa | SG 4.5-145 | 20 | 1 | 353
56769 | Consolidated Edison Development Inc. | 63521 | CED Mason City Wind | IA | Cerro Gordo | MCW1 | OP | Onshore Wind Turbine | WT | IPP Non-CHP | 2 | 7.5 | 7.9 | 7.9 | 5 | 2020 | 3 | GE | 2.82-127 | 19 | 2 | 292
19436 | Union Electric Co - (MO) | 63574 | Atchison County Wind | MO | Atchison | GEN1 | OP | Onshore Wind Turbine | WT | Electric Utility | 1 | 299 | 275.5 | 288.9 | 3 | 2021 | 91 | Vestas | V150-4.2 | 17 | 2 | 105
17718 | Southwestern Public Service Co | 63578 | Sagamore Wind | NM | Roosevelt | SWF01 | OP | Onshore Wind Turbine | WT | Electric Utility | 1 | 522 | 90 | 179 | 12 | 2020 | 240 | Vestas | V120-2.2 | 19.5 | 2 | 262
63299 | Ponderosa Wind, LLC | 63590 | Ponderosa Wind Energy Center | OK | Beaver | PONDE | OP | Onshore Wind Turbine | WT | IPP Non-CHP | 2 | 200 | 200 | 200 | 11 | 2020 | 100 | GE | 2.5-116 | 14 | 3 | 260
5109 | DTE Electric Company | 63601 | Isabella Wind Park | MI | Isabella | 1 | OP | Onshore Wind Turbine | WT | Electric Utility | 1 | 383.5 | 383.5 | 383.5 | 6 | 2021 | 136 | GE | 2.82-127 | 13.9 | 3 | 374
57416 | Acciona Energy USA Global, LLC | 63624 | La Chalupa, LLC | TX | Cameron | LC | OP | Onshore Wind Turbine | WT | IPP Non-CHP | 2 | 198.5 | 198.5 | 198.5 | 6 | 2021 | 63 | Acciona | AW125/3000 | 16.3 | 2 | 280
12341 | MidAmerican Energy Co | 63639 | Contrail Wind Farm | IA | Taylor | COWF | OP | Onshore Wind Turbine | WT | Electric Utility | 1 | 112.4 | 110 | 110 | 12 | 2020 | 41 | GE | 2.82-127 | 17.6 | 3 | 292
12341 | MidAmerican Energy Co | 63640 | Southern Hills Wind Farm | IA | Union | SHWF | OP | Onshore Wind Turbine | WT | Electric Utility | 1 | 254.1 | 250 | 250 | 3 | 2021 | 67 | Vestas | V136-4.2 | 16.8 | 3 | 344.5
12341 | MidAmerican Energy Co | 63641 | Diamond Trail Wind Farm | IA | Iowa | DTWF | OP | Onshore Wind Turbine | WT | Electric Utility | 1 | 252.5 | 250 | 250 | 12 | 2020 | 122 | Vestas | V136-4.2 | 16.8 | 3 | 344.5
57170 | EDF Renewable Asset Holdings, Inc. | 63655 | Coyote Wind LLC | TX | Scurry | COY | OP | Onshore Wind Turbine | WT | IPP Non-CHP | 2 | 242.5 | 242.5 | 242.5 | 1 | 2021 | 59 | Siemens Gamesa | SG 4.5-145 | 15.6 | 3 | 352.7
63373 | Bitter Ridge Wind Farm, LLC | 63666 | Bitter Ridge Wind Farm, LLC | IN | Jay | BIT | OP | Onshore Wind Turbine | WT | IPP Non-CHP | 2 | 130 | 130 | 130 | 9 | 2020 | 52 | GE | 2.82-127 | 14.7 | 3 | 291.9
4254 | Consumers Energy Co - (MI) | 63686 | Crescent Wind Park | MI | Hillsdale | GFWP | OP | Onshore Wind Turbine | WT | Electric Utility | 1 | 150 | 150 | 150 | 2 | 2021 | 60 | GE | 2.82-127 | 17.5 | 3 | 292
4254 | Consumers Energy Co - (MI) | 63687 | Gratiot Farms Wind Project | MI | Montcalm | CWP | OP | Onshore Wind Turbine | WT | Electric Utility | 1 | 150 | 150 | 150 | 12 | 2020 | 60 | GE | 2.5-127 | 17.7 | 3 | 292
56769 | Consolidated Edison Development Inc. | 63689 | Red Lake Falls Community Hybrid | MN | Red Lake | RLFW | OP | Onshore Wind Turbine | WT | IPP Non-CHP | 2 | 4.6 | 4.6 | 4.6 | 12 | 2020 | 2 | GE | 2.3-116 | 17.9 | 3 | 262.5
15399 | Avangrid Power LLC | 63710 | Golden Hill Wind | OR | Sherman | GH1 | OP | Onshore Wind Turbine | WT | IPP Non-CHP | 2 | 201.3 | 201.3 | 201.3 | 4 | 2022 | 51 | Vestas | V150-4.2 | 15.9 | 2 | 344
63437 | Helena Wind, LLC | 63738 | Helena Wind | TX | Bee | HEL | OP | Onshore Wind Turbine | WT | IPP Non-CHP | 2 | 268.2 | 268.2 | 268.2 | 6 | 2022 | 180 | Vestas | V150-4.2 | 16 | 3 | 344.4
63431 | Las Majadas Wind Farm, LLC | 63739 | Las Majadas Wind Farm | TX | Willacy | LMAJ | OP | Onshore Wind Turbine | WT | IPP Non-CHP | 2 | 272.6 | 272.6 | 272.6 | 3 | 2021 | 125 | Vestas | V120-2.2 | 15 | 3 | 302
63487 | Bronco Plains Wind, LLC | 63803 | Bronco Plains Wind, LLC | CO | Kit Carson | WBOPL | OP | Onshore Wind Turbine | WT | IPP Non-CHP | 2 | 300 | 299 | 299 | 9 | 2020 | 108 | GE | 2.85-100 | 19.5 | 4 | 292
63580 | Cedar Springs Wind, LLC | 63914 | Cedar Springs I | WY | Converse | 82633 | OP | Onshore Wind Turbine | WT | IPP Non-CHP | 2 | 200 | 200 | 200 | 12 | 2020 | 72 | GE | 2.82-127 | 12 | 2 | 291
14354 | PacifiCorp | 63915 | Cedar Springs II | WY | Converse | 82634 | OP | Onshore Wind Turbine | WT | Electric Utility | 1 | 200 | 198.8 | 198.8 | 12 | 2020 | 72 | GE | 2.82-127 | 19 | 2 | 292
63582 | Cedar Springs Wind III, LLC | 63916 | Cedar Springs III | WY | Converse | 82635 | OP | Onshore Wind Turbine | WT | IPP Non-CHP | 2 | 133 | 133 | 133 | 12 | 2020 | 48 | GE | 2.82-127 | 12 | 2 | 291
2770 | Terra-Gen Operating Co-Wind | 63941 | Oasis Alta | CA | Kern | OA1 | OP | Onshore Wind Turbine | WT | IPP Non-CHP | 2 | 14.4 | 14.4 | 14.4 | 4 | 2021 | 4 | Vestas | V136-3.6 | 22 | 1 | 269
56545 | Pattern Operators LP | 63981 | Red Cloud Wind LLC | NM | Lincoln | 1 | OP | Onshore Wind Turbine | WT | IPP Non-CHP | 2 | 350 | 350 | 350 | 12 | 2021 | 124 | GE | 2.82-127 | 20 | 2 | 292
49893 | Invenergy Services LLC | 63988 | Blooming Grove Wind Energy Center | IL | Livingston | GEN1 | OP | Onshore Wind Turbine | WT | IPP Non-CHP | 2 | 250 | 250 | 250 | 12 | 2020 | 94 | GE | 2.82-127 | 17.2 | 2 | 292
56201 | Engie North America | 64003 | Iron Star Wind Project | KS | Ford | WTG1 | OP | Onshore Wind Turbine | WT | IPP Non-CHP | 2 | 297.6 | 297.6 | 297.6 | 12 | 2021 | 62 | Nordex | N149/4.0-4.5 | 21.5 | 2 | 351
59496 | ALLETE Clean Energy | 64047 | Caddo Wind | OK | Caddo | 46002 | OP | Onshore Wind Turbine | WT | IPP Non-CHP | 2 | 303.2 | 303.2 | 303.2 | 1 | 2022 | 110 | GE | 2.82-127 | 17.8 | 3 | 295.3
62758 | Orchard Windfarm, LLC | 64051 | Orchard Windfarm 2, LLC | OR | Morrow | OCHW2 | OP | Onshore Wind Turbine | WT | IPP Non-CHP | 2 | 10 | 10 | 10 | 12 | 2020 | 4 | GE | 2.5-127 | 14.8 | 2 | 89
62758 | Orchard Windfarm, LLC | 64052 | Orchard Windfarm 3, LLC | OR | Morrow | OCHW3 | OP | Onshore Wind Turbine | WT | IPP Non-CHP | 2 | 10 | 10 | 10 | 12 | 2020 | 4 | GE | 2.5-127 | 14.8 | 2 | 89
62758 | Orchard Windfarm, LLC | 64053 | Orchard Windfarm 4, LLC | OR | Morrow | OCHW4 | OP | Onshore Wind Turbine | WT | IPP Non-CHP | 2 | 10 | 10 | 10 | 12 | 2020 | 4 | GE | 2.5-127 | 14.8 | 2 | 89
56545 | Pattern Operators LP | 64054 | Clines Corners Wind Farm LLC | NM | Torrance | 1 | OP | Onshore Wind Turbine | WT | IPP Non-CHP | 2 | 325 | 325 | 325 | 12 | 2021 | 106 | GE | 2.82-127 | 20 | 2 | 292
15248 | Portland General Electric Co | 64057 | Wheatridge 1 | OR | Morrow | WND | OP | Onshore Wind Turbine | WT | Electric Utility | 1 | 100 | 100 | 100 | 12 | 2020 | 40 | GE | 2.5-127 | 14.9 | 3 | 262
56545 | Pattern Operators LP | 64065 | Duran Mesa LLC | NM | Lincoln | 1 | OP | Onshore Wind Turbine | WT | IPP Non-CHP | 2 | 105 | 105 | 105 | 12 | 2021 | 38 | GE | 2.82-127 | 19 | 2 | 292
56545 | Pattern Operators LP | 64066 | Tecolote Wind LLC | NM | Lincoln | 1 | OP | Onshore Wind Turbine | WT | IPP Non-CHP | 2 | 272 | 272 | 272 | 12 | 2021 | 98 | GE | 2.3-116 | 19 | 2 | 262
61372 | Enel Kansas, LLC | 64074 | Cimarron Bend III | KS | Clark | 3 | OP | Onshore Wind Turbine | WT | IPP Non-CHP | 2 | 198.8 | 198.8 | 198.8 | 12 | 2020 | 74 | GE | 2.82-127 | 22 | 2 | 374
63722 | Alta Farms II Wind Project, LLC | 64088 | Alta Farms II Wind Project, LLC | IL | DeWitt | WT2 | OP | Onshore Wind Turbine | WT | IPP Non-CHP | 2 | 200.5 | 200.5 | 200.5 | 5 | 2023 | 100 | Siemens Gamesa | SG 5.0-145 | 23 | 2 | 107.5
63761 | REG Juhl Glenville Wind, LLC | 64130 | REG Juhl Glenville Wind, LLC | MN | Freeborn | RJGW | OP | Onshore Wind Turbine | WT | IPP Non-CHP | 2 | 2.5 | 2.5 | 2.5 | 12 | 2020 | 1 | GE | 2.5-116 | 17 | 2 | 262
63765 | Irish Creek Wind, LLC | 64138 | Irish Creek Wind | KS | Marshall | ICW1 | OP | Onshore Wind Turbine | WT | IPP Non-CHP | 2 | 300.6 | 300.6 | 300.6 | 12 | 2021 | 108 | GE | 2.3-116 | 15.6 | 2 | 292
63764 | Haystack Wind Project, LLC | 64139 | Haystack Wind Project, LLC | NE | Wayne | 4444 | OP | Onshore Wind Turbine | WT | IPP Non-CHP | 2 | 298 | 298 | 298 | 3 | 2022 | 69 | Siemens Gamesa | SG 5.0-145 | 19.5 | 1 | 336.3
63773 | Orsted Onshore North America | 64149 | Western Trail Wind, LLC | TX | Wilbarger | WTW | OP | Onshore Wind Turbine | WT | IPP Non-CHP | 2 | 366.6 | 366.6 | 366.6 | 4 | 2022 | 130 | GE | 2.82-127 | 15.5 | 4 | 90
63784 | Azure Sky Wind Project, LLC | 64164 | Azure Sky Wind Project, LLC Hybrid | TX | Throckmorton | ASWWT | OP | Onshore Wind Turbine | WT | IPP Non-CHP | 2 | 350.2 | 350.2 | 350.2 | 8 | 2024 | 79 | Nordex | N149/4.0-4.5 | 16.7 | 3 | 354.3
56201 | Engie North America | 64165 | Priddy Wind Project | TX | Mills | WTG1 | OP | Onshore Wind Turbine | WT | IPP Non-CHP | 2 | 302.4 | 302.4 | 302.4 | 1 | 2022 | 63 | Nordex | N149/4.0-4.5 | 18.6 | 2 | 489
63783 | Rockhaven Wind Project, LLC | 64172 | Rockhaven Wind Project, LLC | OK | Murray | RHWWT | OP | Onshore Wind Turbine | WT | IPP Non-CHP | 2 | 140 | 140 | 140 | 12 | 2021 | 49 | Vestas | V120-2.2 | 27 | 2 | 393
56769 | Consolidated Edison Development Inc. | 64177 | CED Manchester Wind | IA | Delaware | MANW | OP | Onshore Wind Turbine | WT | IPP Non-CHP | 2 | 7.9 | 7.9 | 7.9 | 4 | 2022 | 3 | GE | 2.82-127 | 19 | 2 | 292
56769 | Consolidated Edison Development Inc. | 64178 | CED Centerville Wind | IA | Appanoose | CENTW | OP | Onshore Wind Turbine | WT | IPP Non-CHP | 2 | 7.9 | 7.9 | 7.9 | 12 | 2021 | 3 | GE | 2.82-127 | 19 | 2 | 292
63802 | Independence Wind Energy LLC | 64183 | Independence Wind Farm | IA | Delaware | IWE | OP | Onshore Wind Turbine | WT | IPP Non-CHP | 2 | 55.4 | 54 | 54 | 12 | 2021 | 19 | GE | 2.82-127 | 17 | 2 | 89
63835 | Indiana Crossroads Wind Farms LLC | 64230 | Indiana Crossroads Wind Farm LLC | IN | White | GEN01 | OP | Onshore Wind Turbine | WT | IPP Non-CHP | 2 | 302.4 | 302.4 | 302.4 | 12 | 2021 | 72 | Vestas | V150-4.2 | 20 | 2 | 344.4
63887 | Soldier Creek Wind LLC | 64309 | Soldier Creek Wind | KS | Nemaha | SCWKS | OP | Onshore Wind Turbine | WT | IPP Non-CHP | 2 | 300 | 300 | 300 | 11 | 2020 | 120 | GE | 2.5-103 | 17.2 | 2 | 295.3
2770 | Terra-Gen Operating Co-Wind | 64323 | Coachella Hills Wind | CA | Riverside | CHW | OP | Onshore Wind Turbine | WT | IPP Non-CHP | 2 | 61.2 | 61.2 | 61.2 | 3 | 2021 | 17 | Vestas | V117-3.45 | 22 | 1 | 300.2
60025 | Greenbacker Renewable Energy Corporation | 64326 | Summit Winds | CA | Alameda | DYER | OP | Onshore Wind Turbine | WT | IPP Non-CHP | 2 | 47.5 | 46.2 | 46.2 | 7 | 2021 | 19 | GE | 2.5-116 | 17 | 2 | 295.3
60025 | Greenbacker Renewable Energy Corporation | 64326 | Summit Winds | CA | Alameda | FRICK | OP | Onshore Wind Turbine | WT | IPP Non-CHP | 2 | 10 | 10 | 10 | 7 | 2021 | 4 | GE | 2.5-116 | 17 | 2 | 262.6
63903 | Two Dot Wind Broadview East LLC | 64332 | Two Dot Wind Broadview East LLC | MT | Yellowstone | CHL2 | OP | Onshore Wind Turbine | WT | IPP Non-CHP | 2 | 1.8 | 1.6 | 1.6 | 10 | 2018 | 1 | GE | 1.7-100 | 14.5 | 3 | 262
63956 | Little Blue Wind Project, LLC | 64336 | Little Blue Wind Project, LLC | NE | Webster | WFW | OP | Onshore Wind Turbine | WT | IPP Non-CHP | 2 | 250.7 | 250.7 | 250.7 | 12 | 2021 | 87 | Siemens Gamesa | SG 2.7-129 | 12 | 2 | 285
63959 | Horizon Hill Wind, LLC | 64339 | Horizon Hill Wind Project | OK | Logan | HHILL | OP | Onshore Wind Turbine | WT | IPP Non-CHP | 2 | 201.5 | 201.5 | 201.5 | 2 | 2024 | 34 | Vestas | V162-5.6 | 18 | 2 | 390
63960 | White Rock Wind West, LLC | 64340 | White Rock West Wind Project | OK | Caddo | WRW | OP | Onshore Wind Turbine | WT | IPP Non-CHP | 2 | 99.5 | 99.5 | 99.5 | 12 | 2023 | 17 | Vestas | V162-5.6 | 19.7 | 2 | 390.4
63961 | White Rock Wind East, LLC | 64341 | White Rock East Wind Project | OK | Caddo | WRE | OP | Onshore Wind Turbine | WT | IPP Non-CHP | 2 | 201.5 | 201.5 | 201.5 | 1 | 2024 | 34 | Vestas | V162-5.6 | 18.5 | 2 | 390
63993 | Milligan 1 Wind, LLC | 64377 | Milligan 1 Wind Farm | NE | Saline | SG275 | OP | Onshore Wind Turbine | WT | IPP Non-CHP | 2 | 99 | 99 | 99 | 12 | 2020 | 36 | Siemens Gamesa | SWT-2.415-108 | 18.1 | 2 | 285.4
63993 | Milligan 1 Wind, LLC | 64377 | Milligan 1 Wind Farm | NE | Saline | SG4.5 | OP | Onshore Wind Turbine | WT | IPP Non-CHP | 2 | 135 | 135 | 135 | 3 | 2021 | 30 | Siemens Gamesa | SG 4.5-145 | 16 | 3 | 345
63993 | Milligan 1 Wind, LLC | 64377 | Milligan 1 Wind Farm | NE | Saline | V110 | OP | Onshore Wind Turbine | WT | IPP Non-CHP | 2 | 66 | 66 | 66 | 12 | 2020 | 33 | Vestas | V110-2.0 | 18.1 | 2 | 262.5
63995 | Glacier Sands Wind Power, LLC | 64381 | Glacier Sands Wind Power, LLC | IL | Mason | GS001 | OP | Onshore Wind Turbine | WT | IPP Non-CHP | 2 | 185 | 185 | 185 | 11 | 2021 | 43 | Vestas | V150-4.2 | 16.8 | 3 | 344
49893 | Invenergy Services LLC | 64407 | Flat Ridge 3 | KS | Kingman | FRW3 | OP | Onshore Wind Turbine | WT | IPP Non-CHP | 2 | 128 | 128 | 128 | 12 | 2021 | 62 | Vestas | V110-2.0 | 14 | 2 | 262
64068 | Black Rock Wind Force, LLC | 64433 | Black Rock Wind | WV | Mineral | BRW | OP | Onshore Wind Turbine | WT | IPP Non-CHP | 2 | 115 | 115 | 115 | 2 | 2022 | 23 | Siemens Gamesa | SG 4.5-145 | 16.8 | 3 | 107.5
64178 | Ranchland Wind Project II, LLC | 64544 | Ranchland Wind Project II | TX | Callahan | WT2 | OP | Onshore Wind Turbine | WT | IPP Non-CHP | 2 | 148 | 148 | 148 | 4 | 2024 | 32 | Vestas | V162-5.6 | 16.6 | 3 | 390.4
64177 | Ranchland Wind Project I, LLC | 64551 | Ranchland Wind Project I | TX | Callahan | WT2 | OP | Onshore Wind Turbine | WT | IPP Non-CHP | 2 | 114.9 | 114.9 | 114.9 | 4 | 2024 | 31 | Vestas | V150-4.2 | 16.5 | 3 | 344.5
64209 | El Algodon Alto Wind Farm, LLC | 64591 | El Algodon Alto Wind Farm, LLC | TX | San Patricio | EEA | OP | Onshore Wind Turbine | WT | IPP Non-CHP | 2 | 200.2 | 200.2 | 200.2 | 5 | 2022 | 91 | Vestas | V120-2.2 | 16.3 | 2 | 301.8
13781 | Northern States Power Co - Minnesota | 64623 | Freeborn Wind Farm | MN | Freeborn | FBW01 | OP | Onshore Wind Turbine | WT | Electric Utility | 1 | 218 | 200 | 200 | 5 | 2021 | 100 | Vestas | V120-2.2 | 19 | 2 | 262
64250 | Borderlands Wind, LLC | 64638 | Borderlands Wind, LLC | NM | Catron | WBB | OP | Onshore Wind Turbine | WT | IPP Non-CHP | 2 | 100 | 100 | 100 | 12 | 2021 | 34 | GE | 2.82-127 | 15 | 3 | 322
64251 | TG East Wind Project LLC | 64639 | TG East | TX | Knox | ESCA | OP | Onshore Wind Turbine | WT | IPP Non-CHP | 2 | 336 | 336 | 336 | 4 | 2022 | 65 | Vestas | V162-5.6 | 18 | 2 | 119
64259 | Heartland Divide II | 64661 | Heartland Divide II | IA | Audubon | HDII | OP | Onshore Wind Turbine | WT | IPP Non-CHP | 2 | 200 | 200 | 200 | 3 | 2022 | 72 | GE | 2.82-127 | 12 | 2 | 295
64261 | Sac County Wind | 64662 | Sac County Wind, LLC | IA | Sac | SAC | OP | Onshore Wind Turbine | WT | IPP Non-CHP | 2 | 80 | 80 | 80 | 12 | 2021 | 29 | GE | 2.82-127 | 22.4 | 1 | 291
64976 | Great Prairie Wind LLC | 64665 | Great Prairie Wind | TX | Hansford | GR01 | OP | Onshore Wind Turbine | WT | IPP Non-CHP | 2 | 1027 | 1027 | 1027 | 11 | 2022 | 365 | GE | 2.82-127 | 19.8 | 2 | 292
12341 | MidAmerican Energy Co | 64688 | Plymouth Wind | IA | Plymouth | 65003 | OP | Onshore Wind Turbine | WT | Electric Utility | 1 | 202.7 | 200 | 200 | 1 | 2022 | 73 | GE | 2.82-127 | 18.5 | 2 | 292
64288 | White Mesa Wind, LLC | 64710 | White Mesa Wind | TX | Crockett | WM001 | OP | Onshore Wind Turbine | WT | IPP Non-CHP | 2 | 500.6 | 500.6 | 500.6 | 10 | 2021 | 180 | GE | 2.82-127 | 12.4 | 2 | 291.9
17650 | Southern Power Co | 64750 | Glass Sands Wind Facility | OK | Murray | 1 | OP | Onshore Wind Turbine | WT | IPP Non-CHP | 2 | 117 | 118.3 | 118.3 | 11 | 2021 | 28 | Vestas | V150-4.2 | 18.3 | 2 | 393.7
50123 | Leeward Asset Management, LLC | 64872 | Panorama Wind, LLC | CO | Weld | PANWD | OP | Onshore Wind Turbine | WT | IPP Non-CHP | 2 | 145 | 145 | 145 | 6 | 2022 | 66 | Vestas | V120-2.2 | 20 | 1 | 393
64468 | Hubbard Wind LLC | 65048 | Hubbard Wind | TX | Limestone | HW001 | OP | Onshore Wind Turbine | WT | IPP Non-CHP | 2 | 300 | 300 | 300 | 11 | 2021 | 108 | GE | 2.82-127 | 13.4 | 2 | 291.9
64461 | Niyol Wind, LLC | 65059 | Niyol Wind, LLC | CO | Logan | WNIYO | OP | Onshore Wind Turbine | WT | IPP Non-CHP | 2 | 205.6 | 205 | 205 | 11 | 2021 | 74 | GE | 2.82-127 | 18.6 | 2 | 80
49893 | Invenergy Services LLC | 65129 | Jayhawk Wind Energy Center | KS | Crawford | 65010 | OP | Onshore Wind Turbine | WT | IPP Non-CHP | 2 | 197.4 | 197.4 | 197.4 | 1 | 2022 | 70 | GE | 2.82-127 | 18.8 | 3 | 114
5109 | DTE Electric Company | 65143 | Big Turtle Wind Farm 2 | MI | Huron | BTWF2 | OP | Onshore Wind Turbine | WT | Electric Utility | 1 | 29.4 | 29.4 | 29.4 | 10 | 2016 | 14 | Gamesa | G114-2.0 | 16.7 | 3 | 305
64533 | Lacy Creek Wind, LLC | 65162 | Lacy Creek Wind Energy Center | TX | Sterling | LCW1 | OP | Onshore Wind Turbine | WT | IPP Non-CHP | 2 | 301.3 | 301.3 | 301.3 | 12 | 2022 | 108 | GE | 2.82-127 | 12 | 2 | 374
20860 | Wisconsin Public Service Corp | 65282 | Red Barn Energy | WI | Grant | WT | OP | Onshore Wind Turbine | WT | Electric Utility | 1 | 91.6 | 91.6 | 91.6 | 4 | 2023 | 28 | GE | 3.4-140 | 16 | 2 | 322
64611 | Limestone Wind Project, LLC | 65306 | Limestone Wind Project | TX | Navarro | LIMEW | OP | Onshore Wind Turbine | WT | IPP Non-CHP | 2 | 299.2 | 299.2 | 299.2 | 12 | 2022 | 88 | GE | 3.8-137 | 16.8 | 3 | 384
64624 | Cedar Creek Wind, LLC | 65311 | Cedar Creek Wind, LLC | ID | Bingham | CDCRK | OP | Onshore Wind Turbine | WT | IPP Non-CHP | 2 | 160 | 160 | 160 | 3 | 2024 | 47 | GE | 3.4-140 | 18 | 2 | 98
49893 | Invenergy Services LLC | 65316 | Sapphire Sky Wind Energy LLC | IL | DeWitt | 65011 | OP | Onshore Wind Turbine | WT | IPP Non-CHP | 2 | 259.8 | 259.8 | 259.8 | 2 | 2023 | 64 | Vestas | V150-4.2 | 18.3 | 2 | 383.9
5109 | DTE Electric Company | 65328 | Meridian Wind Park | MI | Gratiot | 1 | OP | Onshore Wind Turbine | WT | Electric Utility | 1 | 225 | 225 | 225 | 4 | 2023 | 77 | GE | 2.82-127 | 17.6 | 3 | 289
64655 | Appaloosa Run Wind, LLC | 65335 | Appaloosa Run Wind | TX | Upton | WAPPA | OP | Onshore Wind Turbine | WT | IPP Non-CHP | 2 | 171.8 | 171.8 | 171.8 | 12 | 2022 | 62 | GE | 2.82-127 | 12 | 3 | 291
64683 | Ford Ridge | 65350 | Ford County Wind Farm LLC | IL | Ford | FORDC | OP | Onshore Wind Turbine | WT | IPP Non-CHP | 2 | 121.3 | 121.3 | 121.3 | 3 | 2022 | 43 | GE | 2.82-127 | 18.1 | 1 | 292
65411 | Duke Energy Renewables Services | 65390 | Ledyard Windpower, LLC | IA | Kossuth | LDYRD | OP | Onshore Wind Turbine | WT | IPP Non-CHP | 2 | 207 | 200 | 200 | 12 | 2022 | 46 | Vestas | V150-4.2 | 18.3 | 2 | 344
64744 | Boswell Wind, LLC | 65403 | Boswell Wind | WY | Albany | BOSWW | OP | Onshore Wind Turbine | WT | IPP Non-CHP | 2 | 329.8 | 329.8 | 329.8 | 12 | 2024 | 97 | GE | 3.4-140 | 22.1 | 2 | 321.5
64795 | Green Providence Wind I, LLC | 65478 | Green Providence Wind I, LLC | RI | Providence | GPWI | OP | Onshore Wind Turbine | WT | IPP Non-CHP | 2 | 1.5 | 1.5 | 1.5 | 12 | 2021 | 1 | VENSYS | VENSYS82 | 12 | 3 | 190
64796 | Green Providence Wind II, LLC | 65479 | Green Providence Wind II, LLC | RI | Providence | GPWII | OP | Onshore Wind Turbine | WT | IPP Non-CHP | 2 | 3 | 3 | 3 | 12 | 2021 | 2 | VENSYS | VENSYS82 | 12 | 3 | 190
64806 | Western Plains Wind, LLC | 65484 | Western Plains Wind | KS | Gove | WPW1 | OP | Onshore Wind Turbine | WT | Industrial Non-CHP | 6 | 2.7 | 2.7 | 2.7 | 10 | 2021 | 1 | GE | 2.0-116 | 19 | 2 | 262
64804 | Ball Hill Wind Energy, LLC | 65495 | Ball Hill Wind Energy, LLC | NY | Chautauqua | BALLH | OP | Onshore Wind Turbine | WT | IPP Non-CHP | 2 | 107.5 | 107.5 | 107.5 | 12 | 2023 | 26 | Vestas | V150-4.2 | 14.7 | 3 | 105
64805 | Bluestone Wind, LLC | 65496 | Bluestone Wind, LLC | NY | Broome | BLUES | OP | Onshore Wind Turbine | WT | IPP Non-CHP | 2 | 111.8 | 111.8 | 111.8 | 10 | 2023 | 24 | Vestas | V150-4.2 | 14.7 | 3 | 344.4
59380 | Enel Green Power NA, Inc. | 65511 | 25 Mile Creek | OK | Ellis | 44444 | OP | Onshore Wind Turbine | WT | IPP Non-CHP | 2 | 250 | 250 | 250 | 1 | 2023 | 60 | Vestas | V150-4.2 | 22 | 2 | 105
49893 | Invenergy Services LLC | 65522 | Number Three Wind Project | NY | Lewis | 65013 | OP | Onshore Wind Turbine | WT | IPP Non-CHP | 2 | 106 | 106 | 106 | 5 | 2023 | 27 | Vestas | V150-4.2 | 14.5 | 3 | 345
64847 | Inertia Wind Project, LLC | 65546 | Inertia Wind Project | TX | Haskell | WINER | OP | Onshore Wind Turbine | WT | IPP Non-CHP | 2 | 301 | 301 | 301 | 1 | 2023 | 108 | GE | 2.82-127 | 12 | 2 | 291
66027 | Orsted Wind Power North America LLC | 65561 | South Fork Wind | NY | Suffolk | SFWND | OP | Offshore Wind Turbine | WS | IPP Non-CHP | 2 | 130 | 130 | 130 | 7 | 2024 | 12 | Siemens Gamesa | SG 11-200 | 18.8 | 1 | 427
64896 | Clearwater Energy Resources LLC | 65577 | Clearwater Wind I | MT | Rosebud | CW1 | OP | Onshore Wind Turbine | WT | IPP Non-CHP | 2 | 365.5 | 365.5 | 365.5 | 11 | 2022 | 131 | GE | 2.82-127 | 20.7 | 1 | 374
13781 | Northern States Power Co - Minnesota | 65713 | Rock Aetna Power Partners | MN | Murray | 32005 | OP | Onshore Wind Turbine | WT | Electric Utility | 1 | 20 | 20 | 20 | 12 | 2022 | 38 | GE | 2.72-116 | 27 | 1 | 90
13781 | Northern States Power Co - Minnesota | 65714 | Northern Wind | MN | Murray | 32004 | OP | Onshore Wind Turbine | WT | Electric Utility | 1 | 100 | 91.5 | 91.5 | 1 | 2023 | 38 | GE | 2.72-116 | 17 | 2 | 262
64989 | Great Pathfinder Wind | 65715 | Great Pathfinder Wind | IA | Hamilton | GPFWF | OP | Onshore Wind Turbine | WT | IPP Non-CHP | 2 | 224.4 | 224.4 | 224.4 | 2 | 2023 | 66 | GE | 3.2-103 | 17.4 | 3 | 321.5
64979 | Kossuth County Wind, LLC | 65725 | Kossuth County Wind | IA | Kossuth | KCW | OP | Onshore Wind Turbine | WT | IPP Non-CHP | 2 | 70 | 70 | 70 | 12 | 2022 | 25 | GE | 2.5-127 | 12 | 2 | 278
57421 | Chopin Wind, LLC | 65737 | Schumann Wind Farm | OR | Umatilla | SCH | OP | Onshore Wind Turbine | WT | IPP Non-CHP | 2 | 8 | 8 | 8 | 11 | 2022 | 5 | GE | 1.7-103 | 15.4 | 3 | 262
64992 | Sunflower Energy Center, LLC | 65738 | Sunflower Energy Center, LLC | KS | Marion | 1111 | OP | Onshore Wind Turbine | WT | IPP Non-CHP | 2 | 200.6 | 200.6 | 200.6 | 10 | 2023 | 76 | GE | 2.82-127 | 18 | 2 | 374
59050 | Algonquin Power Co | 65741 | Sandy Ridge Wind 2, LLC | PA | Blair | SRW2 | OP | Onshore Wind Turbine | WT | IPP Non-CHP | 2 | 87.6 | 87.6 | 87.6 | 9 | 2023 | 15 | Vestas | V150-6.0 | 18.1 | 3 | 393.7
64998 | Deerfield Wind Energy 2, LLC | 65742 | Deerfield Wind Energy 2 | MI | Huron | DWF02 | OP | Onshore Wind Turbine | WT | IPP Non-CHP | 2 | 112.1 | 112.1 | 112.1 | 3 | 2023 | 21 | Vestas | V162-5.6 | 17.4 | 3 | 390
65012 | Buffalo Ridge Wind, LLC | 65761 | Buffalo Ridge Wind | MN | Lincoln | 3161 | OP | Onshore Wind Turbine | WT | IPP Non-CHP | 2 | 106 | 101.9 | 101.9 | 12 | 2022 | 40 | GE | 2.82-127 | 12 | 3 | 292
65013 | Young Wind, LLC | 65763 | Young Wind | TX | Young | WYOUN | OP | Onshore Wind Turbine | WT | IPP Non-CHP | 2 | 500 | 500 | 500 | 12 | 2022 | 177 | GE | 2.82-127 | 12 | 2 | 374
65015 | Walleye Wind, LLC | 65764 | Walleye Wind | MN | Rock | WWLLC | OP | Onshore Wind Turbine | WT | IPP Non-CHP | 2 | 110 | 110 | 110 | 12 | 2022 | 40 | GE | 2.82-127 | 12 | 2 | 374
65044 | Castle Gap Wind Power, LLC | 65790 | Castle Gap Wind | TX | Mills | CGWIN | OP | Onshore Wind Turbine | WT | IPP Non-CHP | 2 | 196.8 | 196.8 | 196.8 | 10 | 2023 | 41 | Nordex | N149/4.0-4.5 | 17.5 | 2 | 324
65148 | Seven Cowboy Wind Project, LLC | 65971 | Seven Cowboy Wind Project, LLC | OK | Washita | WT1 | OP | Onshore Wind Turbine | WT | IPP Non-CHP | 2 | 301.7 | 301.7 | 301.7 | 3 | 2023 | 107 | GE | 2.82-127 | 20 | 2 | 292
64904 | AES Clean Energy | 66000 | Delta Wind Farm (MS) | MS | Coahoma | DLTA | OP | Onshore Wind Turbine | WT | IPP Non-CHP | 2 | 184.5 | 184.5 | 184.5 | 4 | 2024 | 46 | Vestas | V150-4.2 | 15.4 | 3 | 446.2
64904 | AES Clean Energy | 66001 | Chevelon Butte Wind Farm | AZ | Coconino | CHVB | OP | Onshore Wind Turbine | WT | IPP Non-CHP | 2 | 238.2 | 238.2 | 238.2 | 5 | 2023 | 57 | Vestas | V15 | 15.5 | 2 | 393.7
65166 | Bronco Plains Wind II, LLC | 66014 | Bronco Plains Wind II, LLC | CO | Kit Carson | WBOPT | OP | Onshore Wind Turbine | WT | IPP Non-CHP | 2 | 200 | 199 | 199 | 12 | 2023 | 72 | GE | 2.82-127 | 12 | 1 | 89
65225 | Eight Point Wind, LLC | 66052 | Eight Point Wind | NY | Steuben | EPW01 | OP | Onshore Wind Turbine | WT | IPP Non-CHP | 2 | 101.2 | 101.2 | 101.2 | 2 | 2023 | 25 | GE | 5.5-158 | 17.1 | 2 | 383.9
65268 | Moraine Sands Wind Power, LLC | 66093 | Moraine Sands Wind Power | IL | Mason | MSWP1 | OP | Onshore Wind Turbine | WT | IPP Non-CHP | 2 | 171 | 165 | 165 | 12 | 2023 | 38 | Vestas | V150-4.2 | 16.8 | 3 | 394
65280 | Babbitt Ranch Energy Center, LLC | 66110 | Babbitt Ranch Energy Center | AZ | Coconino | BREC1 | OP | Onshore Wind Turbine | WT | IPP Non-CHP | 2 | 163 | 163 | 163 | 7 | 2024 |  | GE |  | 16.2 | 3 | 383
65302 | Ponderosa Wind II, LLC | 66155 | Ponderosa Wind II | OK | Beaver | GP01 | OP | Onshore Wind Turbine | WT | IPP Non-CHP | 2 | 100 | 100 | 100 | 12 | 2024 | 36 | GE | 2.82-127 | 13 | 2 | 95
65295 | High Banks Wind, LLC | 66156 | High Banks Wind | KS | Republic | WT | OP | Onshore Wind Turbine | WT | IPP Non-CHP | 2 | 643.4 | 604 | 604 | 12 | 2023 | 233 | GE | 2.82-127 | 19.1 | 2 | 374
65311 | Clearwater Wind East, LLC | 66183 | Clearwater Wind East | MT | Custer | CWE | OP | Onshore Wind Turbine | WT | Electric Utility | 1 | 207.9 | 207.9 | 207.9 | 1 | 2024 | 75 | GE | 2.82-127 | 22 | 1 | 374
65312 | Clearwater Wind II, LLC | 66184 | Clearwater Wind II | MT | Rosebud | CW2 | OP | Onshore Wind Turbine | WT | IPP Non-CHP | 2 | 102.8 | 102.8 | 102.8 | 12 | 2023 | 37 | GE | 2.82-127 | 12 | 2 | 374
4254 | Consumers Energy Co - (MI) | 66192 | Heartland Farms | MI | Gratiot | 65014 | OP | Onshore Wind Turbine | WT | Electric Utility | 1 | 200 | 200 | 200 | 4 | 2024 | 72 | GE | 2.82-127 | 12 | 2 | 292
65318 | SPPW1, LLC | 66195 | SPPW1, LLC | NE | Franklin | T-1 | OP | Onshore Wind Turbine | WT | IPP Non-CHP | 2 | 2.8 | 2.8 | 2.8 | 7 | 2022 | 1 | GE | 2.82-127 | 18.1 | 2 | 292
65318 | SPPW1, LLC | 66195 | SPPW1, LLC | NE | Franklin | T-2 | OP | Onshore Wind Turbine | WT | IPP Non-CHP | 2 | 2.8 | 2.8 | 2.8 | 7 | 2022 | 1 | GE | 2.82-127 | 18.1 | 2 | 292
65369 | OEE XXXIII LLC | 66261 | Martin Marietta Wind Project | OH | Sandusky | WTG01 | OP | Onshore Wind Turbine | WT | IPP Non-CHP | 2 | 1.5 | 1.5 | 1.5 | 12 | 2023 | 1 | Goldwind | GW 87/1500 | 14.8 | 3 | 262
65369 | OEE XXXIII LLC | 66261 | Martin Marietta Wind Project | OH | Sandusky | WTG02 | OP | Onshore Wind Turbine | WT | IPP Non-CHP | 2 | 1.5 | 1.5 | 1.5 | 12 | 2023 | 1 | Goldwind | GW 87/1500 | 14.8 | 3 | 262
65369 | OEE XXXIII LLC | 66261 | Martin Marietta Wind Project | OH | Sandusky | WTG03 | OP | Onshore Wind Turbine | WT | IPP Non-CHP | 2 | 1.5 | 1.5 | 1.5 | 12 | 2023 | 1 | Goldwind | GW 87/1500 | 14.8 | 3 | 262
65402 | WEB Silver Maple Wind LLC | 66283 | Silver Maple | ME | Penobscot | SIMA1 | OP | Onshore Wind Turbine | WT | IPP Non-CHP | 2 | 20 | 20 | 20 | 10 | 2022 | 5 | Vestas | V136-3.45 | 17.5 | 2 | 383.9
65408 | King Creek Wind Farm 1, LLC | 66321 | King Creek Wind Farm 1, LLC | TX | Haskell | KC1 | OP | Onshore Wind Turbine | WT | IPP Non-CHP | 2 | 184 | 184 | 184 | 4 | 2022 | 47 | Siemens Gamesa | SG 5.0-145 | 18.3 | 2 | 102.5
65409 | King Creek Wind Farm 2, LLC | 66323 | King Creek Wind Farm 2, LLC | TX | Throckmorton | KC2 | OP | Onshore Wind Turbine | WT | IPP Non-CHP | 2 | 209 | 209 | 209 | 4 | 2022 | 49 | Siemens Gamesa | SG 5.0-145 | 18.8 | 2 | 102.5
65553 | Sweetland Wind Farm, LLC | 66496 | Sweetland Wind Farm, LLC | SD | Hand | SLW | OP | Onshore Wind Turbine | WT | IPP Non-CHP | 2 | 200 | 200 | 200 | 10 | 2023 | 71 | GE | 2.82-127 | 19.9 | 2 | 291.9
65580 | Pioneer Hutt Wind Energy, LLC | 66531 | Pioneer Hutt Wind Energy | TX | Midland | WPION | OP | Onshore Wind Turbine | WT | IPP Non-CHP | 2 | 140 | 140 | 140 | 1 | 2024 | 51 | GE | 2.82-127 | 12 | 2 | 374
65578 | Shamrock Wind LLC | 66540 | Shamrock Wind | TX | Crockett | WSHAM | OP | Onshore Wind Turbine | WT | IPP Non-CHP | 2 | 223.9 | 223.9 | 223.9 | 12 | 2023 | 81 | GE | 2.82-127 | 19 | 1 | 114
65614 | Shady Oaks Wind 2, LLC | 66568 | Shady Oaks Wind 2 | IL | Lee | SHO02 | OP | Onshore Wind Turbine | WT | IPP Non-CHP | 2 | 108.3 | 108.3 | 108.3 | 10 | 2023 | 22 | Vestas | V150-4.2 | 17.5 | 3 | 344.5
12341 | MidAmerican Energy Co | 66668 | Chickasaw Wind Farm | IA | Chickasaw | CKWF | OP | Onshore Wind Turbine | WT | Electric Utility | 1 | 202.4 | 200 | 200 | 12 | 2023 | 66 | Siemens Gamesa | SG 2.9-129 | 16.8 | 3 | 263
65780 | Clearwater Wind III, LLC | 66811 | Clearwater Wind III | MT | Rosebud | CW3 | OP | Onshore Wind Turbine | WT | IPP Non-CHP | 2 | 100 | 100 | 100 | 9 | 2024 | 36 | GE | 2.82-127 | 10.1 | 3 | 374
65794 | Indiana Crossroads Wind Farm II LLC | 66861 | Indiana Crossroads Wind Farm II | IN | White | GEN01 | OP | Onshore Wind Turbine | WT | IPP Non-CHP | 2 | 201.6 | 200 | 200 | 12 | 2024 | 42 | Nordex | N155/4.5 | 19 | 2 | 345
65826 | Roadrunner Crossing Wind Farm, LLC | 66902 | Roadrunner Wind Farm | TX | Eastland | 5317 | OP | Onshore Wind Turbine | WT | IPP Non-CHP | 2 | 256 | 256 | 256 | 7 | 2024 | 91 | GE | 2.82-127 | 12.6 | 3 | 374
65857 | Prescott Wind Energy LLC | 66952 | Prescott Wind Farm | IA | Adams | PWE | OP | Onshore Wind Turbine | WT | IPP Non-CHP | 2 | 38.7 | 38.7 | 38.7 | 9 | 2024 | 9 | Vestas | V150-4.2 | 17.3 | 3 | 344.5
65929 | North Bend Wind Project, LLC | 67002 | North Bend Wind Project, LLC | SD | Hyde | NBEND | OP | Onshore Wind Turbine | WT | IPP Non-CHP | 2 | 200 | 200 | 200 | 12 | 2023 | 80 | GE | 2.82-127 | 19 | 2 | 90
65948 | Roundhouse Renewable Energy II, LLC | 67026 | Roundhouse Renewable Energy II | WY | Laramie | RHII | OP | Onshore Wind Turbine | WT | IPP Non-CHP | 2 | 105.7 | 105.7 | 105.7 | 12 | 2023 | 38 | GE | 2.82-127 | 12 | 3 | 291
712 | Arkansas River Power Authority | 67160 | Springfield Wind | CO | Baca | T1S | OP | Onshore Wind Turbine | WT | Electric Utility | 1 | 1.5 | 1.5 | 1.5 | 2 | 2004 | 1 | GE | 1.5 S | 14.6 | 4 | 262.5
64904 | AES Clean Energy | 67176 | Chevelon Butte Phase 2 | AZ | Coconino | CHVB2 | OP | Onshore Wind Turbine | WT | IPP Non-CHP | 2 | 216 | 216 | 216 | 4 | 2024 | 48 | Vestas | V150-4.2 | 14.8 | 3 | 394
66072 | Anticline Wind, LLC | 67193 | Anticline Wind | WY | Natrona | AC | OP | Onshore Wind Turbine | WT | IPP Non-CHP | 2 | 124.3 | 124.3 | 124.3 | 12 | 2024 | 38 | GE | 3.4-140 | 13.2 | 2 | 322
66119 | Mesa Wind Repower | 67247 | Mesa Wind Repower | CA | Riverside | MESA | OP | Onshore Wind Turbine | WT | IPP Non-CHP | 2 | 30 | 30 | 30 | 6 | 2024 | 8 | Vestas | V117-4.2 | 21.6 | 1 | 300
66200 | Century Oak Wind Project, LLC | 67425 | Century Oak Wind Project, LLC | TX | Eastland | COAKW | OP | Onshore Wind Turbine | WT | IPP Non-CHP | 2 | 151.5 | 151.5 | 151.5 | 7 | 2024 | 45 | GE | 3.4-140 | 19 | 2 | 90
66233 | Oliver Wind IV, LLC | 67502 | Oliver Wind IV | ND | Oliver | GEN4 | OP | Onshore Wind Turbine | WT | IPP Non-CHP | 2 | 198.8 | 198.8 | 198.8 | 12 | 2024 | 73 | GE | 2.82-127 | 18.5 | 2 | 292
17698 | Southwestern Electric Power Co | 67601 | Diversion Wind Energy LLC | TX | Baylor | DIV01 | OP | Onshore Wind Turbine | WT | IPP Non-CHP | 2 | 98.6 | 98.6 | 98.6 | 12 | 2024 | 29 | GE | 3.4-140 | 7.3 | 3 | 321.5
17698 | Southwestern Electric Power Co | 67601 | Diversion Wind Energy LLC | TX | Baylor | DIV02 | OP | Onshore Wind Turbine | WT | IPP Non-CHP | 2 | 102 | 102 | 102 | 12 | 2024 | 30 | GE | 3.4-140 | 7.3 | 3 | 321.5
66473 | Timbermill Wind | 67910 | Timbermill Wind, LLC | NC | Chowan | TIMBY | OP | Onshore Wind Turbine | WT | IPP Non-CHP | 2 | 189 | 189 | 189 | 12 | 2024 | 45 | Vestas | V150-4.2 | 13.4 | 4 | 345
14354 | PacifiCorp | 67916 | Foote Creek Rim | WY | Carbon | 1 | OP | Onshore Wind Turbine | WT | Electric Utility | 1 | 134.8 | 134.8 | 134.8 | 12 | 2024 | 43 | Vestas | V136-4.2 | 17 | 1 | 136
13781 | Northern States Power Co - Minnesota | 68318 | Dakota Range Wind | SD | Grant | DKR01 | OP | Onshore Wind Turbine | WT | Electric Utility | 1 | 304 | 297.6 | 297.6 | 1 | 2022 | 72 | Vestas | V136-4.2 | 17.9 | 2 | 262.5
67088 | CalPortland Company | 68844 | CalPorlland Company Mojave Wind | CA | Kern | CPCC1 | OP | Onshore Wind Turbine | WT | Industrial Non-CHP | 6 | 23.5 | 23.5 | 23.5 | 11 | 2024 | 8 | Vestas | V90-1.8 | 14 | 2 | 220

## Retired and Canceled
This is an early release of the final EIA-860 data for calendar year 2024. The early release is provided for the express purpose of providing immediate access to individual plant and generator data for analysts who use this type of information. The data has not been fully edited and is inappropriate for aggregation, such as to state or national totals. Also, in some cases, data for a certain number of plants and generators has been excluded from this early release pending further data validation. Final, complete, and fully-edited data will be released by EIA later in 2025. Questions or comments regarding this data release should be directed to eiainfoelectric@eia.gov.
2024 Form EIA-860 Data - Schedule 3, 'Wind Technology Data' (Retired & Canceled Units Only)
Utility ID | Utility Name | Plant Code | Plant Name | State | County | Generator ID | Status | Technology | Prime Mover | Sector Name | Sector | Nameplate Capacity (MW) | Summer Capacity (MW) | Winter Capacity (MW) | Operating Month | Operating Year | Retirement Month | Retirement Year | Number of Turbines | Predominant Turbine Manufacturer | Predominant Turbine Model Number | Design Wind Speed (mph) | Wind Quality Class | Turbine Hub Height (Feet)
13642 | Nome Joint Utility Systems | 90 | Snake River | AK | Nome | ENT | RE | Onshore Wind Turbine | WT | Electric Utility | 1 | 0.8 | 0.8 | 0.8 | 1 | 2015 | 6 | 2021 | 15 | Entegrity Wind Systems | EW50 | 20 | 2 | 102
62042 | SRIV Partnership LLC | 692 | Medicine Bow | WY | Carbon | 12 | CN | Onshore Wind Turbine | WT | IPP Non-CHP | 2 | 0.7 | 0.7 | 0.7 | [5 empty] | Vestas | V47-660 | 18.8 | 2 | 164
62042 | SRIV Partnership LLC | 692 | Medicine Bow | WY | Carbon | 13 | CN | Onshore Wind Turbine | WT | IPP Non-CHP | 2 | 0.7 | 0.7 | 0.7 | [5 empty] | Vestas | V47-660 | 15 | 2 | 164
62042 | SRIV Partnership LLC | 692 | Medicine Bow | WY | Carbon | 3 | RE | Onshore Wind Turbine | WT | IPP Non-CHP | 2 | 0.1 | 0.1 | 0.1 | 4 | 1998 | 4 | 2005 | 1
62042 | SRIV Partnership LLC | 692 | Medicine Bow | WY | Carbon | CLIP | RE | Onshore Wind Turbine | WT | IPP Non-CHP | 2 | 2.5 | 2.5 | 2.5 | 3 | 2005 | 12 | 2011 | 1
10451 | Kotzebue Electric Assn Inc | 6304 | Kotzebue Hybrid | AK | NORTHWEST ARCTIC | 10wt | RE | Onshore Wind Turbine | WT | Electric Utility | 1 | 0.1 | 0.1 | 0.1 | 7 | 1999 | 5 | 2020 | 1 | AOC | AOC15/50 | 13 | 2 | 90
10451 | Kotzebue Electric Assn Inc | 6304 | Kotzebue Hybrid | AK | NORTHWEST ARCTIC | 12wt | RE | Onshore Wind Turbine | WT | Electric Utility | 1 | 0.1 | 0.1 | 0.1 | 5 | 2005 | 5 | 2020 | 1 | AOC | AOC15/50 | 13 | 2 | 90
10451 | Kotzebue Electric Assn Inc | 6304 | Kotzebue Hybrid | AK | NORTHWEST ARCTIC | 4WT | RE | Onshore Wind Turbine | WT | Electric Utility | 1 | 0.5 | 0.5 | 0.5 | 1 | 1999 | 5 | 2020 | 7 | AOC | AOC15/50 | 13 | 2 | 90
10451 | Kotzebue Electric Assn Inc | 6304 | Kotzebue Hybrid | AK | NORTHWEST ARCTIC | 5WT | RE | Onshore Wind Turbine | WT | Electric Utility | 1 | 0.1 | 0.1 | 0.1 | 1 | 2002 | 5 | 2020 | 1 | AOC | AOC15/50 | 13 | 2 | 90
10451 | Kotzebue Electric Assn Inc | 6304 | Kotzebue Hybrid | AK | NORTHWEST ARCTIC | 6WT | RE | Onshore Wind Turbine | WT | Electric Utility | 1 | 0.1 | 0.1 | 0.1 | 1 | 2005 | 5 | 2020 | 2 | AOC | AOC15/50 | 13 | 2 | 90
10451 | Kotzebue Electric Assn Inc | 6304 | Kotzebue Hybrid | AK | NORTHWEST ARCTIC | 7WT | RE | Onshore Wind Turbine | WT | Electric Utility | 1 | 0.1 | 0.1 | 0.1 | 2 | 2006 | 5 | 2020 | 4 | AOC | AOC15/50 | 13 | 2 | 90
10451 | Kotzebue Electric Assn Inc | 6304 | Kotzebue Hybrid | AK | NORTHWEST ARCTIC | 8WT | RE | Onshore Wind Turbine | WT | Electric Utility | 1 | 0.1 | 0.1 | 0.1 | 7 | 1999 | 5 | 2020 | 1 | AOC | AOC15/50 | 13 | 2 | 90
10451 | Kotzebue Electric Assn Inc | 6304 | Kotzebue Hybrid | AK | NORTHWEST ARCTIC | 9wt | RE | Onshore Wind Turbine | WT | Electric Utility | 1 | 0.1 | 0.1 | 0.1 | 7 | 1999 | 5 | 2020 | 1 | AOC | AOC15/50 | 13 | 2 | 90
20860 | Wisconsin Public Service Corp | 7366 | Lincoln Turbines | WI | Kewaunee | 1 | RE | Onshore Wind Turbine | WT | Electric Utility | 1 | 9.2 | 0.7 | 2.2 | 6 | 1999 | 10 | 2018 | 14 | Vestas | V47-660 | 15.4 | 1 | 213
15371 | Town of Princeton - (MA) | 7501 | Princeton Wind Farm | MA | Worcester | 1 | RE | Onshore Wind Turbine | WT | Electric Utility | 1 | 0.3 | 0.3 | 0.3 | 10 | 1984 | 10 | 2003 | 8
16534 | Sacramento Municipal Util Dist | 7526 | Solano Wind | CA | Solano | 1 | RE | Onshore Wind Turbine | WT | Electric Utility | 1 | 13.2 | 13.1 | 13.2 | 6 | 1994 | 6 | 2023 | 23 | Vestas | V47-660 | 16.8 | 2 | 180
8287 | Hawaii Electric Light Co Inc | 7769 | Lalamilo Windfarm | HI | Hawaii | 1-81 | RE | Onshore Wind Turbine | WT | Electric Utility | 1 | 1.6 | 1.6 | 1.6 | 7 | 1985 | 12 | 2010 | 81
8287 | Hawaii Electric Light Co Inc | 7769 | Lalamilo Windfarm | HI | Hawaii | 8211 | RE | Onshore Wind Turbine | WT | Electric Utility | 1 | 0.6 | 0.6 | 0.6 | 7 | 1985 | 12 | 2010 | 39
58190 | Bluestem LLC | 7771 | Springview | NE | Keya Paha | 1 | RE | Onshore Wind Turbine | WT | IPP Non-CHP | 2 | 0.7 | 0.7 | 0.7 | 10 | 1998 | 10 | 2007 | 1 | VENSYS | VENSYS77 | 16 | 1 | 201.7
58190 | Bluestem LLC | 7771 | Springview | NE | Keya Paha | 2 | RE | Onshore Wind Turbine | WT | IPP Non-CHP | 2 | 0.7 | 0.7 | 0.7 | 10 | 1998 | 10 | 2007 | 1 | VENSYS | VENSYS77 | 16 | 1 | 201.7
20860 | Wisconsin Public Service Corp | 7882 | Glenmore Turbines | WI | Brown | 1 | RE | Onshore Wind Turbine | WT | Electric Utility | 1 | 1.2 | 0.1 | 0.1 | 2 | 1998 | 9 | 2012 | 2
20847 | Wisconsin Electric Power Co | 7901 | Byron | WI | Fond Du Lac | 1 | RE | Onshore Wind Turbine | WT | Electric Utility | 1 | 0.7 | 0.1 | 0.1 | 6 | 1999 | 5 | 2019 | 1 | Vestas | V47-660 | 19 | 1 | 213.2
20847 | Wisconsin Electric Power Co | 7901 | Byron | WI | Fond Du Lac | 2 | RE | Onshore Wind Turbine | WT | Electric Utility | 1 | 0.7 | 0.1 | 0.1 | 6 | 1999 | 5 | 2019 | 1 | Vestas | V47-660 | 19 | 1 | 213.2
15466 | Public Service Co of Colorado | 7937 | Ponnequin | CO | Weld | 30 | RE | Onshore Wind Turbine | WT | Electric Utility | 1 | 9.9 | 9.9 | 9.9 | 8 | 2001 | 12 | 2015 | 15 | Vestas | V47-660 | 35 | 1 | 220
15466 | Public Service Co of Colorado | 7937 | Ponnequin | CO | Weld | 8 | RE | Onshore Wind Turbine | WT | Electric Utility | 1 | 16.6 | 15.4 | 15.4 | 2 | 1999 | 12 | 2015 | 22 | NEG-Micon | NM48/750 | 35 | 1 | 200
11018 | Lincoln Electric System | 7965 | Salt Valley Wind Plant | NE | Lancaster | G1 | RE | Onshore Wind Turbine | WT | Electric Utility | 1 | 0.6 | 0.7 | 0.7 | 12 | 1998 | 7 | 2024 | 1 | Vestas | V47-660 | 17 | 3 | 213
11018 | Lincoln Electric System | 7965 | Salt Valley Wind Plant | NE | Lancaster | G2 | RE | Onshore Wind Turbine | WT | Electric Utility | 1 | 0.6 | 0.7 | 0.7 | 10 | 1999 | 7 | 2024 | 1 | Vestas | V47-660 | 17 | 3 | 213
1307 | Basin Electric Power Coop | 7974 | Chamberlain Wind Project | SD | Brule | WTC1 | RE | Onshore Wind Turbine | WT | Electric Utility | 1 | 1.3 | 1.3 | 1.3 | 11 | 2001 | 10 | 2023 | 1 | Nordex | N60/1300 | 18.8 | 1 | 196.9
1307 | Basin Electric Power Coop | 7974 | Chamberlain Wind Project | SD | Brule | WTC2 | RE | Onshore Wind Turbine | WT | Electric Utility | 1 | 1.3 | 1.3 | 1.3 | 11 | 2001 | 10 | 2023 | 1 | Nordex | N60/1300 | 18.8 | 1 | 196.9
2719 | CalWind Resources Inc | 10191 | Tehachapi Wind Resource I | CA | Kern | PLAN | IP | Onshore Wind Turbine | WT | IPP Non-CHP | 2 | 0.6 | 0.6 | 0.6
57170 | EDF Renewable Asset Holdings, Inc. | 10815 | Difwind Farms Ltd VII | CA | Alameda | GEN1 | RE | Onshore Wind Turbine | WT | IPP Non-CHP | 2 | 24 | 21 | 21 | 1 | 1987 | 11 | 2014 | 175 | Nordtank |  |  | 3 | 106.6
61012 | AES Distributed Energy | 50001 | Altamont Midway Ltd | CA | San Joaquin | WTGS | RE | Onshore Wind Turbine | WT | IPP Non-CHP | 2 | 10.9 | 10.9 | 10.9 | 12 | 1984 | 4 | 2015 | 163 | Micon | M66/13 | 15 | 2 | 75.4
2770 | Terra-Gen Operating Co-Wind | 50386 | Windland | CA | Kern | WING | RE | Onshore Wind Turbine | WT | IPP Non-CHP | 2 | 15.3 | 15.3 | 15.3 | 12 | 1982 | 3 | 2020 | 60 | Vestas | V27-225 | 19 | 1 | 262
2770 | Terra-Gen Operating Co-Wind | 50485 | Altech III | CA | Riverside | GEN1 | RE | Onshore Wind Turbine | WT | IPP Non-CHP | 2 | 21.7 | 21.7 | 21.7 | 12 | 1985 | 2 | 2020 | 201 | Micon | M110 | 12 | 1 | 80
2770 | Terra-Gen Operating Co-Wind | 50485 | Altech III | CA | Riverside | GEN2 | RE | Onshore Wind Turbine | WT | IPP Non-CHP | 2 | 3.4 | 3.4 | 3.4 | 12 | 1984 | 2 | 2020 | 53 | Micon | M66/13 | 12 | 1 | 80
2770 | Terra-Gen Operating Co-Wind | 50533 | Painted Hills Wind Park | CA | Riverside | WGNS | RE | Onshore Wind Turbine | WT | IPP Non-CHP | 2 | 19 | 19 | 19 | 11 | 1985 | 11 | 2019 | 228 | Vestas | V17-75 | 22 | 1 | 80
61012 | AES Distributed Energy | 50534 | Santa Clara (85C) | CA | Alameda | WGNS | RE | Onshore Wind Turbine | WT | IPP Non-CHP | 2 | 18 | 18 | 18 | 1 | 1986 | 8 | 2016 | 194 | Vestas | V17-90 | 15 | 2 | 80
64156 | Sky River Wind LLC | 50536 | Sky River Wind Energy Center | CA | Kern | WGNS | RE | Onshore Wind Turbine | WT | IPP Non-CHP | 2 | 76.9 | 76.9 | 76.9 | 2 | 1991 | 12 | 2020 | 313 | Vestas | V27-225 | 23 | 1 | 185
65490 | Edom Hills Project 1 LLC | 50553 | Edom Hills Project 1 LLC | CA | Riverside | WGNS | RE | Onshore Wind Turbine | WT | IPP Non-CHP | 2 | 11 | 6.5 | 10.2 | 12 | 1985 | 8 | 2007 | 139
61012 | AES Distributed Energy | 50818 | Dyer Road | CA | San Joaquin | GEN1 | RE | Onshore Wind Turbine | WT | IPP Non-CHP | 2 | 10.5 | 10.5 | 10.5 | 12 | 1983 | 4 | 2015 | 188 | Enertech | E44-40 | 15 | 2 | 60
61012 | AES Distributed Energy | 50819 | ESI Project | CA | Alameda | GEN1 | RE | Onshore Wind Turbine | WT | IPP Non-CHP | 2 | 1.2 | 1.2 | 1.2 | 12 | 1981 | 5 | 2015 | 14 |  |  | 15 | 2
56545 | Pattern Operators LP | 50826 | Tres Vaqueros Wind Farms LLC | CA | Contra Costa | 1 | CN | Onshore Wind Turbine | WT | IPP Non-CHP | 2 | 28.3 | 28.3 | 28.3
2770 | Terra-Gen Operating Co-Wind | 52160 | Victory Garden Phase IV LLC | CA | Kern | WGNS | RE | Onshore Wind Turbine | WT | IPP Non-CHP | 2 | 22 | 22 | 22 | 5 | 1990 | 1 | 2020 | 96 | Vestas | V27-225 | 22.4 | 1 | 140
2770 | Terra-Gen Operating Co-Wind | 52161 | Terra-Gen 251 Wind LLC | CA | Kern | WGNS | RE | Onshore Wind Turbine | WT | IPP Non-CHP | 2 | 18.4 | 18.4 | 18.4 | 1 | 1987 | 1 | 2020 | 196 | Vestas | V17-90 | 22.4 | 1 | 80
64311 | Wind Wall 1 LLC | 52162 | 85 A | CA | Kern | WGNS | RE | Onshore Wind Turbine | WT | IPP Non-CHP | 2 | 14.1 | 14.1 | 14.1 | 1 | 1985 | 12 | 2019 | 157 | Vestas | V17-75 | 26.8 | 1 | 80
64311 | Wind Wall 1 LLC | 52163 | 85 B | CA | Kern | WTGN | RE | Onshore Wind Turbine | WT | IPP Non-CHP | 2 | 21.2 | 21.2 | 21.2 | 1 | 1985 | 11 | 2019 | 235 | Vestas | V17-75 | 26.8 | 1 | 80
64260 | Nextera Energy Resources | 54298 | Coram Energy LLC (ECT) | CA | Kern | SX1S | RE | Onshore Wind Turbine | WT | IPP Non-CHP | 2 | 3.3 | 3.3 | 3.3 | 12 | 1985 | 12 | 2005 | 100 |  |  |  | 1
64260 | Nextera Energy Resources | 54299 | Coram Energy LLC | CA | Kern | SX15 | RE | Onshore Wind Turbine | WT | IPP Non-CHP | 2 | 1.4 | 1.4 | 1.4 | 12 | 1985 | 12 | 2005 | 47
794 | Apollo Energy Corp | 54390 | Kamaoa Wind Farm | HI | Hawaii | GEN1 | RE | Onshore Wind Turbine | WT | IPP Non-CHP | 2 | 9.2 | 9.2 | 9.2 | 7 | 1987 | 8 | 2006 | 37
49963 | FPL Energy Operating Services, Inc. | 54454 | San Gorgonio Windplant WPP1993 | CA | Riverside | GEN3 | RE | Onshore Wind Turbine | WT | IPP Non-CHP | 2 | 34.5 | 34.5 | 34.5 | 4 | 1994 | 9 | 2011 | 115
2770 | Terra-Gen Operating Co-Wind | 54681 | Difwind Farms Ltd I | CA | Riverside | EXIS | RE | Onshore Wind Turbine | WT | IPP Non-CHP | 2 | 7.3 | 7.3 | 7.3 | 1 | 1986 | 1 | 2020 | 68 | Micon | M100 | 15 | 2 | 75.4
2770 | Terra-Gen Operating Co-Wind | 54682 | Difwind Farms Ltd II | CA | Riverside | EXIS | RE | Onshore Wind Turbine | WT | IPP Non-CHP | 2 | 5.5 | 5.4 | 5.4 | 1 | 1986 | 1 | 2020 | 64 | Micon | M66/13 | 15 | 2 | 75.4
2770 | Terra-Gen Operating Co-Wind | 54685 | Difwind Farms Ltd V | CA | Riverside | EXIS | RE | Onshore Wind Turbine | WT | IPP Non-CHP | 2 | 11.7 | 11.6 | 11.6 | 1 | 1987 | 1 | 2020 | 109 | Micon | M100 | 15 | 2 | 75.4
57170 | EDF Renewable Asset Holdings, Inc. | 54687 | Difwind Farms Ltd VIII | CA | Kern | EXIS | RE | Onshore Wind Turbine | WT | IPP Non-CHP | 2 | 15 | 15 | 15 | 1 | 1987 | 11 | 2015 | 100 | Nordtank | NTK 150/25 |  |  | 131.2
49963 | FPL Energy Operating Services, Inc. | 54794 | Buffalo Ridge Windplant WPP 1993 | MN | Lincoln | EXIS | RE | Onshore Wind Turbine | WT | IPP Non-CHP | 2 | 21.9 | 21.9 | 21.9 | 3 | 1994 | 11 | 2016 | 73 | Kenetech | KVS-33 | 22.4 | 1 | 82
34688 | CHI Energy Inc | 55368 | Wethersfield Wind Farm | NY | Wyoming | V47 | RE | Onshore Wind Turbine | WT | IPP Non-CHP | 2 | 6.6 | 6.6 | 6.6 | 8 | 2000 | 10 | 2023 | 10 | Vestas | V47-660 | 24 | 2 | 180
6862 | Green Mountain Storage, LLC | 55370 | Green Mountain Storage, LLC | PA | Somerset | N60 | RE | Onshore Wind Turbine | WT | IPP Non-CHP | 2 | 10.4 | 10.4 | 10.4 | 5 | 2000 | 11 | 2015 | 8 | Nordex | N60/1300 | 19 | 2 | 196.9
5701 | El Paso Electric Co | 55578 | Hueco Mountain Wind Ranch | TX | Hudspeth | EXIS | RE | Onshore Wind Turbine | WT | Electric Utility | 1 | 1.3 | 1.3 | 1.3 | 2 | 2001 | 6 | 2016 | 2 | Vestas | V47-660 | 20.1 | 1 | 213
14354 | PacifiCorp | 55607 | Foote Creek I | WY | Carbon | GEN1 | RE | Onshore Wind Turbine | WT | Electric Utility | 1 | 41.4 | 41.4 | 41.4 | 4 | 1999 | 12 | 2023 | 12 | Vestas | V136-4.2 | 17 | 1 | 131
14354 | PacifiCorp | 55608 | Foote Creek II | WY | Carbon | GEN1 | RE | Onshore Wind Turbine | WT | Electric Utility | 1 | 1.8 | 1.8 | 1.8 | 6 | 1999 | 12 | 2023 | 1 | Vestas | V110-2.0 | 22.4 | 1 | 360
14354 | PacifiCorp | 55609 | Foote Creek III | WY | Carbon | GEN1 | RE | Onshore Wind Turbine | WT | Electric Utility | 1 | 24.8 | 24.8 | 24.8 | 6 | 1999 | 12 | 2023 | 6 | Vestas | V136-4.2 | 22.4 | 1 | 446
14354 | PacifiCorp | 55610 | Foote Creek IV | WY | Carbon | GEN1 | RE | Onshore Wind Turbine | WT | Electric Utility | 1 | 16.8 | 16.8 | 16.8 | 8 | 2000 | 12 | 2023 | 5 | Vestas | V136-4.2 | 22.4 | 1 | 446
61012 | AES Distributed Energy | 55719 | Mountain View I & II | CA | Riverside | GEN2 | RE | Onshore Wind Turbine | WT | IPP Non-CHP | 2 | 22.2 | 22.2 | 22.2 | 7 | 2001 | 12 | 2021 | 37 | Mitsubishi | MWT-600 (45m) | 26.8 | 1 | 196.8
61012 | AES Distributed Energy | 55719 | Mountain View I & II | CA | Riverside | GENI | RE | Onshore Wind Turbine | WT | IPP Non-CHP | 2 | 42.6 | 42.6 | 42.6 | 6 | 2001 | 12 | 2021 | 74 | Mitsubishi | MWT-600 (45m) | 26.8 | 1 | 196.8
17058 | Shell Wind Energy Inc. | 55740 | Rock River I LLC | WY | Carbon | GEN1 | RE | Onshore Wind Turbine | WT | IPP Non-CHP | 2 | 50 | 50 | 50 | 10 | 2001 | 11 | 2022 | 50 | Mitsubishi | MWT-1000 | 12 | 1 | 197
57170 | EDF Renewable Asset Holdings, Inc. | 55980 | Champepaden Wind Power | MN | Murray | 1 | RE | Onshore Wind Turbine | WT | IPP Non-CHP | 2 | 2 | 2 | 2 | 12 | 2001 | 12 | 2021 | 3 | Vestas | V47-660 | 22.4 | 1 | 213.2
57170 | EDF Renewable Asset Holdings, Inc. | 55981 | Moulton Wind Power | MN | Murray | 1 | RE | Onshore Wind Turbine | WT | IPP Non-CHP | 2 | 2 | 2 | 2 | 12 | 2001 | 12 | 2021 | 3 | Vestas | V47-660 | 22.4 | 1 | 213.2
1307 | Basin Electric Power Coop | 55995 | Minot Wind Project | ND | Ward | MWP | RE | Onshore Wind Turbine | WT | Electric Utility | 1 | 2.6 | 2.6 | 2.6 | 1 | 2003 | 3 | 2022 | 2 | Nordex | N60/1300 | 17.9 | 1 | 196.9
61369 | Kimball Wind, LLC | 56106 | Kimball Wind | NE | Kimball | 1 | RE | Onshore Wind Turbine | WT | IPP Non-CHP | 2 | 10.5 | 10.5 | 10.5 | 10 | 2002 | 5 | 2017 | 7 | NEG-Micon | NM72C/1500 | 18 | 2 | 230
59496 | ALLETE Clean Energy | 56142 | Chanarambie Power Partners, LLC | MN | Murray | WND1 | RE | Onshore Wind Turbine | WT | IPP Non-CHP | 2 | 85.5 | 85.5 | 85.5 | 12 | 2003 | 12 | 2022 | 57 | GE | 1.5 S | 0 | 2 | 213
59496 | ALLETE Clean Energy | 56153 | Viking Wind Partners | MN | Murray | 1 | RE | Onshore Wind Turbine | WT | IPP Non-CHP | 2 | 12 | 12 | 12 | 12 | 2003 | 12 | 2022 | 8 | GE | 1.5 S | 0 | 2 | 262.5
57170 | EDF Renewable Asset Holdings, Inc. | 56213 | Patterson Pass | CA | Alameda | WND1 | RE | Onshore Wind Turbine | WT | IPP Non-CHP | 2 | 8.1 | 8.1 | 8.1 | 4 | 1985 | 10 | 2014 | 125 | Bonus | B65/13
57170 | EDF Renewable Asset Holdings, Inc. | 56213 | Patterson Pass | CA | Alameda | WND2 | RE | Onshore Wind Turbine | WT | IPP Non-CHP | 2 | 13.8 | 13.8 | 13.8 | 1 | 1987 | 10 | 2014 | 211 | Bonus | B65/13
22500 | Evergy Kansas Central, Inc | 56219 | Westar Wind | KS | Pottawatomie | J1 | RE | Onshore Wind Turbine | WT | Electric Utility | 1 | 0.7 |  |  | 5 | 1999 | 12 | 2008 | 1
22500 | Evergy Kansas Central, Inc | 56219 | Westar Wind | KS | Pottawatomie | J2 | RE | Onshore Wind Turbine | WT | Electric Utility | 1 | 0.7 |  |  | 5 | 1999 | 12 | 2008 | 1
49903 | Aeolus Wind LLC | 56225 | Aeolus Wind Facility | TX | Hansford | V90 | RE | Onshore Wind Turbine | WT | IPP Non-CHP | 2 | 3 | 3 | 3 | 12 | 2003 |  |  | 1 | Vestas | V90-3.0 | 20 | 1 | 262.5
56545 | Pattern Operators LP | 56370 | Ecogen Wind | NY | Steuben | 1 | CN | Onshore Wind Turbine | WT | IPP Non-CHP | 2 | 272 | 272 | 272
15399 | Avangrid Power LLC | 56398 | Jordanville Wind Farm | NY | Herkimer | 1 | CN | Onshore Wind Turbine | WT | IPP Non-CHP | 2 | 80 | 80 | 80 |  |  |  |  | 65
49893 | Invenergy Services LLC | 56493 | Buffalo Mountain Energy Center | TN | Anderson | 4 | RE | Onshore Wind Turbine | WT | IPP Non-CHP | 2 | 27 | 27 | 27 | 12 | 2004 | 12 | 2024 | 15 | Vestas | V80-1.8 | 17 | 2 | 255.8
56545 | Pattern Operators LP | 56655 | Seldom Seen Wind LLC | PA | Cambria | 1 | CN | Onshore Wind Turbine | WT | IPP Non-CHP | 2 | 41 | 41 | 41
56545 | Pattern Operators LP | 56656 | Aragonne Mesa Phase II | NM | Guadalupe | 1 | CN | Onshore Wind Turbine | WT | IPP Non-CHP | 2 | 105 | 105 | 105
56545 | Pattern Operators LP | 56658 | Majestic 2 Wind Farm | TX | Carson | 1 | CN | Onshore Wind Turbine | WT | IPP Non-CHP | 2 | 79.2 | 79.2 | 79.2
56545 | Pattern Operators LP | 56662 | Texas Gulf Wind 2 | TX | Kenedy | 1 | CN | Onshore Wind Turbine | WT | IPP Non-CHP | 2 | 187.2 | 187.2 | 187.2
56545 | Pattern Operators LP | 56663 | El Paso Wind Project | IL | Woodford | 1 | CN | Onshore Wind Turbine | WT | IPP Non-CHP | 2 | 80 | 80 | 80
55918 | Acciona Wind Energy USA LLC | 56665 | Dempsey Ridge Wind Farm | OK | Roger Mills | DR2 | CN | Onshore Wind Turbine | WT | IPP Non-CHP | 2 | 92 | 92 | 92
59155 | Evergreen Wind, LLC | 57088 | Bowers Wind Project | ME | Penobscot | 1 | CN | Onshore Wind Turbine | WT | IPP Non-CHP | 2 | 48 | 48 | 48
56523 | Colorado Highlands Wind LLC | 57174 | Colorado Highlands Wind | CO | Logan | CHW3 | CN | Onshore Wind Turbine | WT | IPP Non-CHP | 2 | 19.7 | 19.7 | 19.7
56545 | Pattern Operators LP | 57193 | Ripley Westfield Wind LLC | NY | Chautauqua | WTG | CN | Onshore Wind Turbine | WT | IPP Non-CHP | 2 | 75 | 75 | 75
56625 | Flat Water Wind Farm LLC | 57283 | Flat Water Wind Farm LLC | NE | Richardson | WTG2 | CN | Onshore Wind Turbine | WT | IPP Non-CHP | 2 | 6.9 | 6.9 | 6.9
2770 | Terra-Gen Operating Co-Wind | 57301 | Dutch Wind Energy | CA | Riverside | DEC | RE | Onshore Wind Turbine | WT | IPP Non-CHP | 2 | 8 | 8 | 8 | 8 | 1994 | 2 | 2020 | 20 | NedWind | NEDWIND 40 | 15 | 1 | 131
56627 | DeWind Co. | 57516 | KODE Novus I | OK | Texas | NOVUS | RE | Onshore Wind Turbine | WT | IPP Non-CHP | 2 | 80 | 80 | 80 | 9 | 2012 | 1 | 2022 | 40 | DeWind | D9.2 | 18.9 | 2 | 262.5
58270 | GE Wind Energy LLC | 57566 | GE - Tehachapi | CA | Kern | 1.6PR | RE | Onshore Wind Turbine | WT | IPP Non-CHP | 2 | 1.6 | 1.6 | 1.6 | 3 | 2011 | 9 | 2013 | 1
58270 | GE Wind Energy LLC | 57566 | GE - Tehachapi | CA | Kern | 1.7SF | RE | Onshore Wind Turbine | WT | IPP Non-CHP | 2 | 1.8 | 1.8 | 1.8 | 5 | 2014 | 12 | 2019 | 1 | GE | 1.79-100 | 17.9 | 2 | 314.9
58270 | GE Wind Energy LLC | 57566 | GE - Tehachapi | CA | Kern | 2.5P2 | RE | Onshore Wind Turbine | WT | IPP Non-CHP | 2 | 2.5 | 2.5 | 2.5 | 4 | 2015 | 1 | 2020 | 1 | GE | 2.5-120 | 17.9 | 2 | 262
58270 | GE Wind Energy LLC | 57566 | GE - Tehachapi | CA | Kern | 2.8P3 | RE | Onshore Wind Turbine | WT | IPP Non-CHP | 2 | 2.8 | 2.8 | 2.8 | 2 | 2018 | 1 | 2020 | 1 | GE | 2.85-100 | 17.9 | 2 | 291
64489 | CS Wind America, Inc. | 57643 | Vestas Towers America, Inc. | CO | Pueblo | V112 | CN | Onshore Wind Turbine | WT | Industrial Non-CHP | 6 | 3 | 3 | 3
56627 | DeWind Co. | 57889 | KODE Novus II | OK | Texas | NOVII | RE | Onshore Wind Turbine | WT | IPP Non-CHP | 2 | 40 | 40 | 40 | 12 | 2012 | 1 | 2022 | 20 | DeWind | D9.2 | 18.8 | 2 | 262.5
15399 | Avangrid Power LLC | 57920 | Dolan Springs | AZ | Mohave | 1 | CN | Onshore Wind Turbine | WT | IPP Non-CHP | 2 | 300 | 300 | 300 |  |  |  |  | 175
58391 | Chilocco Wind Farm LLC | 58406 | Chilocco Wind Farm | OK | Kay | 1 | CN | Onshore Wind Turbine | WT | IPP Non-CHP | 2 | 169.2 | 169.2 | 169.2 |  |  |  |  | 60
17650 | Southern Power Co | 58766 | Wake Wind Energy Center | TX | Crosby | 2 | CN | Onshore Wind Turbine | WT | IPP Non-CHP | 2 | 125 | 125 | 125
17650 | Southern Power Co | 58766 | Wake Wind Energy Center | TX | Crosby | 3 | CN | Onshore Wind Turbine | WT | IPP Non-CHP | 2 | 61.1 | 61.1 | 61.1
49893 | Invenergy Services LLC | 58767 | Buckeye Wind Energy Center | KS | Ellis | 2 | CN | Onshore Wind Turbine | WT | IPP Non-CHP | 2 | 70.3 | 70.3 | 70.3
49893 | Invenergy Services LLC | 58767 | Buckeye Wind Energy Center | KS | Ellis | 3 | CN | Onshore Wind Turbine | WT | IPP Non-CHP | 2 | 105.5 | 105.5 | 105.5
56215 | Big Sky Wind, LLC | 58776 | Buckeye Wind Farm | OH | Champaign | 1 | CN | Onshore Wind Turbine | WT | IPP Non-CHP | 2 | 99 | 99 | 99
56215 | Big Sky Wind, LLC | 58778 | Coyote Crest Wind Farm | WA | Lewis | 1 | CN | Onshore Wind Turbine | WT | IPP Non-CHP | 2 | 127.5 | 127.5 | 127.5
56215 | Big Sky Wind, LLC | 58779 | Allegany Wind Farm | NY | Cattaraugus | 1 | CN | Onshore Wind Turbine | WT | IPP Non-CHP | 2 | 72.5 | 72.5 | 72.5
56545 | Pattern Operators LP | 58894 | Summit Ridge I Wind Farm | OR | Wasco | SRWF | CN | Onshore Wind Turbine | WT | IPP Non-CHP | 2 | 192 | 192 | 192
58842 | Power Company of Wyoming LLC | 58987 | Chokecherry and Sierra Madre Wind | WY | Carbon | I-C | IP | Onshore Wind Turbine | WT | IPP Non-CHP | 2 | 500 | 500 | 500
56215 | Big Sky Wind, LLC | 59062 | Vici Wind Farm | OK | Dewey | VICI | CN | Onshore Wind Turbine | WT | IPP Non-CHP | 2 | 180 | 180 | 180
56215 | Big Sky Wind, LLC | 59064 | Stella Wind Farm II | TX | Kenedy | WT1 | CN | Onshore Wind Turbine | WT | IPP Non-CHP | 2 | 200 | 200 | 200
56215 | Big Sky Wind, LLC | 59067 | Grandview Wind Farm III LLC | TX | Carson | GVIII | CN | Onshore Wind Turbine | WT | IPP Non-CHP | 2 | 188 | 188 | 188
56215 | Big Sky Wind, LLC | 59069 | Wildcat Wind Farm II LLC` | IN | Grant | WCII | CN | Onshore Wind Turbine | WT | IPP Non-CHP | 2 | 210 | 210 | 210
17718 | Southwestern Public Service Co | 59247 | Hale Community Wind Farm | TX | Hale | HALE2 | CN | Onshore Wind Turbine | WT | Electric Utility | 1 | 240 | 240 | 240 |  |  |  |  | 120
59098 | Northwest Ohio Wind, LLC | 59296 | Northwest Ohio Wind | OH | Paulding | NWOH2 | CN | Onshore Wind Turbine | WT | IPP Non-CHP | 2 | 100 | 100 | 100
56215 | Big Sky Wind, LLC | 59756 | Mud Springs Wind Project, LLC | MT | Carbon | 1 | IP | Onshore Wind Turbine | WT | IPP Non-CHP | 2 | 80 | 80 | 80
56215 | Big Sky Wind, LLC | 59758 | Horse Thief Wind Project, LLC | MT | Carbon | 1 | CN | Onshore Wind Turbine | WT | IPP Non-CHP | 2 | 80 | 80 | 80
59365 | Capital Power Corporation | 59907 | Black Fork Wind Energy Project | OH | Crawford | GEN | CN | Onshore Wind Turbine | WT | IPP Non-CHP | 2 | 200 | 200 | 200
63428 | Bearkat Wind Energy 1, LLC | 59972 | Bearkat | TX | Glasscock | BRKA2 | CN | Onshore Wind Turbine | WT | IPP Non-CHP | 2 | 103.4 | 103.4 | 103.4 | [8 empty] | 2
64406 | NextEra Energy Garrison Butte Wind, LLC | 60066 | Garrison Butte Wind, LLC | ND | Mercer | GEN | CN | Onshore Wind Turbine | WT | IPP Non-CHP | 2 | 150 | 150 | 150
56215 | Big Sky Wind, LLC | 60211 | Terrapin Hills Wind Farm | MD | Garrett | 1 | CN | Onshore Wind Turbine | WT | IPP Non-CHP | 2 | 50 | 50 | 50
56215 | Big Sky Wind, LLC | 60212 | Mason Dixon Wind Farm | PA | Somerset | 1 | CN | Onshore Wind Turbine | WT | IPP Non-CHP | 2 | 79.9 | 79.9 | 79.9
59056 | Tri Global Energy, LLC | 60269 | Tex-Mex Renewable Energy Project, LLC | TX | Bailey | WT1 | CN | Onshore Wind Turbine | WT | IPP Non-CHP | 2 | 80 | 80 | 80 |  |  |  |  | 0
12341 | MidAmerican Energy Co | 60326 | O'Brien Wind | IA | O'Brien | OBWF4 | CN | Onshore Wind Turbine | WT | Electric Utility | 1 | 72.5 | 72.5 | 72.5 | [5 empty] | Siemens | SWT-2.3-108 | 16.8 | 3 | 262.4
12341 | MidAmerican Energy Co | 60326 | O'Brien Wind | IA | O'Brien | OBWF5 | CN | Onshore Wind Turbine | WT | Electric Utility | 1 | 72.5 | 72.5 | 72.5 | [5 empty] | Siemens | SWT-2.3-108 | 16.8 | 3 | 262.4
12341 | MidAmerican Energy Co | 60326 | O'Brien Wind | IA | O'Brien | OBWF6 | CN | Onshore Wind Turbine | WT | Electric Utility | 1 | 72.5 | 72.5 | 72.5 | [5 empty] | Siemens | SWT-2.3-108 | 16.8 | 3 | 262.4
12341 | MidAmerican Energy Co | 60342 | Ida Grove Wind | IA | Ida | IGWF5 | CN | Onshore Wind Turbine | WT | Electric Utility | 1 | 96.6 | 96.6 | 96.6 | [5 empty] | Siemens | SWT-2.3-108 | 16.8 | 3 | 262.4
12341 | MidAmerican Energy Co | 60342 | Ida Grove Wind | IA | Ida | IGWF6 | CN | Onshore Wind Turbine | WT | Electric Utility | 1 | 98.9 | 98.9 | 98.9 | [5 empty] | Siemens | SWT-2.3-108 | 16.8 | 3 | 262.4
56215 | Big Sky Wind, LLC | 60362 | Raymond, LLC | TX | Willacy | MVIII | CN | Onshore Wind Turbine | WT | IPP Non-CHP | 2 | 200 | 200 | 200
56215 | Big Sky Wind, LLC | 60595 | Sand Creek Wind Farm | MT | McCone | WT1 | CN | Onshore Wind Turbine | WT | IPP Non-CHP | 2 | 75 | 75 | 75
59365 | Capital Power Corporation | 60674 | Tisch Mills Wind | WI | Manitowoc | TISCH | CN | Onshore Wind Turbine | WT | IPP Non-CHP | 2 | 150 | 150 | 150
59365 | Capital Power Corporation | 60807 | Salt Springs Wind Farm | KS | Ford | WT | CN | Onshore Wind Turbine | WT | IPP Non-CHP | 2 | 200 | 200 | 200
219 | Alaska Power and Telephone Co | 60814 | 7-Mile Ridge Wind Project | AK | Southeast Fairbanks | WT1 | CN | Onshore Wind Turbine | WT | Electric Utility | 1 | 1.8 | 1.8 | 1.8
15399 | Avangrid Power LLC | 61045 | Lund Hill | WA | Klickitat | WT1 | CN | Onshore Wind Turbine | WT | IPP Non-CHP | 2 | 60 | 60 | 60 |  |  |  |  | 24
12341 | MidAmerican Energy Co | 61078 | Plum Creek Wind | IA | Kossuth | 1 | CN | Onshore Wind Turbine | WT | Electric Utility | 1 | 500 | 500 | 500 |  |  |  |  | 250
56545 | Pattern Operators LP | 61859 | Crazy Mountain Wind LLC | MT | Sweet Grass | WT | CN | Onshore Wind Turbine | WT | IPP Non-CHP | 2 | 80 | 80 | 80
63720 | Ocean Wind, LLC | 64082 | Ocean Wind | NJ |  | OCW01 | IP | Offshore Wind Turbine | WS | IPP Non-CHP | 2 | 1215 | 1215 | 1215 | [5 empty] | GE |  |  | 1
63721 | Skipjack Offshore Energy, LLC | 64083 | Skipjack Wind Farm | MD |  | SJW01 | IP | Offshore Wind Turbine | WS | IPP Non-CHP | 2 | 120 | 120 | 120 |  |  |  |  | 9
63721 | Skipjack Offshore Energy, LLC | 65388 | Skipjack Wind Farm Phase 2 | MD |  | SJW02 | IP | Offshore Wind Turbine | WS | IPP Non-CHP | 2 | 846 | 846 | 846 |  |  |  |  | 60
64720 | Orsted North America Inc. | 65394 | Ocean Wind II | NJ |  | OCWII | IP | Offshore Wind Turbine | WS | IPP Non-CHP | 2 | 1148 | 1148 | 1148
65110 | Winding Stair Wind | 65938 | Winding Stair Wind | IA | Tama | WINDG | CN | Onshore Wind Turbine | WT | IPP Non-CHP | 2 | 212 | 212 | 212
65113 | Grey Fox Wind | 65939 | Grey Fox Wind | IL | Cass | WINDG | CN | Onshore Wind Turbine | WT | IPP Non-CHP | 2 | 400 | 400 | 400
65116 | Discovery Wind, LLC | 65944 | Discovery Wind, LLC | ND | McLean | DISC | IP | Onshore Wind Turbine | WT | IPP Non-CHP | 2 | 400 | 400 | 400 |  |  |  |  | 89
64540 | TransAlta Corporation | 66343 | Prairie Violet Wind LLC | IL | Marshall | PVLET | CN | Onshore Wind Turbine | WT | IPP Non-CHP | 2 | 130 | 130 | 130 |  |  |  |  | 29
66771 | Dos Rios Wind Farm, LLC | 68381 | Dos Rios Wind | OK | Hughes | DR | CN | Onshore Wind Turbine | WT | IPP Non-CHP | 2 | 220 | 220 | [5 empty] | 50
66775 | Quick Draw Wind, LLC | 68385 | Quick Draw | TX | Fisher | QD | CN | Onshore Wind Turbine | WT | IPP Non-CHP | 2 | 174 | 174 | 174 |  |  |  |  | 44