## Operable
This is an early release of the final EIA-860 data for calendar year 2024. The early release is provided for the express purpose of providing immediate access to individual plant and generator data for analysts who use this type of information. The data has not been fully edited and is inappropriate for aggregation, such as to state or national totals. Also, in some cases, data for a certain number of plants and generators has been excluded from this early release pending further data validation. Final, complete, and fully-edited data will be released by EIA later in 2025. Questions or comments regarding this data release should be directed to eiainfoelectric@eia.gov.
2024 Form EIA-860 Data - Schedule 3, 'Energy Storage Data' (Operable Units Only)
Utility ID | Utility Name | Plant Code | Plant Name | State | County | Generator ID | Status | Technology | Prime Mover | Sector Name | Sector | Nameplate Capacity (MW) | Summer Capacity (MW) | Winter Capacity (MW) | Operating Month | Operating Year | Nameplate Energy Capacity (MWh) | Maximum Charge Rate (MW) | Maximum Discharge Rate (MW) | Storage Technology 1 | Storage Technology 2 | Storage Technology 3 | Storage Technology 4 | Nameplate Reactive Power Rating | Storage Enclosure Type | Arbitrage | Frequency Regulation | Load Following | Ramping / Spinning Reserve | Co-Located Renewable Firming | Transmission and Distribution Deferral | System Peak Shaving | Load Management | Voltage or Reactive Power Support | Backup Power | Excess Wind and Solar Generation | AC Coupled | DC Coupled | DC Tightly Coupled | Independent | Direct Support of Another Unit | Direct Support Plant ID 1 | Direct Support Gen ID 1 | Direct Support Plant ID 2 | Direct Support Gen ID 2 | Direct Support Plant ID 3 | Direct Support Gen ID 3 | Support T&D Asset
16572 | Salt River Project | 141 | Agua Fria | AZ | Maricopa | AFSB1 | OP | Batteries | BA | Electric Utility | 1 | 25 | 25 | 25 | 9 | 2021 | 100 | 25 | 25 | LIB |  |  |  | 25 | CS | PR | [5 empty] | Y | [7 empty] | N | N | [6 empty] | N
54802 | Dynegy -Moss Landing LLC | 260 | Dynegy Moss Landing Power Plant Hybrid | CA | Monterey | BAT1 | OP | Batteries | BA | IPP Non-CHP | 2 | 300 | 300 | 300 | 5 | 2021 | 1200 | 300 | 300 | LIB |  |  |  | 98.4 | BL | Y | PR | [13 empty] | N | [6 empty] | Y
54802 | Dynegy -Moss Landing LLC | 260 | Dynegy Moss Landing Power Plant Hybrid | CA | Monterey | BAT2 | OP | Batteries | BA | IPP Non-CHP | 2 | 100 | 100 | 100 | 5 | 2021 | 400 | 100 | 100 | LIB |  |  |  | 32.8 | BL | Y | PR | [13 empty] | N | [6 empty] | Y
54802 | Dynegy -Moss Landing LLC | 260 | Dynegy Moss Landing Power Plant Hybrid | CA | Monterey | BAT3 | OP | Batteries | BA | IPP Non-CHP | 2 | 350 | 350 | 350 | 6 | 2023 | 1400 | 350 | 350 | LIB |  |  |  | 115 | BL | Y | PR | [13 empty] | N | [6 empty] | Y
9216 | Imperial Irrigation District | 389 | El Centro Hybrid | CA | Imperial | BESS | OP | Batteries | BA | Electric Utility | 1 | 30 | 30 | 30 | 10 | 2016 | 20 | 30 | 30 | LIB |  |  |  | 14.4 | BL |  | Y | PR | Y |  |  |  |  | Y | [5 empty] | N | N | [6 empty] | Y
18454 | Tampa Electric Co | 645 | Big Bend | FL | Hillsborough | BESS1 | OP | Batteries | BA | Electric Utility | 1 | 12.6 | 12.6 | 12.6 | 2 | 2017 | 25.2 | 12.6 | 12.6 | LIB |  |  |  | 10 | CS | Y | [5 empty] | Y |  |  |  | PR | Y |  |  |  | Y | 645 | 1 |  |  |  |  | N
11843 | Maui Electric Co Ltd | 792 | Palaau Power Hybrid | HI | Maui | BAT1 | OS | Batteries | BA | Electric Utility | 1 | 2 | 2 | 2 | 5 | 2017 | 2 | 0.5 | 0.5 | OTH |  |  |  | 2 | CS |  | PR |  | Y | [11 empty] | N | [6 empty] | N
9273 | AES Indiana | 990 | Harding Street | IN | Marion | BAT1 | OP | Batteries | BA | Electric Utility | 1 | 20 | 20 | 20 | 6 | 2016 | 20 | 20 | 20 | LIB |  |  |  | 20 | BL |  | PR | [13 empty] | N | [6 empty] | N
6235 | Fayetteville Public Works Commission | 1016 | Butler-Warner Generation Plant | NC | Cumberland | 11 | OP | Batteries | BA | Electric Utility | 1 | 0.5 | 0.5 | 0.5 | 9 | 2019 | 0.5 | 0.3 | 0.5 | LIB |  |  |  | 0.6 | CS | [5 empty] | Y |  | PR |  |  |  | N |  |  |  | N | [6 empty] | N
39006 | Brookfield White Pine Hydro LLC | 1482 | Bonny Eagle | ME | York | BES1 | OP | Batteries | BA | IPP Non-CHP | 2 | 8 | 8 | 8 | 4 | 2023 | 16 | 8 | 8 | LIB |  |  |  | 8.4 | CS | PR | Y | Y | [5 empty] | Y | [5 empty] | N | N | [6 empty] | N
31719 | FPL Energy Wyman LLC | 1507 | William F Wyman Hybrid | ME | Cumberland | BESS | OP | Batteries | BA | IPP Non-CHP | 2 | 16.7 | 16.2 | 16.2 | 12 | 2016 | 10.9 | 16.7 | 16.2 | LIB |  |  |  | 10.2 | CS |  | PR | [9 empty] | N |  |  |  | N | [6 empty] | N
13206 | Nantucket Electric Co | 1615 | Nantucket Hybrid | MA | Nantucket | 20 | OP | Batteries | BA | Electric Utility | 1 | 6 | 6 | 6 | 7 | 2019 | 48 | 6 | 6 | LIB |  |  |  | 7 | BL | [5 empty] | Y |  |  |  | PR | [5 empty] | N | [6 empty] | Y
18488 | City of Taunton | 1682 | Cleary Flood Hybrid | MA | Bristol | BS1 | OP | Batteries | BA | Electric Utility | 1 | 3 | 2.9 | 3 | 3 | 2020 | 6 | 3 | 3 | LIB |  |  |  | 3 | CS | [6 empty] | PR | [8 empty] | N | [6 empty] | N
13407 | Nevada Power Co | 2324 | Reid Gardner | NV | Clark | RGES1 | OP | Batteries | BA | Electric Utility | 1 | 220 | 220 | 220 | 12 | 2023 | 220 | 220 | 220 | LIB |  |  |  | 72.3 | CS | PR | [14 empty] | N | [6 empty] | N
3542 | Duke Energy Ohio Inc | 2830 | Walter C Beckjord | OH | Clermont | BECK1 | OP | Batteries | BA | Electric Utility | 1 | 2 | 2 | 2 | 1 | 2015 | 1 | 2 | 2 | LIB |  |  |  | 2 | CS |  | PR | [13 empty] | N | [6 empty] | N
3542 | Duke Energy Ohio Inc | 2830 | Walter C Beckjord | OH | Clermont | BECK2 | OP | Batteries | BA | Electric Utility | 1 | 2 | 2 | 2 | 11 | 2015 | 0.8 | 2 | 2 | LIB |  |  |  | 2 | CS |  | PR | [13 empty] | N | [6 empty] | N
10451 | Kotzebue Electric Assn Inc | 6304 | Kotzebue Hybrid | AK | NORTHWEST ARCTIC | ES1 | OP | Batteries | BA | Electric Utility | 1 | 1.2 | 1.2 | 1.2 | 12 | 2015 | 1 | 1.2 | 1.2 | LIB |  |  |  | 1.2 | CT |  | PR | Y | Y | Y |  | Y | Y |  | Y | Y | Y |  |  |  | Y | 6304 | ES1 |  |  |  |  | N
13683 | North Carolina El Member Corp | 6377 | Ocracoke Hybrid | NC | Hyde | BAT | OP | Batteries | BA | Electric Utility | 1 | 1 | 1 | 1 | 1 | 2017 | 1 | 0.5 | 0.5 | LIB |  |  |  | 0.5 | CS | Y | [6 empty] | PR |  |  |  | N |  |  | N | N | [6 empty] | N
17609 | Southern California Edison Co | 6704 | Pebbly Beach Generating Station Hybrid | CA | Los Angeles | NASB1 | OS | Batteries | BA | Electric Utility | 1 | 1 | 1 | 1 | 8 | 2012 | 6.8 | 1 | 1 | NAB |  |  |  | 0.8 | CS |  |  |  | Y |  |  | PR | Y | Y | [6 empty] | N | [6 empty] | N
189 | PowerSouth Energy Cooperative | 7063 | McIntosh (AL) | AL | Washington | 1 | OP | Natural Gas with Compressed Air Storage | CE | Electric Utility | 1 | 110 | 25 | 25 | 6 | 1991 | 110 | 52 | 110 |  |  |  |  | 0.9 | BL |  |  | Y |  |  |  | Y | Y | Y
55983 | Luminant Generation Company LLC | 8063 | DeCordova Steam Electric Station | TX | Hood | BESS | OP | Batteries | BA | IPP Non-CHP | 2 | 269.1 | 260 | 260 | 7 | 2022 | 263 | 263 | 263 | LIB |  |  |  | 137 | CS |  | Y | PR | Y | [11 empty] | N | [6 empty] | N
20323 | Wellhead Services, Inc | 10156 | Fresno Cogen Partners | CA | Fresno | BESS1 | OP | Batteries | BA | IPP CHP | 3 | 16 | 16 | 16 | 3 | 2023 | 16 | 16 | 16 | LIB |  |  |  | 10 | CS |  |  | Y | PR | [7 empty] | Y |  |  |  | Y | 10156 | GEN3 | 10156 | GEN4 |  |  | N
50083 | Brookfield Power New England | 10493 | Rumford Falls Hydro Facility | ME | Oxford | BES1 | OP | Batteries | BA | IPP Non-CHP | 2 | 8 | 8 | 8 | 5 | 2023 | 16 | 8 | 8 | LIB |  |  |  | 8.4 | CS | PR | Y | Y | Y |  |  |  |  | Y | [5 empty] | N | N | [6 empty] | N
22142 | University of California Santa Cruz | 50064 | University of California Santa Cruz | CA | Santa Cruz | 18027 | OP | Batteries | BA | Commercial CHP | 5 | 1 | 1 | 1 | 12 | 2022 | 1 | 1 | 1 | LIB |  |  |  | 0 | CS |  |  |  |  | Y |  | PR |  |  |  | Y | Y |  |  |  | Y | 50064 | 246 |  |  |  |  | N
54736 | VESI Pomona Energy Storage, Inc. | 50300 | VESI Pomona | CA | Los Angeles | BESS1 | OP | Batteries | BA | IPP Non-CHP | 2 | 20 | 20 | 20 | 12 | 2016 | 20 | 20 | 20 | LIB |  |  |  | 20 | BL | PR | Y | [13 empty] | N | [6 empty] | N
54736 | VESI Pomona Energy Storage, Inc. | 50300 | VESI Pomona | CA | Los Angeles | BESS2 | OP | Batteries | BA | IPP Non-CHP | 2 | 20 | 20 | 20 | 8 | 2023 | 20 | 20 | 20 | LIB |  |  |  | 20 | BL | PR | Y | [13 empty] | N | [6 empty] | Y
7595 | Great Lakes Hydro America LLC | 54134 | Great Lakes Hydro America - ME | ME | Penobscot | BES1 | OP | Batteries | BA | IPP Non-CHP | 2 | 10 | 9.4 | 9.4 | 12 | 2020 | 10 | 4 | 5 | LIB |  |  |  | 18.2 | CS | PR | Y | Y | Y |  |  |  |  | Y | [5 empty] | N | N | [6 empty] | N
7595 | Great Lakes Hydro America LLC | 54134 | Great Lakes Hydro America - ME | ME | Penobscot | BES2 | OP | Batteries | BA | IPP Non-CHP | 2 | 10 | 9.4 | 9.4 | 12 | 2020 | 10 | 4 | 5 | LIB |  |  |  | 18.2 | CS | PR | Y | Y | Y |  |  |  |  | Y | [5 empty] | N | N | [6 empty] | N
1752 | Biola University | 54296 | Biola University Hybrid | CA | Los Angeles | BATT | OP | Batteries | BA | Commercial CHP | 5 | 0.3 | 0.3 | 0.3 | 2 | 2018 | 0.5 | 0.3 | 0.3 | LIB |  |  |  | 0.3 | CS | [6 empty] | PR | [7 empty] | N | N | [6 empty] | N
7595 | Great Lakes Hydro America LLC | 54639 | Berlin Gorham | NH | Coos | BESS1 | OP | Batteries | BA | IPP Non-CHP | 2 | 14 | 14 | 14 | 12 | 2023 | 14 | 14 | 14 | LIB |  |  |  | 14.7 | CS | PR | Y | Y | Y |  |  |  |  | Y | [5 empty] | N | N | [6 empty] | N
6862 | Green Mountain Storage, LLC | 55370 | Green Mountain Storage, LLC | PA | Somerset | BGM | OP | Batteries | BA | IPP Non-CHP | 2 | 10.4 | 10.4 | 10.4 | 5 | 2016 | 10.4 | 10.4 | 10.4 | LIB |  |  |  | 10.4 | CT |  | PR | [13 empty] | N | [6 empty] | N
17609 | Southern California Edison Co | 56472 | Grapeland Hybrid | CA | San Bernardino | BA1 | OP | Batteries | BA | Electric Utility | 1 | 10 | 10 | 10 | 12 | 2016 | 10 | 10 | 10 | LIB |  |  |  | 6 | BL |  | Y |  | PR | [7 empty] | Y |  |  |  | N | [6 empty] | N
17609 | Southern California Edison Co | 56475 | Center Hybrid | CA | Los Angeles | BA1 | OP | Batteries | BA | Electric Utility | 1 | 10 | 10 | 10 | 12 | 2016 | 10 | 10 | 10 | LIB |  |  |  | 6 | BL |  | Y |  | PR | [7 empty] | Y |  |  |  | N | [6 empty] | N
56023 | Arizona Solar One LLC | 56812 | Solana Generating Station | AZ | Maricopa | GEN 1 | OP | Solar Thermal with Energy Storage | CP | IPP Non-CHP | 2 | 140 | 147.8 | 147.8 | 10 | 2013 | [16 empty] | Y |  |  | Y
56023 | Arizona Solar One LLC | 56812 | Solana Generating Station | AZ | Maricopa | GEN2 | OP | Solar Thermal with Energy Storage | CP | IPP Non-CHP | 2 | 140 | 147.8 | 147.8 | 10 | 2013 | [16 empty] | Y |  |  | Y
65411 | Duke Energy Renewables Services | 56961 | Notrees Windpower Hybrid | TX | Ector | BATT | OP | Batteries | BA | IPP Non-CHP | 2 | 36 | 36 | 36 | 12 | 2012 | 13.6 | 36 | 36 | LIB |  |  |  | 36 | BL |  | PR | [9 empty] | Y |  |  |  | Y | 56961 | GE | 56951 | VESTA |  |  | Y
56215 | Big Sky Wind, LLC | 56981 | Pyron Wind Farm LLC Hybrid | TX | Fisher | PYRBT | OP | Batteries | BA | IPP Non-CHP | 2 | 9.9 | 9.9 | 9.9 | 1 | 2018 | 9.9 | 9.9 | 9.9 | LIB |  |  |  | 3.3 | CS |  | PR | [8 empty] | Y | Y |  |  |  | Y | 56981 | 1 |  |  |  |  | Y
56215 | Big Sky Wind, LLC | 56984 | Inadale Wind Farm LLC Hybrid | TX | Nolan | INABT | OP | Batteries | BA | IPP Non-CHP | 2 | 9.9 | 9.9 | 9.9 | 1 | 2018 | 9.9 | 9.9 | 9.9 | LIB |  |  |  | 3.3 | CS |  | PR | [8 empty] | Y | Y |  |  |  | Y | 56984 | 1 |  |  |  |  | Y
55963 | AE Power Services LLC | 57045 | Rolling Thunder Wind Farm Hybrid | SD | Hand | 2 | OP | Batteries | BA | IPP Non-CHP | 2 | 0.8 | 0.8 | 0.8 | 11 | 2018 | 0.8 | 0.3 | 0.3 | LIB |  |  |  | 0.3 | CS | [7 empty] | PR |  | Y | Y |  |  |  |  | N | [6 empty] | Y
59155 | Evergreen Wind, LLC | 57082 | Kaheawa Wind Power II LLC | HI | Maui | 2 | OP | Batteries | BA | IPP Non-CHP | 2 | 10 | 10 | 10 | 6 | 2012 | 20 | 10 | 10 | LIB |  |  |  | 10 | BL |  | Y | Y | Y | Y |  |  |  | Y | Y | PR |  |  |  | Y | Y | 57082 | 1 |  |  |  |  | N
19558 | Homer Electric Assn Inc | 57206 | Soldotna | AK | Kenai Peninsula | 3 | OP | Batteries | BA | Electric Utility | 1 | 46.5 | 46.5 | 46.5 | 1 | 2022 | 93 | 46.5 | 46.5 | LIB |  |  |  | 14 | CS |  | PR |  | Y |  |  |  | Y | [7 empty] | N | [6 empty] | N
62893 | Mililani I Solar LLC | 57242 | Mililani South Solar Farm | HI | Honolulu | 2 | OP | Batteries | BA | IPP Non-CHP | 2 | 39 | 39 | 39 | 7 | 2022 | 156 | 39 | 39 | LIB |  |  |  | 156 | CS | [10 empty] | PR | Y |  |  |  | Y | 57242 | 1 |  |  |  |  | Y
56641 | Tonopah Solar Energy LLC | 57275 | Crescent Dunes Solar Energy | NV | Nye | TSE-1 | OP | Solar Thermal with Energy Storage | CP | IPP Non-CHP | 2 | 125 | 110 | 110 | 11 | 2015
56678 | FPL Energy Illinois Wind LLC | 57325 | FPL Energy Illinois Wind LLC Hybrid | IL | DeKalb | BFT | OP | Batteries | BA | IPP Non-CHP | 2 | 20 | 20 | 20 | 11 | 2014 | 8.3 | 20 | 20 | LIB |  |  |  | 20 | CS |  | PR | [13 empty] | N | [6 empty] | N
61012 | AES Distributed Energy | 57447 | Laurel Mountain Hybrid | WV | Barbour | 2 | OP | Batteries | BA | IPP Non-CHP | 2 | 16 | 16 | 16 | 10 | 2011 | 16 | 16 | 16 | LIB |  |  |  | 0.9 | CS |  | PR | [8 empty] | Y |  |  |  |  | N | [6 empty] | N
803 | Arizona Public Service Co | 57560 | Chino Valley Solar | AZ | Yavapai | CV19M | OP | Batteries | BA | Electric Utility | 1 | 19 | 19 | 19 | 1 | 2024 | 76 | 19 | 19 | LIB |  |  |  | 11.8 | CS | Y |  |  | Y |  |  | PR |  | Y |  | Y | Y |  |  |  | Y | 57560 | PV1 |  |  |  |  | N
803 | Arizona Public Service Co | 57561 | Cotton Center Solar Hybrid | AZ | Maricopa | CC17M | OP | Batteries | BA | Electric Utility | 1 | 17 | 17 | 17 | 4 | 2023 | 51 | 17 | 17 | LIB |  |  |  | 5.6 | CS |  |  | Y |  |  |  | PR |  |  |  | Y | Y |  |  |  | Y | 57561 | PV1 |  |  |  |  | N
803 | Arizona Public Service Co | 57562 | Paloma Solar Hybrid | AZ | Maricopa | PA17M | OP | Batteries | BA | Electric Utility | 1 | 17 | 17 | 17 | 4 | 2023 | 51 | 17 | 17 | LIB |  |  |  | 5.6 | CS |  |  | Y |  |  |  | PR |  |  |  | Y | Y |  |  |  | Y | 57562 | PV1 |  |  |  |  | N
803 | Arizona Public Service Co | 57563 | Hyder Solar Hybrid | AZ | Yuma | H116M | OP | Batteries | BA | Electric Utility | 1 | 16 | 16 | 16 | 4 | 2023 | 48 | 16 | 16 | LIB |  |  |  | 5.6 | CS |  |  | Y |  |  |  | PR |  |  |  | Y | Y |  |  |  | Y | 57563 | PV1 |  |  |  |  | N
7353 | Golden Valley Elec Assn Inc | 57583 | Battery Energy Storage System | AK | Fairbanks North Star | BESS | OP | Batteries | BA | Electric Utility | 1 | 40 | 40 | 40 | 12 | 2003 | 11 | 4 | 40 | NIB |  |  |  | 46 | BL |  | Y |  | Y |  |  |  |  | PR | [6 empty] | N | [6 empty] | N
56918 | University of California San Diego | 57584 | University of California San Diego Hybri | CA | San Diego | BS1 | OP | Batteries | BA | Commercial CHP | 5 | 2.5 | 2.5 | 2.5 | 12 | 2015 | 5 | 2.5 | 2.5 | LIB |  |  |  | 2.5 | CS |  |  | Y |  |  |  | PR | Y | [6 empty] | N | N | [6 empty] | N
61978 | Convergent Energy and Power LP | 57710 | Stephentown Spindle | NY | Rensselaer | SRS1 | OP | Flywheels | FW | IPP Non-CHP | 2 | 20 | 20 | 20 | 1 | 2011 | 15 | 20 | 20 |  |  |  |  | 6.4 | CS |  | Y
61978 | Convergent Energy and Power LP | 57716 | Hazle Spindle | PA | Luzerne | HRS1 | OP | Flywheels | FW | IPP Non-CHP | 2 | 20 | 20 | 20 | 9 | 2013 | 15 | 20 | 20 |  |  |  |  | 6.4 | CS |  | Y
57372 | Auwahi Wind Energy LLC | 57996 | Auwahi Wind Energy Hybrid | HI | Maui | AWEB | OP | Batteries | BA | IPP Non-CHP | 2 | 11 | 11 | 11 | 12 | 2012 | 4.4 | 11 | 11 | LIB |  |  |  | 5.4 | CS |  | Y |  | PR | [11 empty] | N | [6 empty] | Y
803 | Arizona Public Service Co | 57997 | Foothills Solar Plant Hybrid | AZ | Yuma | FH38M | OP | Batteries | BA | Electric Utility | 1 | 35 | 35 | 35 | 4 | 2023 | 105 | 35 | 35 | LIB |  |  |  | 11.5 | CS |  |  | Y |  |  |  | PR |  |  |  | Y | Y |  |  |  | Y | 57997 | PV1 | 57991 | PV2 |  |  | N
58195 | Hoag Memorial Presbyterian Hospital | 58223 | Hoag Hospital Cogen Plant | CA | Orange | TESLA | OP | Batteries | BA | Commercial CHP | 5 | 1 | 1 | 1 | 1 | 2020 | 4.2 | 1 | 1 | LIB |  |  |  | 1 | CS | [6 empty] | PR | [8 empty] | N | [6 empty] | N
9417 | Interstate Power and Light Co | 58236 | Marshalltown Generating Station | IA | Marshall | BESS1 | OP | Batteries | BA | Electric Utility | 1 | 0.3 | 0.3 | 0.3 | 10 | 2020 | 0.6 | 0.3 | 0.3 | LIB |  |  |  | 0.1 | CS |  |  |  |  | Y |  |  | PR |  |  | Y | Y |  |  |  | Y | 58236 | PV1 |  |  |  |  | N
803 | Arizona Public Service Co | 58383 | Hyder II Hybrid | AZ | Yuma | H214M | OP | Batteries | BA | Electric Utility | 1 | 14 | 14 | 14 | 4 | 2023 | 42 | 14 | 14 | LIB |  |  |  | 4.6 | CS |  |  | Y |  |  |  | PR |  |  |  | Y | Y |  |  |  | Y | 58383 | PV1 |  |  |  |  | N
10433 | Kodiak Electric Assn Inc | 58405 | ESS Battery Microgrid | AK | Kodiak Island | 1 | OP | Batteries | BA | Electric Utility | 1 | 3 | 3 | 3 | 11 | 2012 | 3 | 3 | 3 | LIB |  |  |  | 3 | CS |  | PR | Y | Y | Y | Y | Y | Y | Y | Y | Y |  |  |  |  | N | [6 empty] | N
58451 | McCoy Solar, LLC | 58462 | McCoy Solar Energy Project Hybrid | CA | Riverside | MCST1 | OP | Batteries | BA | IPP Non-CHP | 2 | 230 | 230 | 230 | 7 | 2021 | 920 | 230 | 230 | LIB |  |  |  | 250.4 | CS | Y | PR |  | Y |  |  |  | Y | Y |  | Y | Y |  |  |  | N | 58462 | 1 | 58462 | BLK2 | 58462 | BLK3 | N
58544 | Sierra Nevada Brewing Co | 58585 | Sierra Nevada Brewing Co Hybrid | CA | Butte | BESS | OP | Batteries | BA | Industrial CHP | 7 | 0.5 | 0.5 | 0.5 | 2 | 2017 | 1 | 0.5 | 0.5 | LIB |  |  |  | 0.5 | CS | [6 empty] | PR | [7 empty] | N | N | [6 empty] | N
15473 | Public Service Co of NM | 58899 | Prosperity Energy Storage Facility Hybri | NM | Bernalillo | GEN-2 | OP | Batteries | BA | Electric Utility | 1 | 0.8 | 0.8 | 0.8 | 9 | 2011 | 1.3 | 0.5 | 0.5 | PBB |  |  |  | 0.8 | CS | Y | [5 empty] | PR | Y |  |  | Y |  |  |  |  | N | [6 empty] | N
803 | Arizona Public Service Co | 59020 | Gila Bend Hybrid | AZ | Maricopa | GB36M | OP | Batteries | BA | Electric Utility | 1 | 32 | 32 | 32 | 4 | 2023 | 96 | 32 | 32 | LIB |  |  |  | 5.3 | CS |  |  | Y |  |  |  | PR |  |  |  | Y | Y |  |  |  | Y | 59020 | PV1 |  |  |  |  | N
58939 | Cameron Wind 1 LLC | 59118 | Cameron Wind 1 LLC | TX | Cameron | SABAL | OP | Batteries | BA | IPP Non-CHP | 2 | 16.4 | 16.4 | 16.4 | 3 | 2024 | 32.8 | 16.4 | 16.4 | LIB |  |  |  | 6 | CS | PR | Y |  | Y | [7 empty] | N |  |  |  | N | [6 empty] | Y
61944 | MN8 Energy LLC | 59150 | RE Mustang LLC | CA | Kings | BESS1 | OP | Batteries | BA | IPP Non-CHP | 2 | 75 | 75 | 75 | 10 | 2021 | 75 | 75 | 75 | LIB |  |  |  | 75 | CS | PR | Y | [6 empty] | Y |  | Y | Y |  |  |  | Y | 59150 | PV1 |  |  |  |  | N
59098 | Northwest Ohio Wind, LLC | 59296 | Northwest Ohio Wind | OH | Paulding | NWO-B | OP | Batteries | BA | IPP Non-CHP | 2 | 0.8 | 0.8 | 0.8 | 3 | 2021 | 3.4 | 0.2 | 0.2 | LIB |  |  |  | 1 | CS | Y |  |  |  | Y |  | Y | Y |  |  | PR |  | N | Y |  | N | 59296 | NWO-S |  |  |  |  | N
803 | Arizona Public Service Co | 59444 | Desert Star Hybrid | AZ | Maricopa | DS10M | OP | Batteries | BA | Electric Utility | 1 | 10 | 10 | 10 | 2 | 2023 | 30 | 10 | 10 | LIB |  |  |  | 3.3 | CS |  |  | Y |  |  |  | PR |  |  |  | Y | Y |  |  |  | Y | 59444 | PV1 |  |  |  |  | N
10000 | Evergy Metro | 59772 | KCP&L SmartGrid Innovation Park | MO | Jackson | 1 | OS | Batteries | BA | Electric Utility | 1 | 1 | 1 | 1 | 6 | 2012 | 1 | 1 | 1 | LIB |  |  |  | 1.3 | CS | [6 empty] | PR | [7 empty] | N | N | [6 empty] | N
59598 | Tooele Army Depot | 59817 | Tooele Army Depot(CSG) | UT | Tooele | BATT1 | OS | Batteries | BA | IPP Non-CHP | 2 | 1 | 1 | 1 | 10 | 2020 | 1 | 1 | 1 | LIB |  |  |  | 0.6 | CS | [6 empty] | PR |  |  |  | Y | N |  |  | N | N | [6 empty] | Y
59656 | Desert Quartzite LLC | 59871 | Desert Quartzite | CA | Riverside | GEN02 | OP | Batteries | BA | IPP Non-CHP | 2 | 150 | 150 | 150 | 12 | 2024 | 150 | 150 | 150 | LIB |  |  |  | 49.3 | CS |  |  |  |  | PR | [5 empty] | Y | Y |  |  |  | Y | 59871 | GEN01 |  |  |  |  | N
17650 | Southern Power Co | 59939 | RE Tranquillity | CA | Fresno | BESS1 | OP | Batteries | BA | IPP Non-CHP | 2 | 37 | 37 | 37 | 11 | 2021 | 128 | 32 | 32 | LIB |  |  |  | 10.5 | CS |  | Y |  | Y |  |  |  | Y | PR |  | Y |  | Y |  |  | Y | 59939 | TQ |  |  |  |  | N
17650 | Southern Power Co | 59939 | RE Tranquillity | CA | Fresno | BESS2 | OP | Batteries | BA | IPP Non-CHP | 2 | 35 | 35 | 35 | 3 | 2022 | 160 | 35 | 35 | LIB |  |  |  | 13.2 | CS |  | Y |  | Y |  |  |  | Y | PR |  | Y |  | Y |  |  | N | 59939 | TQ |  |  |  |  | N
49893 | Invenergy Services LLC | 59957 | Grand Ridge Battery Projects | IL | LaSalle | GIVB | OP | Batteries | BA | IPP Non-CHP | 2 | 4.5 | 4.5 | 4.5 | 12 | 2013 | 1 | 1.5 | 1.5 | LIB |  |  |  | 0.5 | CT |  | Y | [6 empty] | PR |  |  |  | Y |  |  | N | 57912 | 1 |  |  |  |  | Y
49893 | Invenergy Services LLC | 59957 | Grand Ridge Battery Projects | IL | LaSalle | GRES | OP | Batteries | BA | IPP Non-CHP | 2 | 31.5 | 31.5 | 31.5 | 3 | 2015 | 12.5 | 31.5 | 31.5 | LIB |  |  |  | 0.5 | CT |  | Y | [6 empty] | PR |  |  |  | Y |  |  | N | [6 empty] | Y
6452 | Florida Power & Light Co | 59993 | Babcock Solar Energy Center Hybrid | FL | Charlotte | BA | OP | Batteries | BA | Electric Utility | 1 | 10 | 10 | 10 | 3 | 2018 | 40 | 10 | 10 | LIB |  |  |  | 7 | CS |  |  |  |  | Y |  | PR | Y |  |  | Y | Y |  |  |  | Y | 59993 | 1 |  |  |  |  | Y
6452 | Florida Power & Light Co | 60014 | Manatee Solar Energy Center | FL | Manatee | BMS | OP | Batteries | BA | Electric Utility | 1 | 409 | 409 | 409 | 11 | 2021 | 900 | 74.5 | 409 | LIB |  |  |  | 134 | CS |  | Y |  | Y |  |  | PR |  |  |  | Y | Y |  |  |  | Y | 60014 | 1 |  |  |  |  | Y
17470 | PUD No 1 of Snohomish County | 60016 | MESA 1 | WA | Snohomish | A | OS | Batteries | BA | Electric Utility | 1 | 1 | 1 | 1 | 7 | 2015 | 0.5 | 1 | 1 | LIB |  |  |  | 0.9 | CS | Y | [5 empty] | PR | Y | [6 empty] | N | N | [6 empty] | N
17470 | PUD No 1 of Snohomish County | 60016 | MESA 1 | WA | Snohomish | B | OS | Batteries | BA | Electric Utility | 1 | 1 | 1 | 1 | 2 | 2016 | 0.5 | 1 | 1 | LIB |  |  |  | 0.9 | CS | Y | [5 empty] | PR | Y | [6 empty] | N | N | [6 empty] | N
6452 | Florida Power & Light Co | 60061 | Citrus Solar Energy Center Hybrid | FL | DeSoto | BA | OP | Batteries | BA | Electric Utility | 1 | 4 | 4 | 4 | 3 | 2018 | 16 | 4 | 4 | LIB |  |  |  | 16 | CS |  |  |  |  | PR | [5 empty] | Y |  | N | Y |  | Y | 60061 | 1 |  |  |  |  | Y
59843 | Blythe Solar II, LLC | 60092 | Blythe Solar II, LLC | CA | Riverside | BLST2 | OP | Batteries | BA | IPP Non-CHP | 2 | 115 | 115 | 115 | 3 | 2021 | 538.6 | 115 | 115 | LIB |  |  |  | 126.9 | CS | Y | PR |  | Y |  |  |  | Y | Y |  | Y | Y |  |  |  | Y | 60092 | BLCK4 | 60092 | BLCK5 | 60092 | BLCK6 | N
59842 | Blythe Solar 110, LLC | 60093 | Blythe Solar 110, LLC | CA | Riverside | BES1 | OP | Batteries | BA | IPP Non-CHP | 2 | 63 | 63 | 63 | 6 | 2021 | 301.2 | 63 | 63 | LIB |  |  |  | 68.6 | CS | Y | PR |  | Y |  |  |  | Y | Y |  | Y | Y |  |  |  | N | [6 empty] | N
59844 | Blythe Solar III, LLC | 60094 | Blythe Solar III, LLC Hybrid | CA | Riverside | BLST3 | OP | Batteries | BA | IPP Non-CHP | 2 | 115 | 115 | 115 | 5 | 2021 | 538.6 | 115 | 115 | LIB |  |  |  | 126.9 | CS | Y | PR |  | Y |  |  |  | Y | Y |  | Y | Y |  |  |  | N | [6 empty] | N
59845 | Blythe Solar IV, LLC | 60095 | Blythe Solar IV, LLC | CA | Riverside | BLST4 | OP | Batteries | BA | IPP Non-CHP | 2 | 47 | 47 | 47 | 10 | 2022 | 47 | 4.2 | 11.7 | LIB |  |  |  | 41.3 | CS |  | PR | [5 empty] | Y |  |  | Y | Y |  |  |  | N | [6 empty] | N
61123 | Upton County Solar 2 LLC | 60123 | Castle Gap Solar Hybrid | TX | Upton | BAT1 | OP | Batteries | BA | IPP Non-CHP | 2 | 9.9 | 9.9 | 9.9 | 6 | 2019 | 42 | 9.9 | 9.9 | LIB |  |  |  | 4.8 | CS |  | Y | PR | [7 empty] | Y | Y |  |  |  | Y | 60123 | CGAP |  |  |  |  | N
57313 | Tesla Inc. | 60231 | Genentech-Oceanside Hybrid | CA | San Diego | BA1 | OP | Batteries | BA | IPP Non-CHP | 2 | 2 | 2 | 2 | 4 | 2016 | 2 | 1 | 1 | LIB |  |  |  | 1 | CS | [7 empty] | Y |  | Y | PR | Y |  |  |  | Y | 60231 | PV1 |  |  |  |  | N
17650 | Southern Power Co | 60233 | RE Garland | CA | Kern | BESS1 | OP | Batteries | BA | IPP Non-CHP | 2 | 45 | 45 | 45 | 8 | 2021 | 176 | 44 | 44 | LIB |  |  |  | 14.5 | CS |  | Y |  | Y |  |  |  | Y | PR |  | Y |  | Y |  |  | Y | 60233 | PV2 |  |  |  |  | N
17650 | Southern Power Co | 60233 | RE Garland | CA | Kern | BESS2 | OP | Batteries | BA | IPP Non-CHP | 2 | 43 | 43 | 43 | 12 | 2021 | 176 | 43 | 43 | LIB |  |  |  | 14.5 | CS |  | Y |  | Y |  |  |  | Y | PR |  | Y |  | Y | N |  | N | 60233 | PV2 |  |  |  |  | N
60038 | Silicon Valley Clean Water | 60249 | Silicon Valley Clean Water | CA | San Mateo | BES | OP | Batteries | BA | IPP CHP | 3 | 1 | 1 | 1 | 11 | 2020 | 2 | 1 | 1 | LIB |  |  |  | 1 | CS | [6 empty] | PR | [7 empty] | N | N | [6 empty] | N
60094 | Clinton Battery Utility, LLC | 60297 | Clinton Battery | OH | Clinton | 1 | OP | Batteries | BA | IPP Non-CHP | 2 | 10 | 5 | 5 | 10 | 2016 | 4.1 | 5 | 5 | LIB |  |  |  | 3.2 | CS |  | PR | [13 empty] | N | [6 empty] | N
66123 | Summit Ridge Energy | 60299 | HMV Minster Energy Storage System | OH | Auglaize | MIN02 | OS | Batteries | BA | IPP Non-CHP | 2 | 7 | 7 | 7 | 3 | 2016 | 7 | 7 | 7 | LIB |  |  |  | 5.3 | CS |  | PR | [5 empty] | Y | Y | [6 empty] | N | [6 empty] | N
5248 | Dominion Energy Inc. | 60316 | Scott Solar Farm | VA | Powhatan | SCBS | OP | Batteries | BA | Electric Utility | 1 | 40 | 40 | 40 | 12 | 2022 | 48 | 10 | 2 | LIB |  |  |  | 3.3 | CS |  |  |  | Y | [6 empty] | PR | Y |  |  |  | Y | 60316 | 1 |  |  |  |  | N
49893 | Invenergy Services LLC | 60390 | Beech Ridge Energy Storage | WV | Greenbrier | BRES | OP | Batteries | BA | IPP Non-CHP | 2 | 31.5 | 31.5 | 31.5 | 10 | 2015 | 12.5 | 31.5 | 31.5 | LIB |  |  |  | 0.5 | CT |  | Y | [6 empty] | PR |  |  |  | Y |  |  | Y | 57151 | 1 |  |  |  |  | Y
15500 | Puget Sound Energy Inc | 60444 | Glacier Battery Storage | WA | Whatcom | GLA | OP | Batteries | BA | Electric Utility | 1 | 2 | 2 | 2 | 9 | 2016 | 4.4 | 2 | 2 | LIB |  |  |  | 2 | CT | Y | Y | Y | Y |  |  | Y |  |  | PR |  |  |  |  | N | N | [6 empty] | N
803 | Arizona Public Service Co | 60467 | Red Rock | AZ | Maricopa | RR40M | OP | Batteries | BA | Electric Utility | 1 | 41 | 41 | 41 | 11 | 2023 | 164 | 41 | 41 | LIB |  |  |  | 25.5 | CS | Y |  |  | Y |  |  | PR |  | Y |  | Y | Y |  |  |  | Y | 60467 | PV1 |  |  |  |  | N
60278 | 64KT 8me LLC | 60491 | Springbok 3 Solar Farm Hybrid | CA | Kern | SB3BS | OP | Batteries | BA | IPP Non-CHP | 2 | 1.5 | 1.5 | 1.5 | 7 | 2019 | 1.5 | 1.5 | 1.5 | LIB |  |  |  | 1.5 | CT |  | Y | [6 empty] | Y |  | PR |  | Y |  |  | Y | 60491 | SB3SF |  |  |  |  | N
7601 | Green Mountain Power Corp | 60518 | Stafford Hill Solar Hybrid | VT | Rutland | BA1 | OP | Batteries | BA | Electric Utility | 1 | 2 | 2 | 2 | 9 | 2015 | 3.4 | 2 | 2 | LIB | PBB |  |  | 0.5 | CS |  | Y |  |  |  |  | PR |  |  |  | Y |  | Y |  |  | N | [6 empty] | Y
57313 | Tesla Inc. | 60546 | KIUC Kapaia PV and BA Storage Project Hy | HI | Kauai | BA1 | OP | Batteries | BA | IPP Non-CHP | 2 | 13 | 11 | 11 | 5 | 2017 | 52 | 11 | 11 | LIB |  |  |  | 7.8 | CS |  | Y |  | Y | [6 empty] | PR | Y |  |  |  | Y | 60546 | PV1 |  |  |  |  | Y
7601 | Green Mountain Power Corp | 60562 | GMP Solar - Panton Hybrid | VT | Addison | GMPBP | OP | Batteries | BA | Electric Utility | 1 | 1 | 1 | 1 | 6 | 2018 | 4 | 1 | 1 | LIB |  |  |  | 1 | OT |  | Y |  |  |  |  | PR |  |  |  | Y |  | Y |  |  | N | [6 empty] | Y
10433 | Kodiak Electric Assn Inc | 60563 | Flywheel Energy Storage System Microgrid | AK | Kodiak Island | FESS | OP | Flywheels | FW | Electric Utility | 1 | 2 | 2 | 2 | 9 | 2015 | 2 | 2 | 2 |  |  |  |  | 2 | CS |  | Y | Y | Y | Y | Y | Y | Y | Y | Y | Y
60336 | SDGE Batteries | 60565 | Borrego Springs Energy Storage | CA | San Diego | SES1 | OP | Batteries | BA | Electric Utility | 1 | 0.5 | 0.5 | 0.5 | 12 | 2012 | 1.5 | 0.5 | 0.5 | LIB |  |  |  | 1.5 | CS | PR | [5 empty] | Y | [7 empty] | N | N | [6 empty] | N
60336 | SDGE Batteries | 60565 | Borrego Springs Energy Storage | CA | San Diego | SES2 | OP | Batteries | BA | Electric Utility | 1 | 1 | 1 | 1 | 2 | 2014 | 3 | 1 | 1 | LIB |  |  |  | 1.5 | CS | PR | [5 empty] | Y |  |  | Y |  |  |  |  | N | N | [6 empty] | N
60336 | SDGE Batteries | 60566 | Pala Energy Storage Yard | CA | San Diego | SES2 | OS | Batteries | BA | Electric Utility | 1 | 1 | 1 | 1 | 8 | 2015 | 2 | 1 | 1 | LIB |  |  |  | 1.5 | CS | PR | [5 empty] | Y | [7 empty] | N | N | [6 empty] | N
60336 | SDGE Batteries | 60567 | Ortega Highway Energy Storage | CA | Orange | SES1 | OP | Batteries | BA | Electric Utility | 1 | 1 | 1 | 1 | 5 | 2015 | 3 | 1 | 1 | LIB |  |  |  | 2 | CS | PR | [5 empty] | Y | Y |  | Y |  |  |  |  | N | N | [6 empty] | N
60336 | SDGE Batteries | 60567 | Ortega Highway Energy Storage | CA | Orange | SES2 | OS | Batteries | BA | Electric Utility | 1 | 1 | 1 | 1 | 10 | 2015 | 3 | 1 | 1 | LIB |  |  |  | 2 | CS | PR | [5 empty] | Y | Y |  | Y |  |  |  |  | N | N | [6 empty] | N
60336 | SDGE Batteries | 60568 | Canyon Crest Academy | CA | San Diego | SES | OP | Batteries | BA | Electric Utility | 1 | 1 | 1 | 1 | 10 | 2014 | 3 | 1 | 1 | LIB |  |  |  | 1 | CS | PR | [5 empty] | Y | Y |  | Y |  |  |  |  | N | N | [6 empty] | N
16609 | San Diego Gas & Electric Co | 60569 | El Cajon Energy Storage | CA | San Diego | SES | OP | Batteries | BA | Electric Utility | 1 | 7.5 | 7.5 | 7.5 | 2 | 2017 | 30 | 7.5 | 7.5 | LIB |  |  |  | 7.5 | CS | PR |  | Y | Y | [11 empty] | N | [6 empty] | N
16609 | San Diego Gas & Electric Co | 60570 | Escondido Energy Storage | CA | San Diego | SES | OP | Batteries | BA | Electric Utility | 1 | 30 | 30 | 30 | 3 | 2017 | 120 | 30 | 30 | LIB |  |  |  | 30 | CS | PR |  | Y | Y | [11 empty] | N | [6 empty] | N
57313 | Tesla Inc. | 60607 | CMEEC - Polaris Park Solar Hybrid | CT | New London | BA1 | OP | Batteries | BA | IPP Non-CHP | 2 | 0.8 | 0.8 | 0.8 | 8 | 2017 | 3.3 | 0.8 | 0.8 | LIB |  |  |  | 1 | CS | [7 empty] | Y |  | Y | PR | Y |  |  |  | Y | 60607 | PV1 |  |  |  |  | N
57313 | Tesla Inc. | 60609 | CMEEC - Norwich Stott St Solar Hybrid | CT | New London | BA1 | OP | Batteries | BA | IPP Non-CHP | 2 | 0.8 | 0.8 | 0.8 | 12 | 2016 | 3 | 0.8 | 0.8 | LIB |  |  |  | 1 | CS | [9 empty] | Y | PR | Y |  |  |  | Y | 60609 | PV1 |  |  |  |  | N
61978 | Convergent Energy and Power LP | 60641 | Henrietta D Energy Storage LLC | CA | Kings | HDES1 | OP | Batteries | BA | IPP Non-CHP | 2 | 10 | 10 | 10 | 11 | 2021 | 40 | 10 | 10 | LIB |  |  |  | 10 | CS | Y | Y |  |  |  |  | PR | [8 empty] | N | [6 empty] | N
60389 | Rabbit Hill Energy Storage Project | 60649 | Rabbit Hill Energy Storage Project | TX | Williamson | 1 | OP | Batteries | BA | IPP Non-CHP | 2 | 9.9 | 9.9 | 9.9 | 4 | 2020 | 9.9 | 9.9 | 9.9 | LIB |  |  |  | 9.9 | CS | PR | Y | [13 empty] | N | [6 empty] | N
60387 | Townsite Solar, LLC | 60654 | Townsite Solar Project Hybrid | NV | Clark | GEN02 | OP | Batteries | BA | IPP Non-CHP | 2 | 90 | 90 | 90 | 12 | 2021 | 360 | 90 | 90 | LIB |  |  |  | 210 | CS | Y | Y |  | Y | Y |  | PR |  | Y |  | Y | Y |  |  |  | Y | 60654 | GEN01 |  |  |  |  | N
65549 | McHenry Battery Storage | 60656 | McHenry Battery Storage | IL | McHenry | MCH1 | OP | Batteries | BA | IPP Non-CHP | 2 | 20 | 20 | 20 | 2 | 2016 | 7.8 | 19.8 | 19.8 | LIB |  |  |  | 6.1 | CS |  | PR | [13 empty] | N | [6 empty] | N
60394 | Willey Battery Utility, LLC | 60660 | Willey Battery Utility | OH | Hamilton | WBU | OP | Batteries | BA | IPP Non-CHP | 2 | 6 | 6 | 6 | 1 | 2016 | 2 | 6 | 6 | LIB |  |  |  | 6 | CS |  | PR | [13 empty] | N | [6 empty] | N
17609 | Southern California Edison Co | 60661 | Mira Loma Energy Storage Facility | CA | San Bernardino | 013A | OP | Batteries | BA | Electric Utility | 1 | 10 | 10 | 10 | 12 | 2016 | 40 | 10 | 10 | LIB |  |  |  | 3.3 | CS | Y | Y | Y | Y |  | Y | PR | Y | Y | [6 empty] | N | [6 empty] | N
17609 | Southern California Edison Co | 60661 | Mira Loma Energy Storage Facility | CA | San Bernardino | 013B | OP | Batteries | BA | Electric Utility | 1 | 10 | 10 | 10 | 12 | 2016 | 40 | 10 | 10 | LIB |  |  |  | 3.3 | CS | Y | Y | Y | Y |  | Y | PR | Y | Y | [6 empty] | N | [6 empty] | N
60409 | Blue Summit Storage, LLC | 60690 | Blue Summit Storage, LLC | TX | Wilbarger | WBSS | OP | Batteries | BA | IPP Non-CHP | 2 | 30 | 30 | 30 | 8 | 2017 | 12.6 | 30 | 30 | LIB |  |  |  | 12.5 | CS |  | PR | [13 empty] | N | [6 empty] | N
20323 | Wellhead Services, Inc | 60698 | Stanton Energy Reliability Center Hybrid | CA | Orange | BESS1 | OP | Batteries | BA | IPP Non-CHP | 2 | 10 | 10 | 10 | 8 | 2020 | 4.5 | 10 | 10 | LIB |  |  |  | 3 | CS |  | PR | Y | Y | [7 empty] | Y |  |  |  | N | 60698 | GT1 |  |  |  |  | N
20323 | Wellhead Services, Inc | 60698 | Stanton Energy Reliability Center Hybrid | CA | Orange | BESS2 | OP | Batteries | BA | IPP Non-CHP | 2 | 10 | 10 | 10 | 8 | 2020 | 4.5 | 10 | 10 | LIB |  |  |  | 3 | CS |  | PR | Y | Y | [7 empty] | Y |  |  |  | N | 60698 | GT2 |  |  |  |  | N
61198 | esVolta LP | 60760 | PPA Grand | CA | Orange | PE101 | OP | Batteries | BA | IPP Non-CHP | 2 | 2 | 2 | 2 | 12 | 2016 | 8 | 2 | 2 | LIB |  |  |  | 2 | BL | PR | Y | [13 empty] | N | [6 empty] | N
796 | Arizona Electric Pwr Coop Inc | 60791 | SunAnza | CA | Riverside | BA1&2 | OP | Batteries | BA | Electric Utility | 1 | 2 | 2 | 2 | 1 | 2022 | 4 | 2 | 2 | LIB |  |  |  | 2 | CS | Y |  |  |  | Y | Y |  |  |  | PR | Y | Y |  |  |  | Y | 60791 | ANZA1 |  |  |  |  | Y
796 | Arizona Electric Pwr Coop Inc | 60791 | SunAnza | CA | Riverside | BA3 | OP | Batteries | BA | Electric Utility | 1 | 2.4 | 2.4 | 2.4 | 1 | 2023 | 5.2 | 2.4 | 2.4 | LIB |  |  |  | 2.4 | CS | Y |  |  |  | Y | Y |  |  |  | PR | Y | Y |  |  |  | Y | 60791 | ANZA2 |  |  |  |  | Y
57313 | Tesla Inc. | 60815 | Hampshire College Hybrid | MA | Hampshire | BA1 | OP | Batteries | BA | IPP Non-CHP | 2 | 0.5 | 0.5 | 0.5 | 5 | 2017 | 0.5 | 0.3 | 0.3 | LIB |  |  |  | 0.3 | CS | [6 empty] | Y |  |  | Y | PR | Y |  |  |  | Y | 60815 | PV1 |  |  |  |  | N
57313 | Tesla Inc. | 60815 | Hampshire College Hybrid | MA | Hampshire | BA2 | OP | Batteries | BA | IPP Non-CHP | 2 | 0.5 | 0.5 | 0.5 | 12 | 2017 | 0.5 | 0.3 | 0.3 | LIB |  |  |  | 0.3 | CS | [6 empty] | Y |  |  | Y | PR | Y |  |  |  | Y | 60815 | PV1 |  |  |  |  | N
60471 | Mt. Tom Solar, LLC | 60906 | Mt. Tom Solar Project Hybrid | MA | Hampden | BA1 | OP | Batteries | BA | IPP Non-CHP | 2 | 3.1 | 3.1 | 3.1 | 3 | 2019 | 6.1 | 2 | 3.1 | LIB |  |  |  | 2.3 | CS | [7 empty] | PR |  |  | Y |  | Y |  |  | Y | 60906 | PV1 |  |  |  |  | Y
58375 | Sterling Municipal Light Department | 60959 | Chocksett Rd Energy Storage Project | MA | Worcester | BA1 | OA | Batteries | BA | Electric Utility | 1 | 2 | 2 | 2 | 4 | 2017 | 3.9 | 2 | 2 | LIB |  |  |  | 1 | CS | Y |  |  |  |  | Y | PR | Y |  | Y | [5 empty] | N | [6 empty] | N
796 | Arizona Electric Pwr Coop Inc | 60964 | Apache Solar I | AZ | Cochise | AEPB1 | OP | Batteries | BA | Electric Utility | 1 | 10 | 10 | 10 | 6 | 2024 | 40 | 10 | 10 | LIB |  |  |  | 2 | CS | Y |  |  | Y |  |  | PR |  | Y |  | Y | Y |  |  |  | Y | 60964 | AEPS1 |  |  |  |  | Y
796 | Arizona Electric Pwr Coop Inc | 60964 | Apache Solar I | AZ | Cochise | TRIB1 | OP | Batteries | BA | Electric Utility | 1 | 10 | 10 | 10 | 6 | 2024 | 40 | 10 | 10 | LIB |  |  |  | 2 | CS | Y |  |  | Y |  |  | PR |  | Y |  | Y | Y |  |  |  | Y | 60964 | AEPS1 |  |  |  |  | Y
7294 | City of Glendale - (CA) | 60974 | Glendale Battery Energy Storage System | CA | Los Angeles | 2BESS | OP | Batteries | BA | Electric Utility | 1 | 2 | 2 | 2 | 10 | 2017 | 1 | 1 | 2 | LIB |  |  |  | 2 | CS |  |  | PR | [5 empty] | Y | [5 empty] | N | N | [6 empty] | N
56215 | Big Sky Wind, LLC | 60996 | Iron Horse Battery Storage Hybrid | AZ | Pima | BA1 | OP | Batteries | BA | IPP Non-CHP | 2 | 10 | 10 | 10 | 4 | 2017 | 2.5 | 10 | 10 | LIB |  |  |  | 10 | CS |  | PR | [8 empty] | Y | Y |  |  |  | Y | 60996 | PV1 |  |  |  |  | Y
61012 | AES Distributed Energy | 61068 | AES Lawai Solar Hybrid | HI | Kauai | LAWA2 | OP | Batteries | BA | IPP Non-CHP | 2 | 20 | 20 | 20 | 12 | 2018 | 100 | 20 | 20 | LIB |  |  |  | 20 | CS |  | Y |  | Y | PR |  | Y |  | Y |  | Y |  | N | Y |  | Y | 61068 | LAWA1 |  |  |  |  | N
56769 | Consolidated Edison Development Inc. | 61098 | Battle Mountain Solar Project | NV | Humboldt | BMBS | OP | Batteries | BA | IPP Non-CHP | 2 | 25 | 25 | 25 | 6 | 2021 | 25 | 25 | 25 | LIB |  |  |  | 0.8 | CS | [7 empty] | PR | Y | Y | Y |  |  |  |  | N | [6 empty] | N
60336 | SDGE Batteries | 61107 | Vanadium Redox Flow Battery Plant | CA | San Diego | VRF | OP | Batteries | BA | Electric Utility | 1 | 2 | 2 | 2 | 6 | 2017 | 8 | 2 | 2 | FLB |  |  |  | 2.3 | CS | PR | Y | Y |  | Y |  | Y | Y | Y | Y |  |  |  |  | N | N | [6 empty] | N
60797 | 68SF 8me LLC | 61168 | Eland Solar & Storage Center, Phase 1 Hy | CA | Kern | 61168 | OP | Batteries | BA | IPP Non-CHP | 2 | 150 | 150 | 150 | 11 | 2024 | 600 | 150 | 150 | LIB |  |  |  | 100 | CS |  | Y | Y | [5 empty] | Y |  | PR | Y |  |  |  | Y | 60797 | 61168 |  |  |  |  | Y
60816 | Boston Medical Center | 61186 | Boston Medical Center CHP Plant | MA | Suffolk | BATT | OP | Batteries | BA | Commercial CHP | 5 | 1 | 1 | 1 | 4 | 2023 | 1.1 | 0.6 | 0.6 | LIB |  |  |  | 13.4 | CS | [6 empty] | PR |  | Y | Y | [5 empty] | N | [6 empty] | N
60834 | Pima Energy Storage System | 61197 | Pima Energy Storage System | AZ | Pima | PIMA | OP | Batteries | BA | IPP Non-CHP | 2 | 10 | 10 | 10 | 1 | 2017 | 10 | 8 | 10 | LIB |  |  |  | 2.9 | CS |  | PR | [13 empty] | N | [6 empty] | N
62160 | AES ES Alamitos, LLC | 61204 | AES ES Alamitos, LLC | CA | Los Angeles | ALMTS | OP | Batteries | BA | IPP Non-CHP | 2 | 100 | 100 | 100 | 1 | 2021 | 400 | 100 | 100 | LIB |  |  |  | 100 | BL | Y | PR | [13 empty] | N | [6 empty] | N
17633 | Southern Indiana Gas & Elec Co | 61334 | Volkman Road Solar Array Hybrid | IN | Vanderburgh | VRSA2 | OP | Batteries | BA | Electric Utility | 1 | 1 | 1 | 1 | 1 | 2019 | 4.6 | 1 | 1 | LIB |  |  |  | 1.2 | CT | [6 empty] | Y |  |  |  | PR | Y |  |  |  | Y | 61334 | VRSA1 |  |  |  |  | N
16609 | San Diego Gas & Electric Co | 61365 | Fallbrook Energy Storage | CA | San Diego | FBES | OP | Batteries | BA | Electric Utility | 1 | 40 | 40 | 40 | 3 | 2023 | 40 | 40 | 40 | LIB |  |  |  | 35 | CS | PR | Y | Y | [12 empty] | N | [6 empty] | N
16609 | San Diego Gas & Electric Co | 61366 | Top Gun Energy Storage | CA | San Diego | TGES | OP | Batteries | BA | Electric Utility | 1 | 30 | 30 | 30 | 6 | 2021 | 120 | 30 | 30 | LIB |  |  |  | 30 | CS | PR |  | Y | Y | [10 empty] | N | N | [6 empty] | N
11208 | Los Angeles Department of Water & Power | 61431 | Beacon BESS 1 | CA | Kern | BCNB1 | OP | Batteries | BA | Electric Utility | 1 | 20 | 20 | 20 | 10 | 2018 | 10 | 20 | 20 | LIB |  |  |  | 15 | CS |  | Y |  |  | Y |  |  |  | Y |  | PR |  |  |  | Y | Y | 59315 | BEAC1 |  |  |  |  | N
61091 | Hopewell Valley High School | 61473 | Hopewell Valley High School Hybrid | NJ | Mercer | BA1 | OP | Batteries | BA | Electric Utility | 1 | 1 | 1 | 1 | 12 | 2015 | 1 | 0.5 | 0.5 | LIB |  |  |  | 0.5 | BL |  | Y |  |  | Y |  | Y |  | Y | PR |  | Y | N |  |  | Y | 61473 | HWVHS |  |  |  |  | N
61153 | Montevue Lane Solar, LLC | 61552 | Fort Detrick Solar PV | MD | Frederick | FDSBS | OP | Batteries | BA | IPP Non-CHP | 2 | 6 | 6 | 6 | 2 | 2024 | 6 | 6 | 6 | LIB |  |  |  | 1.7 | CS |  | PR | [8 empty] | Y | N | Y |  |  | Y | 61153 | 61552 |  |  |  |  | N
61277 | Vista Energy Storage, LLC | 61661 | Vista Energy Storage System | CA | San Diego | VISTA | OP | Batteries | BA | IPP Non-CHP | 2 | 40 | 40 | 40 | 6 | 2018 | 38 | 40 | 40 | LIB |  |  |  | 40 | BL | PR | Y |  | Y | [11 empty] | N | [6 empty] | N
61295 | Pinal Central Energy Center, LLC | 61678 | Pinal Central Energy Center Hybrid | AZ | Pinal | BA1 | OP | Batteries | BA | IPP Non-CHP | 2 | 10 | 10 | 10 | 4 | 2018 | 40 | 10 | 10 | LIB |  |  |  | 10 | CS |  | PR |  |  |  |  | Y |  |  |  | Y | Y |  |  |  | N | [6 empty] | N
61344 | Electrodes | 61721 | Baldwin | CA | Orange | WLA01 | OP | Batteries | BA | Commercial Non-CHP | 4 | 1 | 1 | 1 | 8 | 2019 | 6.9 | 1 | 1 | LIB |  |  |  | 1 | CS | Y | [5 empty] | Y | PR | [6 empty] | N | N | [6 empty] | N
61344 | Electrodes | 61722 | HEBT Irvine 1 | CA | Orange | IRV01 | OP | Batteries | BA | IPP Non-CHP | 2 | 1 | 1 | 1 | 5 | 2018 | 6.5 | 1 | 1 | LIB |  |  |  | 1 | CS | [6 empty] | Y | PR | [6 empty] | N | N | [6 empty] | N
61344 | Electrodes | 61722 | HEBT Irvine 1 | CA | Orange | IRV1W | OP | Batteries | BA | IPP Non-CHP | 2 | 4.5 | 4.5 | 4.5 | 5 | 2018 | 27 | 4.5 | 4.5 | LIB |  |  |  | 4.5 | CS | [6 empty] | Y | PR | [6 empty] | N | N | [6 empty] | N
61344 | Electrodes | 61723 | HEBT Irvine 2 | CA | Orange | IRV06 | OP | Batteries | BA | IPP Non-CHP | 2 | 2.5 | 2.5 | 2.5 | 8 | 2018 | 15 | 2.5 | 2.5 | LIB |  |  |  | 2.5 | CS | [6 empty] | Y | PR | [6 empty] | N | N | [6 empty] | N
61344 | Electrodes | 61723 | HEBT Irvine 2 | CA | Orange | IRV2W | OP | Batteries | BA | IPP Non-CHP | 2 | 3.3 | 3.3 | 3.3 | 2 | 2018 | 19.8 | 3.3 | 3.3 | LIB |  |  |  | 3.3 | CS | [6 empty] | Y | PR | [6 empty] | N | N | [6 empty] | N
58764 | Origis Energy USA, Inc | 61730 | MA Solar Storage 1 Hybrid | MA | Worcester | 61730 | OP | Batteries | BA | IPP Non-CHP | 2 | 1 | 1 | 1 | 4 | 2018 | 2 | 1 | 1 | LIB |  |  |  | 1 | CS | Y | [5 empty] | PR |  |  |  | Y |  | Y |  |  | Y | 61730 | SCSS1 |  |  |  |  | N
61364 | Lockheed Martin RMS Syracuse | 61739 | Lockheed Martin RMS Syracuse | NY | Onondaga | SYR1 | OS | Batteries | BA | Industrial Non-CHP | 6 | 1 | 1 | 1 | 8 | 2017 | 1.3 | 1 | 1 | LIB |  |  |  | 1 | CS | Y | [5 empty] | PR | Y | [7 empty] | N | [6 empty] | N
1015 | Austin Energy | 61741 | Kingsberry Energy Storage System | TX | Travis | KBESS | OP | Batteries | BA | Electric Utility | 1 | 1.5 | 1.5 | 1.5 | 9 | 2018 | 3 | 1.5 | 1.5 | LIB |  |  |  | 1.5 | CS | PR | [10 empty] | N | N | N | N | N | [6 empty] | Y
1015 | Austin Energy | 61742 | System Control Center | TX | Travis | GEN1 | SB | Flywheels | FW | Electric Utility | 1 | 2.5 | 2.5 | 2.5 | 6 | 2012 | 2.5 | 2.5 | 2.5 |  |  |  |  | 0 | CS | [9 empty] | Y
1015 | Austin Energy | 61742 | System Control Center | TX | Travis | GEN2 | SB | Flywheels | FW | Electric Utility | 1 | 2.5 | 2.5 | 2.5 | 6 | 2012 | 2.5 | 2.5 | 2.5 |  |  |  |  | 0 | CS | [9 empty] | Y
6452 | Florida Power & Light Co | 61763 | Sunshine Gateway Solar Energy Center | FL | Columbia | 2 | OP | Batteries | BA | Electric Utility | 1 | 30 | 30 | 30 | 12 | 2021 | 75 | 30 | 30 | LIB |  |  |  | 30 | CS | [5 empty] | Y | PR |  |  |  | Y | Y |  |  |  | Y | 61763 | 1 |  |  |  |  | Y
61420 | ENGIE Storage Services NA LLC | 61795 | Pacific Union College BESS | CA | Napa | 12649 | OP | Batteries | BA | Commercial Non-CHP | 4 | 1 | 1 | 1 | 6 | 2020 | 2 | 1 | 1 | LIB |  |  |  | 1 | CS | Y |  | PR |  |  |  |  | Y | [7 empty] | N | [6 empty] | N
56201 | Engie North America | 61801 | Cascade Energy Storage, LLC | CA | San Joaquin | 10002 | OP | Batteries | BA | IPP Non-CHP | 2 | 25 | 25 | 25 | 9 | 2024 | 100 | 25 | 25 | LIB |  |  |  | 11.5 | CS | Y | PR | [13 empty] | N | [6 empty] | N
61482 | AES ES GILBERT, LLC | 61861 | AES ES GILBERT | AZ | Maricopa | SRP | OS | Batteries | BA | IPP Non-CHP | 2 | 10 | 10 | 10 | 1 | 2019 | 40 | 10 | 10 | LIB |  |  |  | 10 | BL | PR | [14 empty] | N | [6 empty] | N
61506 | Stryker 22, L.L.C. | 61891 | Stryker 22, L.L.C. | NJ | Warren | EDGRD | OP | Batteries | BA | IPP Non-CHP | 2 | 19.8 | 19.8 | 19.8 | 12 | 2018 | 19.8 | 19.8 | 19.8 | LIB |  |  |  | 19.8 | CS | Y | PR | [13 empty] | N | [6 empty] | N
61507 | Plumsted 537 LLC | 61892 | Plumsted 537 LLC | NJ | Ocean | PLMST | OP | Batteries | BA | IPP Non-CHP | 2 | 19.8 | 19.8 | 19.8 | 2 | 2019 | 19.8 | 19.8 | 19.8 | LIB |  |  |  | 19.8 | CS |  | PR | [13 empty] | N | [6 empty] | N
61944 | MN8 Energy LLC | 61901 | Redstone Arsenal Hybrid | AL | Madison | BA | OP | Batteries | BA | IPP Non-CHP | 2 | 1 | 1 | 1 | 12 | 2017 | 2 | 0.5 | 0.5 | LIB |  |  |  | 1 | CS | Y | [9 empty] | PR | Y |  |  |  | Y | 61901 | REDST |  |  |  |  | N
4254 | Consumers Energy Co - (MI) | 61909 | Parkview Battery | MI | Kalamazoo | PKVWB | OP | Batteries | BA | Electric Utility | 1 | 1.1 | 1 | 1 | 9 | 2018 | 1 | 1.1 | 1.1 | LIB |  |  |  | 1.1 | CS | [6 empty] | PR |  |  |  |  | N |  |  | N | N | [6 empty] | Y
61522 | Viridity Energy Solutions, Inc. | 61923 | ACUA | NJ | Atlantic | VACUA | OP | Batteries | BA | IPP Non-CHP | 2 | 1 | 1 | 1 | 6 | 2018 | 1 | 1 | 1 | LIB |  |  |  | 1 | CS |  | PR | [13 empty] | N | [6 empty] | N
61531 | Casa Mesa Wind, LLC | 61925 | Casa Mesa Wind Energy Center Hybrid | NM | Quay | CMNMB | OP | Batteries | BA | IPP Non-CHP | 2 | 1 | 1 | 1 | 11 | 2018 | 1 | 1 | 1 | LIB |  |  |  | 12.5 | CS |  | Y | [8 empty] | PR |  |  |  | Y | Y | 61925 | CMNM |  |  |  |  | Y
60146 | Ameresco Federal Solutions | 61956 | MCRD Parris Island PV Hybrid | SC | Beaufort | TBESS | OP | Batteries | BA | IPP Non-CHP | 2 | 4 | 4 | 4 | 12 | 2018 | 8 | 4 | 4 | LIB |  |  |  | 4 | CS | [6 empty] | Y |  |  | Y | PR |  | Y |  |  | Y | 61956 | GRDMT | 61956 | CARPT |  |  | N
61576 | Ameren Illinois | 61990 | TAC-Distributed Energy Resource Hybrid | IL | Champaign | BA | OP | Batteries | BA | Electric Utility | 1 | 0.3 | 0.3 | 0.3 | 5 | 2017 | 0.5 | 0.3 | 0.3 | LIB |  |  |  | 0.3 | CT |  |  | Y |  |  |  |  | Y |  | PR | Y | Y |  |  |  | N | 61990 | SOLAR |  |  |  |  | Y
61872 | Gavilan District College Solar Project | 61993 | Gavilan Community College Solar Project | CA | Santa Clara | GDCBA | OP | Batteries | BA | Commercial Non-CHP | 4 | 0.5 | 0.5 | 0.5 | 6 | 2019 | 0.5 | 0.2 | 0.3 | LIB |  |  |  | 0.3 | CS | [6 empty] | PR |  |  |  | Y | Y |  |  |  | N | 61993 | GDCBA |  |  |  |  | N
61944 | MN8 Energy LLC | 61995 | UC Merced Solar Hybrid | CA | Merced | UCMBA | OP | Batteries | BA | IPP Non-CHP | 2 | 0.5 | 0.5 | 0.5 | 12 | 2018 | 0.9 | 0.5 | 0.5 | LIB |  |  |  | 0.5 | CS | [6 empty] | Y |  |  |  | PR | Y |  |  |  | Y | 61995 | UCMPV |  |  |  |  | N
61597 | Caldwell Wastewater Treatment Plant | 62027 | Caldwell Wastewater Treatment Plant Hybr | NJ | Essex | BAT1 | OP | Batteries | BA | Electric Utility | 1 | 1 | 0.5 | 0.5 | 12 | 2016 | 2 | 0.5 | 0.5 | OTH |  |  |  | 0.5 | CS |  | Y |  |  | Y |  |  |  |  | PR | Y | Y |  |  |  | N | 62027 | PV1 |  |  |  |  | N
61687 | KCE NY 1, LLC | 62147 | KCE NY 1 | NY | Saratoga | KNY1 | OP | Batteries | BA | IPP Non-CHP | 2 | 20 | 20 | 20 | 3 | 2019 | 8.4 | 20 | 20 | LIB |  |  |  | 6.5 | CS |  | PR | [13 empty] | N | [6 empty] | N
61684 | Diablo Energy Storage, LLC | 62175 | Diablo Energy Storage | CA | Contra Costa | DIBLO | OP | Batteries | BA | IPP Non-CHP | 2 | 200 | 200 | 200 | 4 | 2022 | 800 | 200 | 200 | LIB |  |  |  | 66 | CS | PR | Y | Y | Y | [11 empty] | N | [6 empty] | N
11806 | Massachusetts Mun Wholes Electric Co | 62219 | Ashburnham Energy Storage Project | MA | Worcester | AMLPB | OP | Batteries | BA | Electric Utility | 1 | 3 | 3 | 3 | 3 | 2019 | 3 | 3 | 3 | LIB |  |  |  | 3 | CT | [6 empty] | PR | [7 empty] | N | N | [6 empty] | N
61752 | Lone Star Solar | 62235 | Lone Star Solar | SC | Calhoun | 50 | OP | Batteries | BA | IPP Non-CHP | 2 | 66 | 66 | 66 | 12 | 2024 | 198 | 66 | 66 | LIB |  |  |  | 74.9 | CS |  |  |  |  | Y |  | PR |  |  |  | Y |  | Y |  |  | Y | 61752 | 49 |  |  |  |  | N
61768 | Arrow Canyon Solar LLC | 62248 | Arrow Canyon Solar Hybrid | NV | Clark | 2 | OP | Batteries | BA | IPP Non-CHP | 2 | 75 | 75 | 75 | 12 | 2023 | 375 | 40 | 40 | LIB |  |  |  | 75 | CS | PR | [9 empty] | Y |  |  | Y |  | Y | 62248 | 1 |  |  |  |  | N
2144 | Town of Braintree - (MA) | 62257 | Station 9 Energy Storage System | MA | Norfolk | ESS1 | OP | Batteries | BA | Electric Utility | 1 | 2 | 2 | 2 | 6 | 2018 | 4.2 | 2 | 2 | LIB |  |  |  | 2 | CS | [6 empty] | PR | [7 empty] | N | N | [6 empty] | N
19499 | United Power, Inc | 62373 | I25 Battery Storage | CO | Weld | I25BA | OP | Batteries | BA | Electric Utility | 1 | 4 | 4 | 4 | 12 | 2018 | 16 | 4 | 4 | LIB |  |  |  | 0.4 | CS | [6 empty] | PR |  |  |  |  | N |  |  | N | N | [6 empty] | Y
7601 | Green Mountain Power Corp | 62381 | GMP Solar/Storage-Milton Hybrid | VT | Chittenden | GMPBM | OP | Batteries | BA | Electric Utility | 1 | 2 | 2 | 2 | 9 | 2019 | 8 | 2 | 2 | LIB |  |  |  | 2 | OT |  | Y | Y |  |  |  | PR | Y |  |  | Y |  | N |  |  | N | [6 empty] | Y
7601 | Green Mountain Power Corp | 62382 | GMP Solar/Storage-Ferrisburgh Hybrid | VT | Addison | GMPBF | OP | Batteries | BA | Electric Utility | 1 | 2 | 2 | 2 | 9 | 2019 | 8 | 2 | 2 | LIB |  |  |  | 2 | OT |  | Y | Y |  |  |  | PR | Y |  |  | Y |  | N |  |  | N | [6 empty] | Y
7601 | Green Mountain Power Corp | 62383 | GMP Solar/Storage-Essex Hybrid | VT | Chittenden | GMPBE | OP | Batteries | BA | Electric Utility | 1 | 2 | 2 | 2 | 9 | 2019 | 8 | 2 | 2 | LIB |  |  |  | 2 | OT |  | Y |  |  |  |  | PR | Y |  |  | Y |  | N |  |  | N | [6 empty] | Y
61957 | Kearny Mesa Storage LLC | 62441 | Kearny Mesa Storage LLC | CA | San Diego | U1 | OP | Batteries | BA | IPP Non-CHP | 2 | 1 | 1 | 1 | 2 | 2020 | 1 | 1 | 1 | LIB |  |  |  | 1 | CS | PR | [8 empty] | Y |  |  |  |  | N | N | [6 empty] | N
61728 | GlidePath Power Operations LLC | 62444 | Meyersdale Battery | PA | Somerset | BMY | OP | Batteries | BA | IPP Non-CHP | 2 | 18 | 18 | 18 | 12 | 2015 | 12.1 | 18 | 18 | LIB |  |  |  | 18 | CT |  | PR | [13 empty] | N | [6 empty] | N
17609 | Southern California Edison Co | 62460 | DESI-2 Battery Storage Facility | CA | Orange | DESI2 | OP | Batteries | BA | Electric Utility | 1 | 1.4 | 1.4 | 1.4 | 10 | 2019 | 3.7 | 1.4 | 1.4 | LIB |  |  |  | 1.4 | CS | [6 empty] | PR | [8 empty] | N | [6 empty] | Y
6452 | Florida Power & Light Co | 62490 | Echo River Solar | FL | Suwannee | 2 | OP | Batteries | BA | Electric Utility | 1 | 30 | 30 | 30 | 12 | 2021 | 75 | 30 | 30 | LIB |  |  |  | 30 | CS | [5 empty] | Y | PR |  |  |  | Y | Y |  |  |  | Y | 62490 | 1 |  |  |  |  | Y
61978 | Convergent Energy and Power LP | 62497 | Orange County Energy Storage 2 | CA | Orange | OCES2 | OA | Batteries | BA | IPP Non-CHP | 2 | 9 | 9 | 9 | 11 | 2021 | 36 | 9 | 9 | LIB |  |  |  | 9 | CS | Y | Y |  |  |  |  | PR | [8 empty] | N | [6 empty] | N
61978 | Convergent Energy and Power LP | 62499 | Orange County Energy Storage 3 | CA | Orange | OCES3 | OA | Batteries | BA | IPP Non-CHP | 2 | 6 | 6 | 6 | 11 | 2021 | 24 | 6 | 6 | LIB |  |  |  | 6 | CS | Y | Y |  |  |  |  | PR | [8 empty] | N | [6 empty] | N
6455 | Duke Energy Florida, LLC | 62541 | Lake Placid Solar Power Plant | FL | Highlands | ES1 | OP | Batteries | BA | Electric Utility | 1 | 17.3 | 17.3 | 17.3 | 2 | 2023 | 36 | 17.3 | 17.3 | LIB |  |  |  | 12 | CS |  |  |  | Y | Y | [5 empty] | PR |  | Y |  |  | Y | 62541 | PV1 |  |  |  |  | Y
62047 | Roadrunner Solar, LLC | 62561 | Roadrunner, LLC Hybrid | TX | Upton | BA | OP | Batteries | BA | IPP Non-CHP | 2 | 63.3 | 50 | 50 | 7 | 2023 | 108.6 | 50 | 50 | LIB |  |  |  | 81 | CS | PR | Y | [6 empty] | Y |  |  | N | N |  |  | N | [6 empty] | N
62046 | High Lonesome Wind Power, LLC | 62562 | High Lonesome Wind Power, LLC Hybrid | TX | Upton | BA | OP | Batteries | BA | IPP Non-CHP | 2 | 63.3 | 51 | 51 | 6 | 2023 | 81 | 51.1 | 51.1 | LIB |  |  |  | 81.3 | CS | PR | Y | [6 empty] | Y | [5 empty] | N | N | [6 empty] | N
14328 | Pacific Gas & Electric Co. | 62564 | Elkhorn Battery Energy Storage System | CA | Monterey | ELKHO | OP | Batteries | BA | Electric Utility | 1 | 182.5 | 182.5 | 182.5 | 4 | 2022 | 730 | 182.5 | 182.5 | LIB |  |  |  | 60 | CS | Y | PR |  | Y | [11 empty] | N | [6 empty] | N
12341 | MidAmerican Energy Co | 62569 | Knoxville Battery Energy Storage | IA | Marion | ES1 | OP | Batteries | BA | Electric Utility | 1 | 1.1 | 1.1 | 1.1 | 12 | 2018 | 4 | 1.1 | 1.1 | LIB |  |  |  | 1.1 | CS | PR | [13 empty] | N | N | [6 empty] | N
11806 | Massachusetts Mun Wholes Electric Co | 62585 | Beebe Substation Battery Storage | MA | Middlesex | WAKFD | OP | Batteries | BA | Electric Utility | 1 | 3 | 3 | 3 | 3 | 2019 | 3 | 3 | 3 | LIB |  |  |  | 3 | CT | [6 empty] | PR | [7 empty] | N | N | [6 empty] | N
59497 | Eversource | 62604 | Outer Cape Community Battery | MA | Barnstable | OCESS | OP | Batteries | BA | IPP Non-CHP | 2 | 25 | 25 | 25 | 12 | 2022 | 38 | 10 | 25 | LIB |  |  |  | 16.5 | BL | [6 empty] | Y |  | Y | PR | [5 empty] | N | [6 empty] | Y
16604 | City of San Antonio - (TX) | 62609 | Commerce ESS | TX | Bexar | BA1 | OP | Batteries | BA | Electric Utility | 1 | 10 | 10 | 10 | 6 | 2019 | 10 | 10 | 10 | LIB |  |  |  | 10 | CS | Y | Y | PR | [7 empty] | Y |  |  |  |  | N | [6 empty] | N
62109 | Searcy Solar, LLC | 62617 | Searcy Solar Hybrid | AR | White | SEABT | OP | Batteries | BA | Electric Utility | 1 | 10 | 10 | 10 | 1 | 2022 | 30 | 10 | 10 | LIB |  |  |  | 7.8 | CS | [6 empty] | Y |  |  |  | PR |  | Y | N |  | Y | 62617 | SEARC |  |  |  |  | N
62122 | Minuteman Energy Storage, LLC | 62644 | Minuteman Energy Storage | MA | Middlesex | MMES | OP | Batteries | BA | IPP Non-CHP | 2 | 5 | 5 | 5 | 5 | 2019 | 10 | 5 | 5 | LIB |  |  |  | 5 | CS | [6 empty] | PR | Y | [7 empty] | N | [6 empty] | N
63359 | REA Investments, LLC | 62652 | Happy Hollow CSG Hybrid | MA | Worcester | HHESS | OP | Batteries | BA | IPP Non-CHP | 2 | 3.3 | 3.3 | 3.3 | 10 | 2019 | 6.6 | 3.3 | 3.3 | LIB |  |  |  | 3.3 | CS |  | PR |  | Y | [6 empty] | Y |  | N | Y |  | Y | 62652 | HHPV |  |  |  |  | N
61204 | Today's Power, Inc. | 62682 | Noland Wastewater Treatment Plant Hybrid | AR | Washington | FAYEB | OP | Batteries | BA | Commercial Non-CHP | 4 | 6 | 6 | 6 | 7 | 2019 | 13.1 | 6 | 6 | LIB |  |  |  | 6 | BL | [6 empty] | PR |  |  |  | Y | Y |  |  |  | Y | 62682 | FAYE1 |  |  |  |  | N
61204 | Today's Power, Inc. | 62683 | Westside Wastewater Treatment Plant Hybr | AR | Washington | FAYWB | OP | Batteries | BA | Commercial Non-CHP | 4 | 6 | 6 | 6 | 7 | 2019 | 13.1 | 6 | 6 | LIB |  |  |  | 6 | BL | [6 empty] | PR |  |  |  | Y | Y |  |  |  | Y | 62683 | FAYW1 |  |  |  |  | N
56769 | Consolidated Edison Development Inc. | 62695 | CED Northampton Solar LLC Hybrid | MA | Hampshire | NSES | OP | Batteries | BA | IPP Non-CHP | 2 | 2.3 | 2.3 | 2.3 | 12 | 2020 | 4.9 | 2 | 2 | LIB |  |  |  | 2 | CS |  |  |  |  | PR |  | Y |  |  |  | Y | Y |  |  |  | Y | 62695 | NSMA |  |  |  |  | N
40215 | Cordova Electric Coop, Inc | 62714 | Eyak Service Center BESS | AK | Valdez Cordova | BESS1 | OP | Batteries | BA | Electric Utility | 1 | 1 | 1 | 1 | 8 | 2019 | 0.9 | 1 | 1 | LIB |  |  |  | 0.8 | CS |  | PR | Y | Y |  |  | Y | Y | Y | [6 empty] | N | [6 empty] | N
62652 | East Hampton Energy Storage Center, LLC | 62733 | East Hampton Energy Storage Center | NY | Suffolk | BEH | OP | Batteries | BA | IPP Non-CHP | 2 | 5 | 5 | 5 | 8 | 2018 | 40 | 5 | 5 | LIB |  |  |  | 5 | BL | Y |  |  | Y |  |  | Y | PR | Y | [6 empty] | N | [6 empty] | N
62651 | Montauk Energy Storage Center, LLC | 62734 | Montauk Energy Storage Center | NY | Suffolk | BME | OP | Batteries | BA | IPP Non-CHP | 2 | 5 | 5 | 5 | 2 | 2019 | 40 | 5 | 5 | LIB |  |  |  | 0.7 | BL | [6 empty] | Y | PR | [7 empty] | N | [6 empty] | N
62668 | Wheatridge Wind Holdings, LLC | 62745 | Wheatridge Hybrid | OR | Morrow | BTRY | OP | Batteries | BA | IPP Non-CHP | 2 | 30 | 30 | 30 | 3 | 2022 | 120 | 30 | 30 | LIB |  |  |  | 30 | CS | [10 empty] | PR |  | Y |  |  | Y | 62745 | SOLAR |  |  |  |  | N
61728 | GlidePath Power Operations LLC | 62753 | Prospect Storage | TX | Brazoria | BESS | OP | Batteries | BA | IPP Non-CHP | 2 | 9.9 | 9.9 | 9.9 | 1 | 2020 | 10 | 9.9 | 9.9 | LIB |  |  |  | 3.3 | CS | Y | Y |  | PR | [10 empty] | N | N | [6 empty] | N
61420 | ENGIE Storage Services NA LLC | 62754 | San Diego International Airport BESS | CA | San Diego | BA | OP | Batteries | BA | Commercial Non-CHP | 4 | 2 | 2 | 2 | 6 | 2021 | 4 | 2 | 2 | LIB |  |  |  | 2 | CS | Y |  | PR |  |  |  | Y |  |  |  |  | Y |  |  |  | N | [6 empty] | N
61522 | Viridity Energy Solutions, Inc. | 62801 | Vallecito | CA | Santa Barbara | ORN34 | OP | Batteries | BA | IPP Non-CHP | 2 | 10 | 10 | 10 | 2 | 2021 | 10 | 10 | 10 | LIB |  |  |  | 10 | CS | PR | Y | [13 empty] | N | [6 empty] | N
63332 | Acushnet | 62835 | Acushnet Ball Plant 2 | MA | Bristol | ESS-1 | OA | Batteries | BA | Industrial Non-CHP | 6 | 1 | 1 | 1 | 6 | 2019 | 2 | 1 | 1 | LIB |  |  |  | 1 | CS |  | Y |  |  |  |  | PR | [8 empty] | N | [6 empty] | N
63332 | Acushnet | 62835 | Acushnet Ball Plant 2 | MA | Bristol | ESS-2 | OA | Batteries | BA | Industrial Non-CHP | 6 | 0.5 | 0.5 | 0.5 | 6 | 2019 | 1 | 0.5 | 0.5 | LIB |  |  |  | 0.5 | CS |  | Y |  |  |  |  | PR | [8 empty] | N | [6 empty] | N
4226 | Consolidated Edison Co-NY Inc | 62839 | 98th Street Battery Storage Station | NY | Queens | ESS98 | OP | Batteries | BA | Electric Utility | 1 | 2 | 1.5 | 1.5 | 6 | 2021 | 12 | 1 | 1.5 | LIB |  |  |  | 1.5 | CS | [6 empty] | PR | [7 empty] | N | N | [6 empty] | Y
62707 | Marengo Battery Storage LLC | 62856 | Marengo Battery Storage LLC | IL | McHenry | MBSS | OA | Batteries | BA | IPP Non-CHP | 2 | 20 | 20 | 20 | 12 | 2018 | 20 | 20 | 20 | LIB |  |  |  | 23.4 | CS |  | PR | [13 empty] | N | [6 empty] | N
15470 | Duke Energy Indiana, LLC | 62862 | Nabb Battery Energy Storage System | IN | Clark | ES1 | OP | Batteries | BA | Electric Utility | 1 | 5 | 5 | 5 | 12 | 2020 | 5 | 5 | 5 | LIB |  |  |  | 5 | CS |  | PR | [13 empty] | N | [6 empty] | N
62747 | Acorn I Energy Storage LLC | 62874 | Acorn I Energy Storage LLC | CA | Ventura | ACOR1 | OP | Batteries | BA | IPP Non-CHP | 2 | 2 | 2 | 2 | 4 | 2021 | 6 | 2 | 2 | LIB |  |  |  | 3 | CS | PR | Y | [13 empty] | N | [6 empty] | N
62748 | Wildcat I Energy Storage LLC | 62875 | Wildcat I Energy Storage LLC | CA | Riverside | WILD1 | OP | Batteries | BA | IPP Non-CHP | 2 | 3 | 3 | 3 | 11 | 2021 | 12 | 3 | 3 | LIB |  |  |  | 3 | CS | PR | Y | [13 empty] | N | [6 empty] | N
62763 | Hecate Energy Johanna Facility LLC | 62889 | Hecate Energy Johanna Facility | CA | Orange | HEGJF | OP | Batteries | BA | IPP Non-CHP | 2 | 10 | 10 | 10 | 10 | 2021 | 40 | 10 | 10 | LIB |  |  |  | 0.5 | CS | PR | Y |  |  |  |  | Y | [7 empty] | N | N | [6 empty] | N
62763 | Hecate Energy Johanna Facility LLC | 62889 | Hecate Energy Johanna Facility | CA | Orange | HJFII | OP | Batteries | BA | IPP Non-CHP | 2 | 10 | 10 | 10 | 10 | 2021 | 40 | 10 | 10 | LIB |  |  |  | 0.5 | CS | PR | Y |  |  |  |  | Y | [7 empty] | N | N | [6 empty] | N
61522 | Viridity Energy Solutions, Inc. | 62907 | Hinesburg | VT | Chittenden | VEC | OP | Batteries | BA | IPP Non-CHP | 2 | 1.9 | 1.9 | 1.9 | 9 | 2019 | 1.9 | 1.9 | 1.9 | LIB |  |  |  | 1.9 | CS |  | PR | [13 empty] | N | [6 empty] | N
62731 | Gopher Energy Storage, LLC | 62908 | Anoka BESS | MN | Anoka | BA | OP | Batteries | BA | IPP Non-CHP | 2 | 6 | 6 | 6 | 12 | 2018 | 12 | 6 | 6 | LIB |  |  |  | 4.9 | CS | [5 empty] | Y | PR |  |  |  | Y |  |  |  |  | N | [6 empty] | N
62731 | Gopher Energy Storage, LLC | 62937 | Athens BESS | MN | Isanti | BA | OP | Batteries | BA | IPP Non-CHP | 2 | 6 | 6 | 6 | 12 | 2018 | 12 | 6 | 6 | LIB |  |  |  | 4.9 | CS | [6 empty] | PR |  |  |  | Y |  |  |  |  | N | [6 empty] | N
49893 | Invenergy Services LLC | 62964 | El Sol BESS | AZ | Maricopa | EL50M | OP | Batteries | BA | IPP Non-CHP | 2 | 50 | 50 | 50 | 2 | 2023 | 50 | 50 | 50 | LIB |  |  |  | 9.4 | CS | PR | [5 empty] | Y | [8 empty] | N | [6 empty] | N
62812 | Syncarpha Tewksbury, LLC | 62968 | Syncarpha Tewksbury Hybrid CSG | MA | Middlesex | SYTKB | OP | Batteries | BA | IPP Non-CHP | 2 | 2 | 2 | 2 | 2 | 2022 | 4 | 2 | 2 | LIB |  |  |  | 0.6 | CT | Y |  |  | Y |  |  | Y |  |  |  | PR | Y | N |  |  | Y | 62968 | SYTKS |  |  |  |  | N
62826 | Syncarpha Puddon I, LLC | 62969 | Syncarpha Puddon I Hybrid CSG | MA | Worcester | SYP1B | OP | Batteries | BA | IPP Non-CHP | 2 | 4 | 4 | 4 | 3 | 2021 | 8 | 4 | 4 | LIB |  |  |  | 1.2 | CT | Y |  |  | Y |  | PR | Y |  |  |  | Y | N | N |  |  | N | [6 empty] | N
62827 | Syncarpha Puddon II, LLC | 62970 | Syncarpha Puddon II Hybrid CSG | MA | Worcester | SYP2B | OP | Batteries | BA | IPP Non-CHP | 2 | 4 | 4 | 4 | 3 | 2021 | 8 | 4 | 4 | LIB |  |  |  | 1.2 | CT | Y |  |  | Y |  | PR | Y |  |  |  | Y | N | N |  |  | N | [6 empty] | N
62813 | Syncarpha Westminster, LLC | 62971 | Syncarpha Westminster Hybrid CSG | MA | Worcester | SYWEB | OP | Batteries | BA | IPP Non-CHP | 2 | 2.9 | 2.9 | 2.9 | 2 | 2023 | 6 | 2.9 | 2.9 | NIB |  |  |  | 1.8 | CT | Y |  |  | Y |  |  | Y |  |  |  | PR | Y |  |  |  | Y | 62971 | SYWES |  |  |  |  | N
62814 | Syncarpha Leicester, LLC | 62972 | Syncarpha Leicester Hybrid CSG | MA | Worcester | SYLEB | OP | Batteries | BA | IPP Non-CHP | 2 | 2 | 2 | 2 | 6 | 2021 | 4.2 | 2 | 2 | NIB |  |  |  | 1.2 | CT | Y |  |  | Y |  |  | Y |  |  |  | PR |  | Y |  |  | Y | 62972 | SYLES |  |  |  |  | N
62819 | Syncarpha Halifax, LLC | 62973 | Syncarpha Halifax Hybrid CSG | MA | Plymouth | SYHAB | OP | Batteries | BA | IPP Non-CHP | 2 | 1.6 | 1.6 | 1.6 | 12 | 2020 | 3.2 | 1.6 | 1.6 | NIB |  |  |  | 1 | CT | Y |  |  | Y |  |  | Y |  |  |  | PR | Y |  |  |  | Y | 62973 | SYHAS |  |  |  |  | N
62820 | Syncarpha Millbury, LLC | 62974 | Syncarpha Millbury Hybrid (CSG) | MA | Worcester | SYMIB | OP | Batteries | BA | IPP Non-CHP | 2 | 3.8 | 3.8 | 3.8 | 2 | 2023 | 7.9 | 3.8 | 3.8 | NIB |  |  |  | 2.4 | CT | Y | Y |  | Y |  |  | Y |  |  |  | PR | Y |  |  |  | Y | 62974 | SYMIS |  |  |  |  | N
62822 | Syncarpha Blandford, LLC | 62975 | Syncarpha Blandford Hybrid CSG | MA | Hampden | SYBLB | OP | Batteries | BA | IPP Non-CHP | 2 | 3.9 | 3.9 | 3.9 | 5 | 2020 | 7.9 | 3.9 | 3.9 | NIB |  |  |  | 2.3 | CT | Y | Y |  | Y |  |  | Y |  |  |  | PR | Y |  |  |  | Y | 62975 | SYBLS |  |  |  |  | N
62821 | Syncarpha Northampton, LLC | 62976 | Syncarpha Northampton Hybrid CSG | MA | Hampshire | SYNOB | OP | Batteries | BA | IPP Non-CHP | 2 | 2 | 2 | 2 | 12 | 2020 | 4 | 2 | 2 | LIB |  |  |  | 0.6 | CT | Y |  | PR | Y |  |  | Y | [5 empty] | N |  |  | N | [6 empty] | N
62824 | Syncarpha Northbridge I, LLC | 62977 | Syncarpha Northbridge I Hybrid(CSG) | MA | Worcester | SYN1B | OP | Batteries | BA | IPP Non-CHP | 2 | 4 | 4 | 4 | 2 | 2022 | 8 | 4 | 4 | LIB |  |  |  | 1.2 | CT | Y |  |  | Y |  |  | Y |  |  |  | PR | Y |  |  |  | Y | 62977 | SYN1S |  |  |  |  | N
62825 | Syncarpha Northbridge II, LLC | 62978 | Syncarpha Northbridge II Hybrid CSG | MA | Worcester | SYN2B | OP | Batteries | BA | IPP Non-CHP | 2 | 3 | 3 | 3 | 4 | 2021 | 6 | 3 | 3 | LIB |  |  |  | 0.9 | CT | Y |  |  | Y |  |  | Y |  |  |  | PR | Y |  |  |  | Y | 62978 | SYN2S |  |  |  |  | N
56404 | National Grid | 62981 | East Pulaski BESS | NY | Oswego | BESS | OP | Batteries | BA | Electric Utility | 1 | 2 | 2 | 2 | 12 | 2018 | 4.2 | 2 | 2 | LIB |  |  |  | 0.6 | CS |  |  | Y |  |  | Y | PR | [8 empty] | N | [6 empty] | Y
61012 | AES Distributed Energy | 62999 | Finchville Solar, LLC Hybrid CSG | NY | Orange | BESS | OP | Batteries | BA | IPP Non-CHP | 2 | 3 | 3 | 3 | 10 | 2020 | 4.4 | 1.9 | 1.9 | LIB |  |  |  | 0.9 | CT | [6 empty] | Y |  |  |  | PR |  |  | Y |  | Y | 62999 | FINCH |  |  |  |  | N
61012 | AES Distributed Energy | 63000 | RT 52 Walden Solar 1, LLC Hybrid | NY | Orange | BESS | OP | Batteries | BA | IPP Non-CHP | 2 | 4 | 4 | 4 | 1 | 2020 | 8.8 | 3.9 | 3.9 | LIB |  |  |  | 0.9 | CT | [6 empty] | Y |  |  |  | PR | Y |  |  |  | Y | 63000 | WALDN |  |  |  |  | N
61012 | AES Distributed Energy | 63011 | Cronin Road Solar 1, LLC CSG Hybrid | MA | Worcester | BESS | OP | Batteries | BA | IPP Non-CHP | 2 | 1.5 | 1.5 | 1.5 | 7 | 2020 | 7.7 | 1.5 | 1.5 | LIB |  |  |  | 0.9 | CT | [6 empty] | Y |  |  |  | PR |  |  | Y |  | Y | 63011 | CRONI |  |  |  |  | N
62876 | Department of the Army, Fort Carson | 63022 | Fort Carson Battery Energy Storage Syste | CO | El Paso | 1 | OP | Batteries | BA | Commercial Non-CHP | 4 | 4.2 | 4.2 | 4.2 | 12 | 2018 | 8.5 | 4.2 | 4.2 | LIB |  |  |  | 1.4 | CS | [7 empty] | PR | [7 empty] | N | [6 empty] | Y
61012 | AES Distributed Energy | 63044 | Ryan Road Solar LLC Hybrid(CSG) | MA | Worcester | BESS | OP | Batteries | BA | IPP Non-CHP | 2 | 4.3 | 4.3 | 4.3 | 12 | 2021 | 14 | 4.3 | 4.3 | LIB |  |  |  | 0.9 | CT | [6 empty] | Y |  |  |  | PR |  |  | Y |  | Y | 63044 | ORCHA |  |  |  |  | N
3046 | Duke Energy Progress - (NC) | 63064 | Asheville-Rock Hill Battery | NC | Buncombe | ES1 | OP | Batteries | BA | Electric Utility | 1 | 8.8 | 8.8 | 8.8 | 8 | 2020 | 8.8 | 8.8 | 8.8 | LIB |  |  |  | 8.8 | CS | Y | Y |  |  |  |  | PR | [7 empty] | N | N | [6 empty] | Y
62731 | Gopher Energy Storage, LLC | 63090 | Athens - Coopers Corner BESS | MN | Isanti | COOPR | OP | Batteries | BA | IPP Non-CHP | 2 | 3 | 3 | 3 | 12 | 2018 | 6 | 3 | 3 | LIB |  |  |  | 4.9 | CS | [6 empty] | PR |  |  |  | Y |  |  |  |  | N | [6 empty] | N
62921 | Arroyo Solar LLC | 63172 | Arroyo Solar Energy Storage Hybrid | NM | McKinley | ARESS | OP | Batteries | BA | IPP Non-CHP | 2 | 150 | 150 | 150 | 7 | 2023 | 600 | 150 | 150 | LIB |  |  |  | 150 | CS | PR | [14 empty] | N | [6 empty] | N
62894 | Imeson Solar Farm LLC | 63186 | Imeson Solar | FL | Duval | IMESS | OP | Batteries | BA | IPP Non-CHP | 2 | 5 | 5 | 5 | 12 | 2019 | 3.8 | 1.5 | 1.5 | LIB |  |  |  | 4 | CS |  |  |  |  | PR |  | Y | [6 empty] | Y |  | Y | 63186 | IMESS |  |  |  |  | N
62950 | HG Solar Development, LLC | 63214 | Middleton Solar Park | MA | Essex | MDB02 | OP | Batteries | BA | IPP Non-CHP | 2 | 3 | 3 | 3 | 12 | 2019 | 6.6 | 3 | 2.7 | LIB |  |  |  | 0.2 | CS | [6 empty] | PR | Y |  |  | Y | Y |  |  |  | Y | 63214 | MDL01 |  |  |  |  | N
15296 | New York Power Authority | 63238 | Willis Battery Storage | NY | Franklin | WB1 | OP | Batteries | BA | Electric Utility | 1 | 20 | 20 | 20 | 7 | 2023 | 20 | 20 | 20 | LIB |  |  |  | 19 | CS | Y |  |  | PR | [10 empty] | N | N | [6 empty] | N
63012 | 2W Permian Solar, LLC | 63255 | 2W Permian Solar Project Hybrid | TX | Andrews | 2WPBA | OP | Batteries | BA | IPP Non-CHP | 2 | 40 | 40 | 40 | 10 | 2021 | 40 | 40 | 40 | LIB |  |  |  | 13.1 | BL | Y | Y |  | PR | [6 empty] | Y | Y |  |  |  | Y | 63255 | 2WPSO |  |  |  |  | N
61012 | AES Distributed Energy | 63264 | Partridge Hill Solar Hybrid | MA | Worcester | BATT | OP | Batteries | BA | IPP Non-CHP | 2 | 1.3 | 1.3 | 1.3 | 7 | 2020 | 1.5 | 1.3 | 1.3 | LIB |  |  |  | 0.9 | CS | [6 empty] | Y |  |  |  | PR |  |  | Y |  | Y | 63264 | PART3 |  |  |  |  | N
61012 | AES Distributed Energy | 63280 | AES Kekaha Solar, LLC Hybrid | HI | Kauai | BESS | OP | Batteries | BA | IPP Non-CHP | 2 | 14 | 14 | 14 | 4 | 2021 | 70 | 8 | 8 | LIB |  |  |  | 10 | CT |  | Y |  | Y | PR |  | Y | Y | Y | Y | Y |  |  | Y |  | Y | 63280 | KEKAH |  |  |  |  | N
15470 | Duke Energy Indiana, LLC | 63324 | Camp Atterbury Microgrid Hybrid | IN | Johnson | ES1 | OP | Batteries | BA | Electric Utility | 1 | 5 | 5 | 5 | 11 | 2019 | 5 | 5 | 5 | LIB |  |  |  | 3.3 | BL |  | PR |  |  |  |  | Y |  | Y | Y | Y | Y |  |  |  | N | [6 empty] | N
17609 | Southern California Edison Co | 63325 | Yorktown Battery Energy Storage Facility | CA | Los Angeles | YORK1 | OP | Batteries | BA | Electric Utility | 1 | 3 | 3 | 3 | 9 | 2024 | 9 | 3 | 3 | LIB |  |  |  | 1.6 | CS | Y |  |  |  |  | PR | [9 empty] | N | [6 empty] | Y
17609 | Southern California Edison Co | 63326 | Cadillac Battery Energy Storage Facility | CA | Los Angeles | CAD1 | OP | Batteries | BA | Electric Utility | 1 | 3.5 | 3.5 | 3.5 | 9 | 2024 | 8.8 | 3.5 | 3.5 | LIB |  |  |  | 1.6 | CS | Y |  |  |  |  | PR | [9 empty] | N | [6 empty] | Y
63107 | Lansing Renewables, LLC | 63337 | Lansing Renewables, LLC | NY | Tompkins | 14320 | OP | Batteries | BA | IPP Non-CHP | 2 | 3 | 3 | 3 | 4 | 2022 | 3 | 3 | 3 | LIB |  |  |  | 0 | CT | [10 empty] | PR |  | Y |  |  | Y | 63337 | 6004 |  |  |  |  | N
63108 | Granby Solar, LLC | 63338 | Granby Solar, LLC CSG | MA | Hampshire | 4788 | OP | Batteries | BA | IPP Non-CHP | 2 | 2 | 2 | 1.8 | 3 | 2022 | 2 | 2 | 2 | LIB |  |  |  | 0 | CT | [10 empty] | PR |  | Y |  |  | Y | 63338 | 4787 |  |  |  |  | N
63109 | Hales Mills Solar, LLC | 63339 | Hales Mills Solar, LLC | NY | Fulton | 09751 | OP | Batteries | BA | IPP Non-CHP | 2 | 3 | 3 | 3 | 9 | 2024 | 12.8 | 3 | 3 | LIB |  |  |  | 3 | CS | [10 empty] | PR |  | Y |  |  | Y | 63339 | 6609 |  |  |  |  | Y
63110 | Owlville Creek Solar 2, LLC | 63340 | Owlville Creek Solar 2, LLC | NY | Madison | 20660 | OP | Batteries | BA | IPP Non-CHP | 2 | 3 | 3 | 3 | 7 | 2022 | 12.8 | 3 | 3 | LIB |  |  |  | 0 | CS | [10 empty] | PR |  | Y |  |  | Y | 63340 | 6609 |  |  |  |  | N
63111 | Owlville Creek Solar, LLC | 63341 | Owlville Creek Solar, LLC | NY | Madison | 20660 | OP | Batteries | BA | IPP Non-CHP | 2 | 3 | 3 | 3 | 7 | 2022 | 12.8 | 3 | 3 | LIB |  |  |  | 0 | CS | [10 empty] | PR |  | Y |  |  | Y | 63341 | 20660 |  |  |  |  | N
63117 | Gemini Solar | 63352 | Gemini Solar Hybrid | NV | Clark | ARPV1 | OP | Batteries | BA | IPP Non-CHP | 2 | 380 | 380 | 380 | 3 | 2024 | 380 | 380 | 380 | LIB |  |  |  | 124.9 | CS | PR | [9 empty] | Y |  | Y |  |  | Y | 63352 | ARBE1 |  |  |  |  | N
63163 | Kearsarge Amesbury LLC | 63398 | Kearsarge Amesbury Hybrid | MA | Essex | AMBAT | OP | Batteries | BA | IPP Non-CHP | 2 | 1.6 | 1.6 | 1.6 | 12 | 2019 | 3.8 | 1.5 | 1.5 | LIB |  |  |  | 1.6 | CS |  |  |  |  | Y | [5 empty] | PR | Y |  |  |  | Y | 63398 | AMES |  |  |  |  | Y
61012 | AES Distributed Energy | 63415 | Middletown Solar 1, LLC Hybrid CSG | NY | Orange | BATT | OP | Batteries | BA | IPP Non-CHP | 2 | 1.6 | 1.6 | 1.6 | 12 | 2020 | 6.6 | 1.6 | 1.6 | LIB |  |  |  | 0.9 | CS | [6 empty] | Y |  |  |  | PR |  |  | Y |  | Y | 63415 | CENTR |  |  |  |  | N
62856 | Forefront Power, LLC | 63420 | Fresno Bullard High School Hybrid | CA | Fresno | BA903 | OP | Batteries | BA | IPP Non-CHP | 2 | 0.4 | 0.4 | 0.4 | 3 | 2020 | 0.4 | 0.4 | 0.4 | LIB |  |  |  | 0.2 | CS | [6 empty] | PR |  |  |  | Y | Y |  |  |  | Y | 63420 | 903 |  |  |  |  | N
62856 | Forefront Power, LLC | 63421 | Fresno Hoover High School Hybrid | CA | Fresno | BA291 | OP | Batteries | BA | IPP Non-CHP | 2 | 0.2 | 0.2 | 0.2 | 3 | 2020 | 0.2 | 0.2 | 0.2 | LIB |  |  |  | 0.2 | CS | [6 empty] | PR |  |  |  | Y | Y |  |  |  | Y | 63421 | 291 |  |  |  |  | N
62856 | Forefront Power, LLC | 63422 | Fresno Sunnyside High School Hybrid | CA | Fresno | BA112 | OP | Batteries | BA | IPP Non-CHP | 2 | 0.3 | 0.3 | 0.3 | 12 | 2020 | 0.3 | 0.3 | 0.3 | LIB |  |  |  | 0.2 | CS | [6 empty] | PR |  |  |  | Y | Y |  |  |  | Y | 63422 | 1122 |  |  |  |  | N
63187 | Rush Springs Energy Storage | 63458 | Rush Springs Energy Storage (BA) | OK | Grady | RUSHE | OP | Batteries | BA | IPP Non-CHP | 2 | 10 | 10 | 10 | 3 | 2020 | 20 | 10 | 10 | FLB |  |  |  | 10 | CS | Y | PR | [13 empty] | N | [6 empty] | N
61012 | AES Distributed Energy | 63468 | Hurteau Solar Project Hybrid | MA | Worcester | BATT | OP | Batteries | BA | IPP Non-CHP | 2 | 1.3 | 1.3 | 1.3 | 3 | 2020 | 1.5 | 1.3 | 1.3 | LIB |  |  |  | 0.9 | CS | [6 empty] | Y |  |  |  | PR |  |  | Y |  | Y | 63468 | HURTU |  |  |  |  | N
61012 | AES Distributed Energy | 63469 | Alicea Solar Project Hybrid CSG | MA | Worcester | BATT | OP | Batteries | BA | IPP Non-CHP | 2 | 1.5 | 1.5 | 1.5 | 12 | 2020 | 3 | 1.5 | 1.5 | LIB |  |  |  | 0.9 | CS | [6 empty] | Y |  |  |  | PR |  |  | Y |  | Y | 63469 | ALICA |  |  |  |  | N
61012 | AES Distributed Energy | 63470 | McDougle-Mitchell Solar Project Hybrid C | MA | Worcester | BATT | OP | Batteries | BA | IPP Non-CHP | 2 | 2.9 | 2.9 | 2.9 | 8 | 2020 | 5.7 | 2.9 | 2.9 | LIB |  |  |  | 0.9 | CS | [6 empty] | Y |  |  |  | PR |  |  | Y |  | Y | 63470 | MCDMT |  |  |  |  | N
61012 | AES Distributed Energy | 63472 | Cycz Solar Project CSG Hybrid | MA | Worcester | BATT | OP | Batteries | BA | IPP Non-CHP | 2 | 1.3 | 1.3 | 1.3 | 6 | 2020 | 2.5 | 1.3 | 1.3 | LIB |  |  |  | 0.9 | CS | [6 empty] | Y |  |  |  | PR |  |  | Y |  | Y | 63472 | CYCZ |  |  |  |  | N
61012 | AES Distributed Energy | 63473 | West A&B Solar Project Hybrid CSG | MA | Worcester | BATT | OP | Batteries | BA | IPP Non-CHP | 2 | 1.8 | 1.8 | 1.8 | 12 | 2020 | 3.5 | 1.8 | 1.8 | LIB |  |  |  | 0.9 | CS | [6 empty] | Y |  |  |  | PR |  |  | Y |  | Y | 63473 | WEST |  |  |  |  | N
61012 | AES Distributed Energy | 63474 | Annese Solar Project Hybrid CSG | MA | Worcester | BATT | OP | Batteries | BA | IPP Non-CHP | 2 | 3.5 | 3.5 | 3.5 | 12 | 2020 | 6.7 | 3.5 | 3.5 | LIB |  |  |  | 0.9 | CS | [6 empty] | Y |  |  |  | PR |  |  | Y |  | Y | 63474 | ANNES |  |  |  |  | N
61012 | AES Distributed Energy | 63475 | Randall Solar Project Hybrid | MA | Worcester | BATT | OP | Batteries | BA | IPP Non-CHP | 2 | 3.3 | 3.3 | 3.3 | 7 | 2021 | 6 | 3.2 | 3.2 | LIB |  |  |  | 0.9 | CT | [6 empty] | Y |  |  |  | PR |  |  | Y |  | Y | 63475 | RAND |  |  |  |  | N
63226 | CalCom Energy | 63486 | D'Arrigo Brothers - Phase 4 | CA | Monterey | DA04B | OP | Batteries | BA | IPP Non-CHP | 2 | 0.5 | 0.5 | 0.5 | 7 | 2019 | 0.8 | 0.1 | 0.1 | LIB |  |  |  | 0.1 | CS | Y | [5 empty] | PR |  |  |  |  | N |  |  | N | N | [6 empty] | N
57313 | Tesla Inc. | 63510 | Walnut Unified School District Walnut HS | CA | Los Angeles | ST1 | OP | Batteries | BA | IPP Non-CHP | 2 | 0.5 | 0.5 | 0.5 | 2 | 2020 | 0.5 | 0.1 | 0.1 | LIB |  |  |  | 0.1 | CS | [7 empty] | Y |  | Y | PR | Y |  |  |  | Y | 63510 | PV1 |  |  |  |  | N
56215 | Big Sky Wind, LLC | 63522 | Hickory Park Solar Hybrid | GA | Mitchell | HPBAT | OP | Batteries | BA | IPP Non-CHP | 2 | 40 | 40 | 40 | 6 | 2022 | 80 | 42 | 40 | LIB |  |  |  | 240 | OT |  |  |  |  | PR | [5 empty] | Y |  | Y |  |  | Y | 63522 | HPRK |  |  |  |  | Y
63260 | Cobb Electric Membership Corporation | 63535 | Solar BESS Hybrid | GA | Cobb | TEST | OP | Batteries | BA | IPP Non-CHP | 2 | 1 | 1 | 1 | 10 | 2020 | 4 | 1 | 1 | LIB |  |  |  | 1 | BL | Y | [5 empty] | PR |  |  | Y | Y | Y |  |  | Y | Y | 63535 | SOLAR |  |  |  |  | N
21538 | Mohave Electric Cooperative, Inc. | 63554 | Mohave Electric Cooperative at Joy Lane | AZ | Mohave | MSSB1 | OP | Batteries | BA | IPP Non-CHP | 2 | 15 | 15 | 15 | 9 | 2024 | 60 | 15 | 15 | LIB |  |  |  | 3 | CS | Y |  |  | Y |  |  | PR |  | Y |  | Y | Y |  |  |  | Y | 63554 | PV2 |  |  |  |  | Y
14154 | Orange & Rockland Utils Inc | 63585 | NY3 Battery | NY | Rockland | NY3 | OP | Batteries | BA | Electric Utility | 1 | 3 | 3 | 3 | 12 | 2020 | 12 | 3 | 3 | LIB |  |  |  | 3 | CS | Y |  |  | Y |  | PR | Y | Y | [6 empty] | N | N | [6 empty] | Y
63785 | Hybrid-Electric Building Technologies West Los Angeles 1, LLC | 63609 | Allergan | CA | Orange | ALRGN | OP | Batteries | BA | Commercial Non-CHP | 4 | 1.5 | 1.5 | 1.5 | 7 | 2019 | 9 | 1.5 | 1.5 | LIB |  |  |  | 1.5 | CS | Y | [6 empty] | PR | [6 empty] | N | N | [6 empty] | N
63785 | Hybrid-Electric Building Technologies West Los Angeles 1, LLC | 63610 | Baker | CA | Orange | BAKER | OP | Batteries | BA | Commercial Non-CHP | 4 | 1.2 | 1.2 | 1.2 | 4 | 2019 | 6.3 | 1.2 | 1.2 | LIB |  |  |  | 1.2 | CS | Y | [5 empty] | Y | PR | [6 empty] | N | N | [6 empty] | N
63785 | Hybrid-Electric Building Technologies West Los Angeles 1, LLC | 63611 | CSU Long Beach | CA | Los Angeles | CSULB | OP | Batteries | BA | Commercial Non-CHP | 4 | 2.5 | 2.5 | 2.5 | 3 | 2017 | 15 | 2.5 | 2.5 | LIB |  |  |  | 2.5 | CS | Y | [5 empty] | Y | PR | [6 empty] | N | N | [6 empty] | N
63785 | Hybrid-Electric Building Technologies West Los Angeles 1, LLC | 63612 | DATS | CA | Orange | DATS0 | OP | Batteries | BA | Commercial Non-CHP | 4 | 1 | 1 | 1 | 4 | 2017 | 6 | 1 | 1 | LIB |  |  |  | 1 | CS | Y | [5 empty] | Y | PR | [6 empty] | N | N | [6 empty] | N
63785 | Hybrid-Electric Building Technologies West Los Angeles 1, LLC | 63613 | Downey | CA | Los Angeles | DOWNY | OP | Batteries | BA | Commercial Non-CHP | 4 | 2 | 2 | 2 | 12 | 2019 | 13 | 2 | 2 | LIB |  |  |  | 2 | CS | Y | [5 empty] | Y | PR | [6 empty] | N | N | [6 empty] | N
63785 | Hybrid-Electric Building Technologies West Los Angeles 1, LLC | 63614 | LAWRP | CA | Orange | LAWRP | OP | Batteries | BA | Commercial Non-CHP | 4 | 1 | 1 | 1 | 4 | 2019 | 5 | 1 | 1 | LIB |  |  |  | 1 | CS | Y | [5 empty] | Y | PR | [6 empty] | N | N | [6 empty] | N
63785 | Hybrid-Electric Building Technologies West Los Angeles 1, LLC | 63615 | Long Beach Convention Center | CA | Los Angeles | LBCON | OP | Batteries | BA | Commercial Non-CHP | 4 | 1.5 | 1.5 | 1.5 | 4 | 2019 | 8.6 | 1.5 | 1.5 | LIB |  |  |  | 1.5 | CS | Y | [5 empty] | Y | PR | [6 empty] | N | N | [6 empty] | N
63785 | Hybrid-Electric Building Technologies West Los Angeles 1, LLC | 63616 | OCSD | CA | Orange | OCSD1 | OP | Batteries | BA | Commercial Non-CHP | 4 | 4.9 | 4.9 | 4.9 | 8 | 2019 | 32.6 | 4.9 | 4.9 | LIB |  |  |  | 4.9 | CS | Y | [5 empty] | Y | PR | [6 empty] | N | N | [6 empty] | N
63785 | Hybrid-Electric Building Technologies West Los Angeles 1, LLC | 63617 | SOCCD | CA | Orange | SOCCD | OP | Batteries | BA | Commercial Non-CHP | 4 | 1.3 | 1.3 | 1.3 | 6 | 2019 | 7.2 | 1.3 | 1.3 | LIB |  |  |  | 1.3 | CS | Y | [5 empty] | Y | PR | [6 empty] | N | N | [6 empty] | N
61012 | AES Distributed Energy | 63685 | Luna Storage | CA | Los Angeles | LUNA | OP | Batteries | BA | IPP Non-CHP | 2 | 100 | 100 | 100 | 6 | 2022 | 400 | 100 | 100 | LIB |  |  |  | 0.9 | CT | PR | Y | [6 empty] | Y | [6 empty] | N | [6 empty] | Y
63414 | Cool Springs Solar, LLC | 63721 | Cool Springs Solar (Hybrid) | GA | Decatur | CSBAT | OP | Batteries | BA | IPP Non-CHP | 2 | 40 | 40 | 40 | 12 | 2021 | 80 | 40 | 40 | LIB |  |  |  | 72.4 | CS |  |  | Y |  | PR |  | Y |  |  |  | Y |  | Y |  |  | Y | 63721 | COOLS |  |  |  |  | N
60025 | Greenbacker Renewable Energy Corporation | 63722 | Rawhide Prairie Solar Hybrid | CO | Larimer | BA1 | OP | Batteries | BA | IPP Non-CHP | 2 | 1 | 1 | 1 | 3 | 2021 | 2 | 1 | 1 | LIB |  |  |  | 1 | CS | [6 empty] | PR | Y |  |  | Y | Y |  |  |  | Y | 63722 | PV1 |  |  |  |  | N
61944 | MN8 Energy LLC | 63727 | Slate Hybrid | CA | Kings | SLB3C | OP | Batteries | BA | IPP Non-CHP | 2 | 33.8 | 33.8 | 33.8 | 3 | 2022 | 135 | 33.8 | 33.8 | LIB |  |  |  | 11.1 | CS |  |  |  |  | PR | [5 empty] | Y | Y |  |  |  | Y | 63727 | SL3EC |  |  |  |  | N
61944 | MN8 Energy LLC | 63727 | Slate Hybrid | CA | Kings | SLBES | OP | Batteries | BA | IPP Non-CHP | 2 | 50 | 50 | 50 | 4 | 2022 | 200 | 50 | 50 | LIB |  |  |  | 16.4 | CS |  |  |  |  | PR | [5 empty] | Y | Y |  |  |  | Y | 63727 | SLSTN |  |  |  |  | N
61944 | MN8 Energy LLC | 63727 | Slate Hybrid | CA | Kings | SLBPW | OP | Batteries | BA | IPP Non-CHP | 2 | 10 | 10 | 10 | 3 | 2022 | 40 | 10 | 10 | LIB |  |  |  | 3.3 | CS |  |  |  |  | PR | [5 empty] | Y | Y |  |  |  | Y | 63727 | SLPWR |  |  |  |  | N
61944 | MN8 Energy LLC | 63727 | Slate Hybrid | CA | Kings | SLBSV | OP | Batteries | BA | IPP Non-CHP | 2 | 46.5 | 46.5 | 46.5 | 2 | 2022 | 186 | 46.5 | 46.5 | LIB |  |  |  | 15.2 | CS |  |  |  |  | PR | [5 empty] | Y | Y |  |  |  | Y | 63727 | SLSVC |  |  |  |  | N
63420 | Taos Mesa Energy Facility, LLC | 63728 | Taos Mesa Energy Facility Hybrid | NM | Taos | BESS | OP | Batteries | BA | Electric Utility | 1 | 12.5 | 12.5 | 12.5 | 11 | 2022 | 25 | 12.5 | 12.5 | LIB |  |  |  | 5 | CS | [6 empty] | PR | Y |  |  | Y | Y |  |  |  | Y | 63728 | TMEF1 |  |  |  |  | Y
63427 | Neptune Energy Center, LLC | 63731 | Neptune Energy Center Hybrid | CO | Pueblo | NT125 | OP | Batteries | BA | IPP Non-CHP | 2 | 125 | 125 | 125 | 6 | 2023 | 500 | 125 | 125 | LIB |  |  |  | 33 | CS |  |  |  |  | Y |  | Y |  |  |  | PR | Y |  |  |  | Y | 63731 | NT325 |  |  |  |  | N
63424 | Silverstrand Grid, LLC | 63735 | Silverstrand Grid Energy Storage System | CA | Ventura | SLV01 | OP | Batteries | BA | IPP Non-CHP | 2 | 11 | 11 | 11 | 4 | 2021 | 44 | 11 | 11 | LIB |  |  |  | 3.6 | CS | PR | Y |  | Y | [11 empty] | N | [6 empty] | N
63430 | Chisholm Grid, LLC | 63737 | Chisholm Grid Energy Storage System | TX | Tarrant | CHS01 | OP | Batteries | BA | IPP Non-CHP | 2 | 100 | 100 | 100 | 10 | 2021 | 125 | 100 | 100 | LIB |  |  |  | 33 | CS | PR | Y |  | Y | [11 empty] | N | [6 empty] | N
63451 | Madero Grid, LLC | 63757 | Madero Grid | TX | Hidalgo | MAD01 | OP | Batteries | BA | IPP Non-CHP | 2 | 100 | 100 | 100 | 3 | 2023 | 100 | 100 | 100 | LIB |  |  |  | 34 | CS | PR | [7 empty] | Y | [6 empty] | N | [6 empty] | N
64541 | CES Agawam Tuckahoe Solar LLC | 63763 | CES Agawam Tuckahoe Solar Hybrid | MA | Hampden | ATES | OP | Batteries | BA | IPP Non-CHP | 2 | 2.6 | 2.6 | 2.6 | 12 | 2021 | 5.2 | 2.6 | 2.6 | LIB |  |  |  | 0.1 | CS |  |  |  |  | Y |  | Y |  |  |  | PR |  | Y |  |  | Y | 63763 | ATPV |  |  |  |  | N
59474 | BQ Energy LLC | 63774 | Mount Kisco Landfill Solar & Storage CSG | NY | Westchester | KISCB | OP | Batteries | BA | IPP Non-CHP | 2 | 0.7 | 0.5 | 0.5 | 12 | 2020 | 2.1 | 0.5 | 0.7 | LIB |  |  |  | 0.5 | CS |  | PR | Y |  | Y | [5 empty] | Y |  | N |  |  | N | [6 empty] | N
7140 | Georgia Power Co | 63775 | Tech Square Microgrid | GA | Fulton | BESS1 | OP | Batteries | BA | Electric Utility | 1 | 0.2 | 0.2 | 0.2 | 10 | 2020 | 0.4 | 0.2 | 0.2 | LIB |  |  |  | 0.1 | BL | [9 empty] | PR |  |  |  |  | N | N | [6 empty] | N
63454 | Thunder Wolf Energy Center, LLC | 63776 | Thunder Wolf Energy Center Hybrid | CO | Pueblo | TW100 | OP | Batteries | BA | IPP Non-CHP | 2 | 100 | 100 | 100 | 6 | 2023 | 400 | 100 | 100 | LIB |  |  |  | 33 | CS |  |  |  |  | Y |  | Y |  |  |  | PR | Y |  |  |  | Y | 63776 | TW300 |  |  |  |  | N
63491 | Partridgeville Road Solar 1, LLC | 63804 | Partridgeville Hybrid CSG | MA | Worcester | PBESS | OP | Batteries | BA | IPP Non-CHP | 2 | 2 | 2 | 2 | 1 | 2020 | 3.9 | 2 | 2 | LIB |  |  |  | 2 | CS | [10 empty] | PR | Y |  |  |  | Y | 63804 | PAR |  |  |  |  | Y
63490 | 147 Williamsville Solar 1, LLC | 63805 | Williamsville Hybrid CSG | MA | Worcester | WBESS | OP | Batteries | BA | IPP Non-CHP | 2 | 3.3 | 3.3 | 3.3 | 9 | 2021 | 6.7 | 3.3 | 3.3 | LIB |  |  |  | 2.3 | CS | [10 empty] | PR | Y |  |  |  | Y | 63805 | WIL |  |  |  |  | Y
63512 | Gateway Energy Storage, LLC | 63834 | Gateway Energy Storage System | CA | San Diego | GTWAY | OP | Batteries | BA | IPP Non-CHP | 2 | 250 | 250 | 250 | 7 | 2020 | 700 | 250 | 250 | LIB |  |  |  | 69.6 | BL | PR |  | Y | Y | [11 empty] | N | [6 empty] | N
63522 | Johanna Energy Center, LLC | 63843 | Johanna Energy Center, LLC | CA | Orange | SAP2 | OP | Batteries | BA | IPP Non-CHP | 2 | 20 | 20 | 20 | 6 | 2022 | 80 | 20 | 20 | LIB |  |  |  | 7 | CS |  | Y |  |  |  |  | PR | [8 empty] | N | [6 empty] | N
63522 | Johanna Energy Center, LLC | 63843 | Johanna Energy Center, LLC | CA | Orange | SASP1 | OP | Batteries | BA | IPP Non-CHP | 2 | 20 | 20 | 20 | 6 | 2021 | 20 | 20 | 20 | LIB |  |  |  | 27.5 | CT |  | Y |  |  |  |  | PR | [7 empty] | Y | N | [6 empty] | N
63522 | Johanna Energy Center, LLC | 63843 | Johanna Energy Center, LLC | CA | Orange | SASP3 | OP | Batteries | BA | IPP Non-CHP | 2 | 40 | 40 | 40 | 8 | 2022 | 40 | 40 | 40 | LIB |  |  |  | 20.2 | CT |  | Y |  |  |  |  | PR | [7 empty] | Y | N | [6 empty] | N
63525 | Westlands Solar Blue (OZ) Owner, LLC | 63848 | Solar Blue | CA | Kings | BESS1 | OP | Batteries | BA | IPP Non-CHP | 2 | 225 | 225 | 225 | 12 | 2023 | 900 | 225 | 225 | LIB |  |  |  | 300 | CS | PR | Y | [13 empty] | N | [6 empty] | N
63526 | Castanea Project LLC | 63849 | Chestnut | CA | Kings | BESS1 | OP | Batteries | BA | IPP Non-CHP | 2 | 135 | 135 | 135 | 12 | 2023 | 540 | 135 | 135 | LIB |  |  |  | 135 | CS | PR | Y | [9 empty] | N |  |  |  | N | [6 empty] | N
63545 | Golden Fields Solar III, LLC | 63859 | Golden Field Solar III, LLC | CA | Kern | RCBA | OP | Batteries | BA | IPP Non-CHP | 2 | 147 | 147 | 147 | 3 | 2024 | 147 | 147 | 147 | LIB |  |  |  | 147 | CS | [10 empty] | PR | Y |  |  |  | Y | 63859 | RCBA | 63859 | RCTR |  |  | Y
63550 | Ventura Energy Storage, LLC | 63891 | Saticoy | CA | Ventura | SATCY | OP | Batteries | BA | IPP Non-CHP | 2 | 100 | 100 | 100 | 4 | 2021 | 400 | 100 | 100 | LIB |  |  |  | 70 | CS | PR | Y |  | Y |  |  |  |  | Y | [5 empty] | N | N | [6 empty] | Y
63549 | Lily Solar, LLC | 63892 | Lily Solar Hybrid | TX | Kaufman | LILYB | OP | Batteries | BA | IPP Non-CHP | 2 | 55.2 | 50 | 50 | 10 | 2021 | 80.5 | 50 | 50 | LIB |  |  |  | 75 | CS | PR | Y | [6 empty] | Y |  |  | N |  |  |  | N | [6 empty] | N
61012 | AES Distributed Energy | 63900 | AES Waikoloa Solar Hybrid | HI | Hawaii | KLOAB | OP | Batteries | BA | IPP Non-CHP | 2 | 30 | 30 | 30 | 4 | 2023 | 120 | 30 | 30 | LIB |  |  |  | 15.9 | CS |  | Y |  | Y | PR |  | Y | Y | Y |  | Y |  |  | Y |  | Y | 63900 | YKLOA |  |  |  |  | N
63571 | Azure Sky Solar Project, LLC | 63905 | Azure Sky Solar | TX | Haskell | ASKYB | OP | Batteries | BA | IPP Non-CHP | 2 | 91.2 | 91.2 | 91.2 | 6 | 2022 | 80.5 | 51.7 | 51.7 | LIB |  |  |  | 77 | CS | PR | Y | [6 empty] | Y |  |  | N |  |  |  | N | [6 empty] | N
63578 | Dodge Flat Solar, LLC | 63913 | Dodge Flat | NV | Washoe | DODGB | OP | Batteries | BA | IPP Non-CHP | 2 | 50 | 50 | 50 | 3 | 2022 | 200 | 50 | 50 | LIB |  |  |  | 16.4 | CS |  |  | PR |  |  |  | Y |  |  |  | Y |  |  | Y |  | Y | 63913 | DODGE |  |  |  |  | Y
61230 | Arevon Energy, Inc. | 63930 | Cal Flats BESS | CA | Monterey | CF60 | OP | Batteries | BA | IPP Non-CHP | 2 | 60 | 60 | 60 | 11 | 2021 | 242 | 60 | 60 | LIB |  |  |  | 66.5 | CS | PR | Y |  | Y | Y |  |  | Y | Y |  |  | Y |  |  |  | N | [6 empty] | N
13407 | Nevada Power Co | 63933 | Dry Lake Solar Energy Center | NV | Clark | DLES1 | OP | Batteries | BA | Electric Utility | 1 | 100 | 100 | 100 | 5 | 2024 | 150 | 100 | 100 | LIB |  |  |  | 150 | CS | [10 empty] | PR | Y |  |  |  | Y | 63933 | DLES1 |  |  |  |  | Y
64172 | Arevon Asset Management | 63943 | Coso Battery Storage | CA | Inyo | 61730 | OP | Batteries | BA | IPP Non-CHP | 2 | 60 | 60 | 60 | 4 | 2022 | 240 | 60 | 60 | LIB |  |  |  | 20 | CS | PR | Y |  |  |  |  | Y |  |  |  |  | Y | N |  |  | Y | 63943 | 61730 |  |  |  |  | N
6455 | Duke Energy Florida, LLC | 63995 | Trenton | FL | Gilchrist | ES1 | OP | Batteries | BA | Electric Utility | 1 | 11 | 11 | 11 | 12 | 2021 | 10.1 | 11 | 11 | LIB |  |  |  | 1.7 | CS | [6 empty] | PR | Y | [6 empty] | N | N | [6 empty] | Y
6455 | Duke Energy Florida, LLC | 63996 | Cape San Blas | FL | Gulf | ES1 | OP | Batteries | BA | Electric Utility | 1 | 5.5 | 5.5 | 5.5 | 8 | 2022 | 14.3 | 5.5 | 5.5 | LIB |  |  |  | 0.3 | CS | [5 empty] | Y | PR | [7 empty] | N | N | [6 empty] | Y
6455 | Duke Energy Florida, LLC | 63998 | Jennings Energy Storage Facility | FL | Hamilton | ES1 | OP | Batteries | BA | Electric Utility | 1 | 5.5 | 5.5 | 5.5 | 8 | 2022 | 5.5 | 5.5 | 5.5 | LIB |  |  |  | 0.3 | CS | [5 empty] | Y | PR | [7 empty] | N | N | [6 empty] | Y
6455 | Duke Energy Florida, LLC | 63999 | Micanopy Energy Storage Facility | FL | Alachua | ES1 | OP | Batteries | BA | Electric Utility | 1 | 8.3 | 8.3 | 8.3 | 10 | 2022 | 11.7 | 8.3 | 8.3 | LIB |  |  |  | 5 | CS | [5 empty] | Y | PR | [7 empty] | N | N | [6 empty] | Y
61012 | AES Distributed Energy | 64000 | Amaterasu LLC | MA | Worcester | BESS | OP | Batteries | BA | IPP Non-CHP | 2 | 3.2 | 3.2 | 3.2 | 6 | 2021 | 6 | 3.2 | 3.2 | LIB |  |  |  | 0.9 | CT | [6 empty] | Y |  |  |  | PR |  |  | Y |  | Y | 64000 | DRC |  |  |  |  | N
60146 | Ameresco Federal Solutions | 64050 | Fort Bragg - Camp Mackall PV BESS System | NC | Richmond | CMABS | OP | Batteries | BA | IPP Non-CHP | 2 | 2 | 2 | 2 | 2 | 2023 | 2 | 2 | 2 | LIB |  |  |  | 1.2 | CS | [9 empty] | PR | Y | Y | Y |  |  | Y | 64050 | CMAPV |  |  |  |  | N
63707 | OYA Blanchard Road LLC | 64084 | Blanchard Road 1 Community Solar | NY | Jefferson | BR1S | OP | Batteries | BA | IPP Non-CHP | 2 | 5 | 5 | 5 | 12 | 2019 | 15 | 3.8 | 3.8 | LIB |  |  |  | 3.8 | CS | [10 empty] | PR |  |  | Y |  | Y | 64084 | BR1CS |  |  |  |  | N
63708 | OYA Blanchard Road 2 LLC | 64087 | Blanchard Road 2 Community Solar | NY | Jefferson | BR2S | OP | Batteries | BA | IPP Non-CHP | 2 | 5 | 5 | 5 | 12 | 2019 | 15 | 3.8 | 3.8 | LIB |  |  |  | 3.8 | CS | [10 empty] | PR |  |  | Y |  | Y | 64087 | BR2CS |  |  |  |  | N
63723 | Ignacio Grid, LLC | 64089 | Ignacio Grid Energy Storage System | TX | Hidalgo | IGN01 | OP | Batteries | BA | IPP Non-CHP | 2 | 100 | 100 | 100 | 3 | 2023 | 100 | 100 | 100 | LIB |  |  |  | 34 | CS | PR | Y |  | Y | [11 empty] | N | [6 empty] | N
63709 | OYA NYS Rte 12 LLC | 64090 | NYS Rte 12 Community Solar | NY | Jefferson | NR12S | OP | Batteries | BA | IPP Non-CHP | 2 | 5 | 5 | 5 | 12 | 2019 | 15 | 3.8 | 3.8 | LIB |  |  |  | 3.8 | CS | [10 empty] | PR |  |  | Y |  | Y | 64090 | NYR12 |  |  |  |  | N
63711 | OYA Great Lakes Seaway LLC | 64092 | Great Lakes Seaway Community Solar | NY | Jefferson | GLSS | OP | Batteries | BA | IPP Non-CHP | 2 | 5 | 5 | 5 | 12 | 2019 | 15 | 3.8 | 3.8 | LIB |  |  |  | 3.8 | CS | [10 empty] | PR |  |  | Y |  | Y | 64092 | GLSCS |  |  |  |  | N
63731 | Desert Harvest II LLC | 64103 | Desert Harvest II LLC | CA | Riverside | DH003 | OP | Batteries | BA | IPP Non-CHP | 2 | 35 | 35 | 35 | 1 | 2021 | 140 | 35 | 35 | LIB |  |  |  | 11.5 | CS | PR | [9 empty] | Y |  | Y |  |  | Y | 64103 | DH002 |  |  |  |  | N
63733 | Maverick Solar 6, LLC | 64105 | Maverick Solar 6, LLC | CA | Riverside | MAV04 | OP | Batteries | BA | IPP Non-CHP | 2 | 50 | 50 | 50 | 6 | 2022 | 200 | 50 | 50 | LIB |  |  |  | 16.5 | CS | PR | [5 empty] | Y |  |  |  | Y | Y | Y |  |  | Y | 64105 | MAV03 |  |  |  |  | N
64059 | Ware Palmer Road Solar LLC | 64128 | Ware Palmer Road Solar LLC CSG | MA | Hampshire | WPRB | OP | Batteries | BA | IPP Non-CHP | 2 | 2 | 2 | 2 | 6 | 2021 | 4.5 | 2 | 2 | LIB |  |  |  | 1.1 | CS |  |  |  |  | Y |  | PR |  |  |  | Y |  | Y |  |  | Y | 64128 | WPRS |  |  |  |  | N
64058 | East Brookfield Adams Road Solar LLC | 64129 | East Brookfield Adams Road Solar LLC CSG | MA | Worcester | EBARB | OP | Batteries | BA | IPP Non-CHP | 2 | 3.1 | 2.8 | 2.8 | 6 | 2021 | 6.3 | 3 | 3 | LIB |  |  |  | 1.1 | CS |  |  |  |  | Y |  | PR |  |  |  | Y |  | Y |  |  | Y | 64129 | EBARS |  |  |  |  | N
61012 | AES Distributed Energy | 64140 | BWC Stony Brook, LLC Hybrid | MA | Middlesex | BESS | OP | Batteries | BA | IPP Non-CHP | 2 | 0.7 | 0.7 | 0.7 | 7 | 2021 | 1.4 | 0.7 | 0.7 | LIB |  |  |  | 0.9 | CT | [6 empty] | Y |  |  |  | PR |  |  | Y |  | Y | 64140 | BSBPV |  |  |  |  | N
61012 | AES Distributed Energy | 64147 | ZPD-PT Solar Project 2017-038 Hybrid LLC | MA | Worcester | DRAES | OP | Batteries | BA | IPP Non-CHP | 2 | 3.5 | 3.5 | 3.5 | 4 | 2021 | 6.7 | 3.5 | 3.5 | LIB |  |  |  | 0.9 | CT | [6 empty] | Y |  |  |  | PR |  |  | Y |  | Y | 64147 | DRAPV |  |  |  |  | N
63772 | Fish Springs Ranch Solar, LLC | 64148 | Fish Springs | NV | Washoe | FISHB | OP | Batteries | BA | IPP Non-CHP | 2 | 25 | 25 | 25 | 3 | 2022 | 100 | 25 | 25 | LIB |  |  |  | 8.2 | CS |  |  | PR |  |  |  | Y |  |  |  | Y |  |  | Y |  | Y | 64148 | FISH |  |  |  |  | Y
63784 | Azure Sky Wind Project, LLC | 64164 | Azure Sky Wind Project, LLC Hybrid | TX | Throckmorton | ASWBE | OP | Batteries | BA | IPP Non-CHP | 2 | 120 | 120 | 120 | 4 | 2024 | 190 | 121.8 | 121.8 | LIB |  |  |  | 195.5 | CS | PR | Y | [6 empty] | Y |  |  | N |  |  |  | N | [6 empty] | N
61012 | AES Distributed Energy | 64170 | BWC Muddy Brook, LLC Hybrid | MA | Worcester | MBES | OP | Batteries | BA | IPP Non-CHP | 2 | 0.9 | 0.9 | 0.9 | 9 | 2021 | 1.8 | 0.9 | 0.9 | LIB |  |  |  | 0.9 | CT | [6 empty] | Y |  |  |  | PR |  |  | Y |  | Y | 64170 | MBPV |  |  |  |  | N
61012 | AES Distributed Energy | 64182 | BWC Lake Lashaway, LLC Hybrid | MA | Worcester | DRAES | OP | Batteries | BA | IPP Non-CHP | 2 | 3.7 | 3.7 | 3.7 | 5 | 2021 | 9 | 3.7 | 3.7 | LIB |  |  |  | 0.9 | CT | [6 empty] | Y |  |  |  | PR |  |  | Y |  | Y | 64182 | DRAPV |  |  |  |  | N
61012 | AES Distributed Energy | 64185 | ZPD-PT Solar Project 2017-023 LLC Hybrid | MA | Worcester | DRAES | OP | Batteries | BA | IPP Non-CHP | 2 | 1.9 | 1.9 | 1.9 | 1 | 2021 | 3.5 | 1.9 | 1.9 | LIB |  |  |  | 0.9 | CT | [6 empty] | Y |  |  |  | PR |  |  | Y |  | Y | 64185 | DRAPV |  |  |  |  | N
61012 | AES Distributed Energy | 64187 | ZPD-PT Solar Project 2017-021 LLC Hybrid | MA | Hampden | DRAES | OP | Batteries | BA | IPP Non-CHP | 2 | 0.7 | 1 | 1 | 1 | 2021 | 2.5 | 0.7 | 0.7 | LIB |  |  |  | 0.9 | CT | [6 empty] | Y |  |  |  | PR |  |  | Y |  | Y | 64187 | DRAPV |  |  |  |  | N
56215 | Big Sky Wind, LLC | 64197 | Fifth Standard Solar PV, LLC (Hybrid) | CA | Fresno | FTHSB | OP | Batteries | BA | IPP Non-CHP | 2 | 137 | 117 | 117 | 9 | 2023 | 137 | 137 | 137 | LIB |  |  |  | 45.1 | CS |  | PR | [8 empty] | Y | Y |  |  |  | Y | 64197 | FTHSS |  |  |  |  | N
20160 | Energy Northwest | 64198 | Horn Rapids Solar, Storage and Training | WA | Benton | HRBE | OP | Batteries | BA | Electric Utility | 1 | 1 | 1 | 1 | 12 | 2020 | 4 | 1 | 1 | LIB |  |  |  | 2.4 | CS |  |  |  |  | Y |  | PR | [8 empty] | N | [6 empty] | N
15470 | Duke Energy Indiana, LLC | 64207 | Crane Battery Energy Storage System | IN | Martin | ES1 | OP | Batteries | BA | Electric Utility | 1 | 5 | 5 | 5 | 12 | 2020 | 5 | 5 | 5 | LIB |  |  |  | 5 | CS |  | PR | [6 empty] | Y | [6 empty] | N | [6 empty] | N
61514 | Agilitas Energy, Inc. | 64213 | Auburn Solar Project | MA | Worcester | BEAUB | OP | Batteries | BA | IPP Non-CHP | 2 | 3.8 | 3.8 | 3.8 | 5 | 2022 | 9.4 | 3.7 | 3.7 | LIB |  |  |  | 3.7 | CS | PR | [9 empty] | Y |  | Y |  |  | Y | 64213 | AUB |  |  |  |  | N
63842 | BCSB, LLC | 64222 | Burt County Solar Hybrid | NE | Burt | 2 | OP | Batteries | BA | IPP Non-CHP | 2 | 0.7 | 0.7 | 0.7 | 6 | 2021 | 3 | 0.7 | 0.7 | LIB |  |  |  | 0.8 | CS | [6 empty] | PR |  | Y |  |  | N |  |  |  | N | [6 empty] | N
63842 | BCSB, LLC | 64223 | Dodge County Solar Hybrid | NE | Dodge | 2 | OP | Batteries | BA | IPP Non-CHP | 2 | 0.7 | 0.7 | 0.7 | 6 | 2021 | 3 | 0.7 | 0.7 | LIB |  |  |  | 0.8 | CS | [6 empty] | PR |  | Y |  |  | N |  |  |  | N | [6 empty] | N
63841 | Hadley 3 Solar, LLC (North) | 64231 | Hadley 3 Solar (North) | MA | Hampshire | 09170 | OP | Batteries | BA | IPP Non-CHP | 2 | 1 | 1 | 0.8 | 5 | 2024 | 4.4 | 1 | 1 | LIB |  |  |  | 2 | CS | [10 empty] | PR | Y |  |  |  | Y | 9170 | 3093 |  |  |  |  | Y
61012 | AES Distributed Energy | 64256 | AES Maui Kuihelani Solar Hybrid | HI | Maui | KLNIB | OP | Batteries | BA | IPP Non-CHP | 2 | 60 | 60 | 60 | 5 | 2024 | 240 | 60 | 60 | LIB |  |  |  | 26.2 | CS |  | Y |  |  |  | Y |  |  | Y |  | PR |  | Y |  |  | Y | 64256 | KULNI |  |  |  |  | N
63873 | Lincoln Medical and Mental Health Center | 64291 | Lincoln Medical and Mental Health Center | NY | Bronx | B1 | OP | Batteries | BA | Commercial Non-CHP | 4 | 1 | 1 | 1 | 6 | 1970 | 1 | 1 | 1 | PBB |  |  |  | 0.8 | BL | [9 empty] | PR |  |  |  |  | N | N | [6 empty] | N
63873 | Lincoln Medical and Mental Health Center | 64291 | Lincoln Medical and Mental Health Center | NY | Bronx | B2 | OP | Batteries | BA | Commercial Non-CHP | 4 | 1 | 1 | 1 | 6 | 1970 | 1 | 1 | 1 | PBB |  |  |  | 0.8 | BL | [9 empty] | PR |  |  |  |  | N | N | [6 empty] | N
63873 | Lincoln Medical and Mental Health Center | 64291 | Lincoln Medical and Mental Health Center | NY | Bronx | B3 | OP | Batteries | BA | Commercial Non-CHP | 4 | 1 | 1 | 1 | 1 | 1998 | 1 | 1 | 1 | PBB |  |  |  | 0.8 | BL | [9 empty] | PR |  |  |  |  | N | N | [6 empty] | N
56201 | Engie North America | 64293 | Alvin | TX | Brazoria | ALVIN | OP | Batteries | BA | IPP Non-CHP | 2 | 9.9 | 9.9 | 9.9 | 10 | 2020 | 9.9 | 9.9 | 9.9 | LIB |  |  |  | 11 | CS | Y | PR |  | Y | [11 empty] | N | [6 empty] | N
56201 | Engie North America | 64294 | Odessa | TX | Ector | ODSA | OP | Batteries | BA | IPP Non-CHP | 2 | 9.9 | 9.9 | 9.9 | 10 | 2020 | 9.9 | 9.9 | 9.9 | LIB |  |  |  | 11 | CS | Y | PR |  | Y | [11 empty] | N | [6 empty] | N
56201 | Engie North America | 64295 | Angleton | TX | Brazoria | ANGLE | OP | Batteries | BA | IPP Non-CHP | 2 | 9.9 | 9.9 | 9.9 | 11 | 2020 | 9.9 | 9.9 | 9.9 | LIB |  |  |  | 11 | CS | Y | PR |  | Y | [11 empty] | N | [6 empty] | N
56201 | Engie North America | 64296 | Brazoria | TX | Brazoria | BRAZ | OP | Batteries | BA | IPP Non-CHP | 2 | 9.9 | 9.9 | 9.9 | 11 | 2020 | 9.9 | 9.9 | 9.9 | LIB |  |  |  | 11 | CS | Y | PR |  | Y | [11 empty] | N | [6 empty] | N
56201 | Engie North America | 64297 | Heights | TX | Galveston | H8S | OP | Batteries | BA | IPP Non-CHP | 2 | 9.9 | 9.9 | 9.9 | 12 | 2020 | 9.9 | 9.9 | 9.9 | LIB |  |  |  | 11 | CS | Y | PR |  | Y | [11 empty] | N | [6 empty] | N
56201 | Engie North America | 64298 | Magnolia TX | TX | Galveston | MANGO | OP | Batteries | BA | IPP Non-CHP | 2 | 9.9 | 9.9 | 9.9 | 12 | 2020 | 9.9 | 9.9 | 9.9 | LIB |  |  |  | 11 | CS | Y | PR |  | Y | [11 empty] | N | [6 empty] | N
56201 | Engie North America | 64312 | Bat Cave | TX | Mason | BC | OP | Batteries | BA | IPP Non-CHP | 2 | 100 | 100 | 100 | 10 | 2021 | 110 | 100 | 100 | LIB |  |  |  | 103 | CS | Y | PR |  | Y | [11 empty] | N | [6 empty] | N
56201 | Engie North America | 64314 | Dickinson | TX | Galveston | DIKN | OP | Batteries | BA | IPP Non-CHP | 2 | 9.9 | 9.9 | 9.9 | 6 | 2021 | 9.9 | 9.9 | 9.9 | LIB |  |  |  | 11 | CS | Y | PR |  | Y | [11 empty] | N | [6 empty] | N
56201 | Engie North America | 64315 | Loop 463 | TX | Victoria | LOOP | OP | Batteries | BA | IPP Non-CHP | 2 | 9.9 | 9.9 | 9.9 | 8 | 2021 | 9.9 | 9.9 | 9.9 | LIB |  |  |  | 11 | CS | Y | PR |  | Y | [11 empty] | N | [6 empty] | N
56201 | Engie North America | 64316 | Lopeno | TX | Zapata | LOPE | OP | Batteries | BA | IPP Non-CHP | 2 | 9.9 | 9.9 | 9.9 | 3 | 2022 | 9.9 | 9.9 | 9.9 | LIB |  |  |  | 11 | CS | Y | PR |  | Y | [11 empty] | N | [6 empty] | N
56201 | Engie North America | 64317 | North Fork TX | TX | Williamson | NF | OP | Batteries | BA | IPP Non-CHP | 2 | 100 | 100 | 100 | 10 | 2021 | 110 | 100 | 100 | LIB |  |  |  | 103 | CS | Y | PR |  | Y | [11 empty] | N | [6 empty] | N
56201 | Engie North America | 64318 | Pueblo BA | TX | Maverick | PBL1 | OP | Batteries | BA | IPP Non-CHP | 2 | 9.9 | 9.9 | 9.9 | 3 | 2022 | 9.9 | 9.9 | 9.9 | LIB |  |  |  | 11 | CS | Y | PR |  | Y | [11 empty] | N | [6 empty] | N
56201 | Engie North America | 64318 | Pueblo BA | TX | Maverick | PBL2 | OP | Batteries | BA | IPP Non-CHP | 2 | 9.9 | 9.9 | 9.9 | 3 | 2022 | 9.9 | 9.9 | 9.9 | LIB |  |  |  | 11 | CS | Y | PR |  | Y | [11 empty] | N | [6 empty] | N
56201 | Engie North America | 64319 | Ranchtown | TX | Bexar | RANCH | OP | Batteries | BA | IPP Non-CHP | 2 | 9.9 | 9.9 | 9.9 | 10 | 2021 | 9.9 | 9.9 | 9.9 | LIB |  |  |  | 11 | CS | Y | PR |  | Y | [11 empty] | N | [6 empty] | N
56201 | Engie North America | 64321 | Sweeny | TX | Brazoria | SWNY | OP | Batteries | BA | IPP Non-CHP | 2 | 9.9 | 9.9 | 9.9 | 4 | 2021 | 9.9 | 9.9 | 9.9 | LIB |  |  |  | 11 | CS | Y | PR |  | Y | [11 empty] | N | [6 empty] | N
56201 | Engie North America | 64322 | Zapata | TX | Zapata | ZPT1 | OP | Batteries | BA | IPP Non-CHP | 2 | 9.9 | 9.9 | 9.9 | 3 | 2022 | 9.9 | 9.9 | 9.9 | LIB |  |  |  | 11 | CS | Y | PR |  | Y | [11 empty] | N | [6 empty] | N
56201 | Engie North America | 64322 | Zapata | TX | Zapata | ZPT2 | OP | Batteries | BA | IPP Non-CHP | 2 | 9.9 | 9.9 | 9.9 | 3 | 2022 | 9.9 | 9.9 | 9.9 | LIB |  |  |  | 11 | CS | Y | PR |  | Y | [11 empty] | N | [6 empty] | N
63991 | DG New York CS, LLC | 64374 | Norwich Solar and Energy Storage CSG | NY | Chenango | NRWCB | OP | Batteries | BA | IPP Non-CHP | 2 | 5 | 5 | 5 | 9 | 2021 | 15 | 3 | 3 | LIB |  |  |  | 2.6 | CS |  |  |  |  | Y |  | Y |  |  |  | PR |  |  | Y |  | Y | 64374 | NRWCH |  |  |  |  | N
9417 | Interstate Power and Light Co | 64375 | Decorah Battery | IA | Winneshiek | BESS1 | OP | Batteries | BA | Electric Utility | 1 | 2.5 | 2.5 | 2.5 | 6 | 2021 | 2.9 | 2.5 | 2.5 | LIB |  |  |  | 2.5 | CS | [5 empty] | PR |  |  | Y | [5 empty] | N | N | [6 empty] | Y
61012 | AES Distributed Energy | 64395 | ZPD-PT Solar Project 2017-006 LLC Hybrid | MA | Worcester | DRAES | OP | Batteries | BA | IPP Non-CHP | 2 | 2.5 | 4 | 4 | 7 | 2021 | 5 | 2.5 | 2.5 | LIB |  |  |  | 0.9 | CT | [6 empty] | Y |  |  |  | PR |  |  | Y |  | Y | 64395 | DRAPV |  |  |  |  | N
63432 | SkyHigh 2 Solar | 64400 | BYU - Hawaii | HI | Honolulu | BYESS | OP | Batteries | BA | IPP Non-CHP | 2 | 1.9 | 1.9 | 1.9 | 11 | 2021 | 1.9 | 1.9 | 1.9 | LIB |  |  |  | 1.9 | CS | PR | [5 empty] | Y |  |  |  | Y | Y |  |  |  | Y | 64400 | BYUHI |  |  |  |  | N
63289 | Key Capture Energy | 64423 | TX7 Flat Top | TX | Reeves | TX7 | OP | Batteries | BA | IPP Non-CHP | 2 | 9.9 | 9.9 | 9.9 | 5 | 2020 | 16.5 | 9.9 | 9.9 | LIB |  |  |  | 9.9 | CS | Y | PR |  | Y | [8 empty] | N |  |  | N | [6 empty] | N
63289 | Key Capture Energy | 64424 | TX8 Worsham | TX | Pecos | TX8 | OP | Batteries | BA | IPP Non-CHP | 2 | 9.9 | 9.9 | 9.9 | 2 | 2020 | 17.9 | 9.9 | 9.9 | LIB |  |  |  | 9.9 | CS | Y | PR |  | Y | [8 empty] | N |  |  | N | [6 empty] | N
63289 | Key Capture Energy | 64425 | TX2 Port Lavaca | TX | Calhoun | TX2 | OP | Batteries | BA | IPP Non-CHP | 2 | 9.9 | 9.9 | 9.9 | 3 | 2020 | 11.9 | 9.9 | 9.9 | LIB |  |  |  | 9.9 | CS |  | PR |  | Y | [8 empty] | N |  |  | N | [6 empty] | N
64002 | Wilmot Energy Center LLC | 64426 | Wilmot Energy Center LLC | AZ | Pima | WILBA | OP | Batteries | BA | IPP Non-CHP | 2 | 30 | 30 | 30 | 4 | 2021 | 60 | 30 | 30 | LIB |  |  |  | 1 | CS |  | Y | PR |  |  |  | Y | Y |  |  | Y | Y |  |  |  | N | [6 empty] | N
64069 | Breckenridge Street Solar 1, LLC | 64432 | Breckenridge Solar | MA | Hampden | BBA | OP | Batteries | BA | IPP Non-CHP | 2 | 2.2 | 2.2 | 2.2 | 11 | 2020 | 4.7 | 2.2 | 2.2 | LIB |  |  |  | 2.2 | CS | [10 empty] | PR | Y |  |  |  | N | 64432 | BKS |  |  |  |  | Y
64073 | Wilmarth Lane Solar 1, LLC | 64436 | Wilmarth Solar | MA | Norfolk | WILB | OP | Batteries | BA | IPP Non-CHP | 2 | 2.3 | 2.3 | 2.3 | 2 | 2020 | 4.6 | 2.3 | 2.3 | LIB |  |  |  | 2.3 | CS | [10 empty] | PR | Y |  |  |  | Y | 64436 | WIL |  |  |  |  | Y
57365 | Consolidated Edison Solutions Inc. | 64442 | Mt Pleasant Community Center | NY | Westchester | MPES | OP | Batteries | BA | IPP Non-CHP | 2 | 0.7 | 0.7 | 0.7 | 11 | 2022 | 3 | 0.5 | 0.7 | LIB |  |  |  | 0.5 | CS | [10 empty] | PR | Y |  |  |  | Y | 64442 | MPPV |  |  |  |  | N
17470 | PUD No 1 of Snohomish County | 64446 | Arlington Microgrid | WA | Snohomish | AMGB | OP | Batteries | BA | Electric Utility | 1 | 1 | 1 | 1 | 10 | 2021 | 1.4 | 1 | 1 | LIB |  |  |  | 1 | CS | Y |  |  |  | Y |  | Y |  |  | PR | Y | Y |  |  |  | N | [6 empty] | N
64118 | Grissom Solar, LLC | 64450 | Grissom Solar, LLC | NC | Halifax | GSF02 | OP | Batteries | BA | IPP Non-CHP | 2 | 10 | 10 | 10 | 5 | 2021 | 10 | 5 | 5 | LIB |  |  |  | 4.4 | CS | PR | [6 empty] | Y |  |  | Y | Y |  |  |  | Y | 64450 | GSF01 |  |  |  |  | N
63991 | DG New York CS, LLC | 64453 | Volney II | NY | Oswego | VOLES | OP | Batteries | BA | IPP Non-CHP | 2 | 3 | 3 | 3 | 2 | 2021 | 12 | 3 | 3 | LIB |  |  |  | 2.6 | CS |  |  |  |  | Y |  | Y |  |  |  | PR |  |  | Y |  | Y | 64453 | VOLNE |  |  |  |  | N
64144 | Arlington Energy Center II | 64481 | Arlington Energy Center II | CA | Riverside | AEC2B | OP | Batteries | BA | IPP Non-CHP | 2 | 132 | 132 | 132 | 8 | 2022 | 528 | 132 | 132 | LIB |  |  |  | 43.4 | CT |  | PR |  | Y | [6 empty] | Y | Y |  |  |  | N | 64481 | AEC1 | 64481 | AEC2 |  |  | N
64135 | Resurgence Solar | 64489 | Resurgence Solar | CA | San Bernardino | GEN2 | OP | Batteries | BA | IPP Non-CHP | 2 | 75 | 75 | 75 | 8 | 2023 | 300 | 75 | 75 | OTH |  |  |  | 29.6 | CS | PR | [9 empty] | Y | Y |  |  |  | Y | 64489 | GEN1 |  |  |  |  | N
13683 | North Carolina El Member Corp | 64508 | Hall Solar Energy Storage | NC | Duplin | BAT1 | OP | Batteries | BA | Electric Utility | 1 | 2.5 | 2.5 | 2.5 | 1 | 2022 | 5 | 2 | 2 | LIB |  |  |  | 5 | CS | [7 empty] | PR |  |  | Y | Y |  |  |  | Y | 64508 | SOL1 |  |  |  |  | N
13683 | North Carolina El Member Corp | 64509 | South River H4 Solar Energy Storage | NC | Sampson | BAT1 | OP | Batteries | BA | Electric Utility | 1 | 0.6 | 0.6 | 0.6 | 3 | 2023 | 1.1 | 0.5 | 0.5 | LIB |  |  |  | 1.1 | CS | [6 empty] | PR | Y |  |  | Y | Y |  |  |  | Y | 64509 | SOL1 |  |  |  |  | N
13683 | North Carolina El Member Corp | 64510 | Arba Solar Energy Storage | NC | Greene | BAT1 | OP | Batteries | BA | Electric Utility | 1 | 5.1 | 5.1 | 5.1 | 3 | 2023 | 10 | 0.5 | 0.5 | LIB |  |  |  | 5 | CS | Y | [5 empty] | PR | Y |  |  | Y | Y |  |  |  | Y | 64510 | SOL1 |  |  |  |  | N
13683 | North Carolina El Member Corp | 64511 | Rose Acre Solar Energy Storage | NC | Hyde | BAT1 | OP | Batteries | BA | Electric Utility | 1 | 2.5 | 2.5 | 2.5 | 3 | 2023 | 5 | 2.5 | 2.5 | LIB |  |  |  | 5 | CS | Y | [5 empty] | PR | Y |  | Y | Y | Y |  |  |  | Y | 64511 | SOL1 |  |  |  |  | N
13683 | North Carolina El Member Corp | 64512 | Hamlet Solar Energy Storage | NC | Richmond | BAT1 | OP | Batteries | BA | Electric Utility | 1 | 0.5 | 0.5 | 0.5 | 3 | 2023 | 1.1 | 0.5 | 0.5 | LIB |  |  |  | 0.5 | CS | Y | [5 empty] | PR | Y |  |  | Y | Y |  |  |  | Y | 64512 | SOL1 |  |  |  |  | N
13683 | North Carolina El Member Corp | 64513 | Wake RJ3 Solar Energy Storage | NC | Wake | BAT1 | OP | Batteries | BA | Electric Utility | 1 | 0.6 | 0.6 | 0.6 | 3 | 2023 | 1.1 | 0.5 | 0.5 | LIB |  |  |  | 0.6 | CS | Y | [5 empty] | PR | Y |  |  | Y | Y |  |  |  | Y | 64513 | SOL1 |  |  |  |  | N
13683 | North Carolina El Member Corp | 64514 | Ludie Brown Solar Energy Storage | NC | Duplin | BAT1 | OP | Batteries | BA | Electric Utility | 1 | 2.5 | 2.5 | 2.5 | 1 | 2022 | 2.5 | 2 | 2 | LIB |  |  |  | 2.5 | CS | [6 empty] | PR | Y |  |  | Y | Y |  |  |  | Y | 64514 | SOL1 |  |  |  |  | N
13683 | North Carolina El Member Corp | 64516 | Lowe Solar Energy Storage | NC | Randolph | BAT1 | OP | Batteries | BA | Electric Utility | 1 | 2.5 | 2.5 | 2.5 | 1 | 2022 | 5 | 2 | 2 | LIB |  |  |  | 2.5 | CS | [6 empty] | PR | Y |  |  | Y | Y |  |  |  | Y | 64516 | SOL1 |  |  |  |  | N
13683 | North Carolina El Member Corp | 64520 | Spencer Meadow Solar Energy Storage | NC | Randolph | BAT1 | OP | Batteries | BA | Electric Utility | 1 | 2.5 | 2.5 | 2.5 | 1 | 2022 | 5 | 2 | 2 | LIB |  |  |  | 2.5 | CS | [6 empty] | PR | Y |  |  | Y | Y |  |  |  | Y | 64520 | SOL1 |  |  |  |  | N
13683 | North Carolina El Member Corp | 64522 | Old Cedar Solar Energy Storage | NC | Randolph | BAT1 | OP | Batteries | BA | Electric Utility | 1 | 1.3 | 1.3 | 1.3 | 8 | 2021 | 2 | 1 | 1 | LIB |  |  |  | 2 | CS | [6 empty] | Y | Y |  |  | PR | Y |  |  |  | Y | 64522 | SOL1 |  |  |  |  | N
67098 | Gambit Energy Storage LLC | 64528 | Gambit Energy Storage - Angleton Storage | TX | Brazoria | 1 | OP | Batteries | BA | IPP Non-CHP | 2 | 100 | 100 | 100 | 6 | 2021 | 200 | 100 | 100 | LIB |  |  |  | 32.9 | CS | Y | PR |  | Y | [11 empty] | N | [6 empty] | N
64179 | Ranchland Wind Storage, LLC | 64545 | Ranchland Wind Storage | TX | Callahan | BA | OP | Batteries | BA | IPP Non-CHP | 2 | 73 | 73 | 73 | 4 | 2024 | 108.6 | 71.5 | 71.5 | LIB |  |  |  | 75.9 | CS | PR | Y | [6 empty] | Y |  |  | N |  |  |  | N | [6 empty] | N
6452 | Florida Power & Light Co | 64546 | Wynwood Energy Storage | FL | Miami Dade | 1 | OP | Batteries | BA | Electric Utility | 1 | 10 | 10 | 10 | 12 | 2019 | 40 | 10 | 10 | LIB |  |  |  | 0.5 | BL | [5 empty] | Y | PR | [7 empty] | N | N | [6 empty] | Y
64199 | Arlington Energy Center III | 64564 | Arlington Energy Center III | CA | Riverside | AEC3B | OP | Batteries | BA | IPP Non-CHP | 2 | 110 | 110 | 110 | 8 | 2022 | 440 | 110 | 110 | LIB |  |  |  | 36.2 | CT |  | PR |  | Y | [6 empty] | Y | Y |  |  |  | N | 64564 | AEC3 |  |  |  |  | N
62854 | Solar Star California LXXVIII, LLC | 64601 | County of San Diego COC Hybrid | CA | San Diego | ESS | OP | Batteries | BA | IPP Non-CHP | 2 | 0.4 | 0.5 | 0.5 | 7 | 2020 | 1 | 0.4 | 0.4 | LIB |  |  |  | 1 | CS | [7 empty] | PR |  |  | Y | Y |  |  |  | N | 64601 | PV |  |  |  |  | N
64229 | SEPV Sierra, LLC | 64611 | SEPV Sierra | CA | Los Angeles | 1 | OP | Batteries | BA | IPP Non-CHP | 2 | 8.3 | 8.3 | 8.3 | 4 | 2020 | 3.4 | 6 | 6 | LIB |  |  |  | 6 | CS | PR |  |  | Y | Y |  |  | Y | Y |  | Y |  | Y |  |  | N | [6 empty] | N
16609 | San Diego Gas & Electric Co | 64612 | Kearny North Energy Storage | CA | San Diego | KNES | OP | Batteries | BA | Electric Utility | 1 | 10 | 10 | 10 | 2 | 2022 | 40 | 10 | 10 | LIB |  |  |  | 10 | CS | PR |  | Y | Y | [10 empty] | N | N | [6 empty] | N
16609 | San Diego Gas & Electric Co | 64614 | Kearny South Energy Storage | CA | San Diego | KSES | OP | Batteries | BA | Electric Utility | 1 | 10 | 10 | 10 | 2 | 2022 | 40 | 10 | 10 | LIB |  |  |  | 10 | CS | PR |  |  | Y | [10 empty] | N | N | [6 empty] | N
64234 | Kearsarge William Way LLC | 64617 | Kearsarge William Way | MA | Norfolk | BWBAT | OP | Batteries | BA | IPP Non-CHP | 2 | 2.6 | 2.6 | 2.6 | 12 | 2021 | 9.5 | 2.6 | 2.6 | LIB |  |  |  | 4.4 | CS |  | Y |  |  |  |  | Y |  |  |  | PR | Y |  |  |  | Y | 64617 | BWW |  |  |  |  | Y
64235 | Kearsarge Haverhill LLC | 64618 | Kearsarge Haverhill | MA | Essex | HABAT | OP | Batteries | BA | IPP Non-CHP | 2 | 2 | 2 | 2 | 3 | 2021 | 9 | 2 | 2 | LIB |  |  |  | 2 | CS |  | Y |  |  |  |  | Y |  |  |  | PR | Y |  |  |  | Y | 64618 | HAV |  |  |  |  | Y
64236 | Kearsarge Upper Union LLC | 64619 | Kearsarge Upper Union | MA | Norfolk | UUBAT | OP | Batteries | BA | IPP Non-CHP | 2 | 0.8 | 0.8 | 0.8 | 3 | 2023 | 3.9 | 0.8 | 0.8 | LIB |  |  |  | 0.5 | CS |  |  |  |  | PR | [5 empty] | Y | Y |  |  |  | Y | 64619 | FUU |  |  |  |  | N
64237 | Kearsarge Montague BD LLC | 64620 | Kearsarge Montague BD(CSG) | MA | Franklin | MBBAT | OP | Batteries | BA | IPP Non-CHP | 2 | 1.3 | 1.3 | 1.3 | 11 | 2021 | 5.1 | 1.3 | 1.3 | LIB |  |  |  | 1.3 | CS |  | Y |  |  |  |  | Y |  |  |  | PR | Y |  |  |  | Y | 64620 | MBD |  |  |  |  | Y
61944 | MN8 Energy LLC | 64624 | Hudson - High Desert Hybrid | CA | San Bernardino | BESS1 | OP | Batteries | BA | IPP Non-CHP | 2 | 50 | 50 | 50 | 12 | 2021 | 50 | 50 | 50 | LIB |  |  |  | 50 | CS |  | Y |  |  | PR | [5 empty] | Y |  | Y |  |  | Y | 64624 | GEN1 |  |  |  |  | N
64241 | Blodgett Street Solar 1, LLC | 64627 | Blodgett Solar CSG | MA | Middlesex | BLO | OP | Batteries | BA | IPP Non-CHP | 2 | 5 | 5 | 5 | 8 | 2021 | 4.9 | 2.2 | 2.2 | LIB |  |  |  | 2.3 | CS | [6 empty] | Y |  |  |  | PR | Y |  |  |  | Y | 64627 | BLD |  |  |  |  | Y
50123 | Leeward Asset Management, LLC | 64630 | Rabbitbrush Solar, LLC | CA | Kern | RBBAT | OP | Batteries | BA | IPP Non-CHP | 2 | 20 | 20 | 20 | 10 | 2022 | 50 | 20 | 20 | LIB |  |  |  | 80 | CS |  |  |  |  | PR | [5 empty] | Y |  |  | Y |  | Y | 64630 | GEN01 |  |  |  |  | N
3046 | Duke Energy Progress - (NC) | 64640 | Hot Springs Energy Storage & Microgrid | NC | Madison | ES1 | OP | Batteries | BA | Electric Utility | 1 | 4.4 | 4.4 | 4.4 | 7 | 2022 | 4.4 | 4.4 | 4.4 | LIB |  |  |  | 3 | CS |  | Y |  |  |  |  | Y |  |  | Y | PR |  | Y |  |  | Y | 64640 | PV1 |  |  |  |  | Y
61012 | AES Distributed Energy | 64656 | AES West Oahu Solar Hybrid | HI | Honolulu | UHBES | OP | Batteries | BA | IPP Non-CHP | 2 | 12.5 | 12.5 | 12.5 | 3 | 2024 | 50 | 12.5 | 12.5 | LIB |  |  |  | 6.6 | CS |  | Y |  |  |  | Y |  |  | Y |  | PR |  | Y |  |  | Y | 64656 | UHWO |  |  |  |  | N
64258 | Clark Road Solar 1, LLC | 64664 | Clark Road Solar 1, LLC | MA | Worcester | 10605 | OP | Batteries | BA | IPP Non-CHP | 2 | 3.3 | 3.3 | 3.1 | 11 | 2021 | 3 | 3 | 3 | LIB |  |  |  | 0 | CS |  |  |  |  | Y | [5 empty] | PR |  | Y |  |  | Y | 64664 | 10604 |  |  |  |  | N
64266 | Blue Jay Solar I, LLC | 64672 | Blue Jay Solar I, LLC | TX | Grimes | BLUEJ | OP | Batteries | BA | IPP Non-CHP | 2 | 51.6 | 51.6 | 51.6 | 6 | 2023 | 84.5 | 50 | 50 | LIB |  |  |  | 81 | CS | PR | Y | [6 empty] | Y |  |  | N |  |  |  | N | [6 empty] | N
49893 | Invenergy Services LLC | 64686 | Orangeville Storage | NY | Wyoming | 65002 | OP | Batteries | BA | IPP Non-CHP | 2 | 24.7 | 20 | 20 | 10 | 2022 | 20 | 20 | 20 | LIB |  |  |  | 6.8 | OT |  | Y | [6 empty] | PR |  |  |  | Y |  |  | Y | 58088 | 1 |  |  |  |  | Y
64273 | Angel Fire Energy Facility, LLC | 64695 | Angel Fire Energy Facility | NM | Colfax | BESS | OP | Batteries | BA | Electric Utility | 1 | 3.7 | 3.7 | 3.7 | 7 | 2023 | 15 | 3.7 | 3.7 | LIB |  |  |  | 2.5 | CS | [6 empty] | PR | Y |  |  | Y | Y |  |  |  | Y | 64695 | TMEF1 |  |  |  |  | Y
61012 | AES Distributed Energy | 64696 | Dunstable Solar 1, LLC | MA | Middlesex | DUBLN | OP | Batteries | BA | IPP Non-CHP | 2 | 4.5 | 4.5 | 4.5 | 4 | 2021 | 20.2 | 4.5 | 4.5 | LIB |  |  |  | 0.9 | CS | [6 empty] | Y |  |  |  | PR |  |  | Y |  | Y | 64696 | DUNST |  |  |  |  | N
64282 | LeConte Energy Storage, LLC | 64701 | LeConte Energy Storage | CA | Imperial | LCES | OP | Batteries | BA | IPP Non-CHP | 2 | 125 | 125 | 125 | 9 | 2022 | 250 | 125 | 125 | LIB |  |  |  | 53.6 | CS | PR | Y | Y | Y | [11 empty] | N | [6 empty] | N
64287 | Terra-Gen Operating Co-BESS | 64712 | Sanborn BESS 1 | CA | Kern | ESSB1 | OP | Batteries | BA | IPP Non-CHP | 2 | 100 | 100 | 100 | 9 | 2021 | 200 | 100 | 100 | LIB |  |  |  | 67.6 | CS | PR | [14 empty] | N | [6 empty] | N
64287 | Terra-Gen Operating Co-BESS | 64713 | Sanborn BESS 2 | CA | Kern | ESSB2 | OP | Batteries | BA | IPP Non-CHP | 2 | 100 | 100 | 100 | 11 | 2021 | 400 | 100 | 100 | LIB |  |  |  | 67.6 | CS | PR | Y | [13 empty] | N | [6 empty] | N
61012 | AES Distributed Energy | 64719 | Glenmere Lake | NY | Orange | BESS | OP | Batteries | BA | IPP Non-CHP | 2 | 2 | 2 | 2 | 6 | 2021 | 7.5 | 2 | 2 | LIB |  |  |  | 0.9 | CT | [6 empty] | Y |  |  |  | PR |  |  | Y |  | Y | 64719 | GLNMR |  |  |  |  | N
61012 | AES Distributed Energy | 64726 | West Haydenville PJ Community Solar | MA | Hampshire | BESS | OP | Batteries | BA | IPP Non-CHP | 2 | 3.6 | 3.6 | 3.6 | 9 | 2022 | 8 | 3 | 3 | LIB |  |  |  | 0.9 | CT | [6 empty] | Y |  |  |  | PR |  |  | Y |  | Y | 64726 | WHAYD |  |  |  |  | N
61012 | AES Distributed Energy | 64727 | Brookwood Drive Community Solar | MA | Bristol | BESS | OP | Batteries | BA | IPP Non-CHP | 2 | 3 | 3 | 3 | 8 | 2022 | 8 | 3 | 3 | LIB |  |  |  | 0.9 | OT | [6 empty] | Y |  |  |  | PR |  |  | Y |  | Y | 64727 | BRKWD |  |  |  |  | N
64296 | Maple Street Solar 1, LLC | 64731 | Maple(CSG) | MA | Norfolk | M2 | OP | Batteries | BA | IPP Non-CHP | 2 | 2.3 | 2.3 | 2.3 | 11 | 2021 | 4.8 | 2.2 | 2.2 | OTH |  |  |  | 2.3 | CS | [10 empty] | PR | Y |  |  |  | Y | 64731 | MAPLE |  |  |  |  | Y
64303 | VESI 10 LLC | 64743 | Tierra Buena Energy Storage | CA | Sutter | TB1 | OP | Batteries | BA | IPP Non-CHP | 2 | 2.5 | 2.5 | 2.5 | 6 | 2022 | 2.5 | 2.5 | 2.5 | LIB |  |  |  | 4.4 | CS | PR | Y | [13 empty] | N | [6 empty] | N
64303 | VESI 10 LLC | 64743 | Tierra Buena Energy Storage | CA | Sutter | TB2 | OP | Batteries | BA | IPP Non-CHP | 2 | 2.5 | 2.5 | 2.5 | 6 | 2022 | 2.5 | 2.5 | 2.5 | LIB |  |  |  | 4.4 | CS | PR | Y | [13 empty] | N | [6 empty] | N
6455 | Duke Energy Florida, LLC | 64752 | John Hopkins Middle School Microgrid | FL | Pinellas | ES1 | OP | Batteries | BA | Electric Utility | 1 | 2.5 | 2.5 | 2.5 | 11 | 2023 | 18 | 2.5 | 2.5 | LIB |  |  |  | 3 | CS | [6 empty] | PR |  |  | Y | Y |  | Y |  |  | Y | 64752 | PV1 |  |  |  |  | N
61514 | Agilitas Energy, Inc. | 64759 | Old Middleboro Road Solar | MA | Plymouth | OLDBA | OP | Batteries | BA | IPP Non-CHP | 2 | 4.5 | 4.5 | 4.5 | 1 | 2023 | 13.4 | 4.5 | 4.5 | LIB |  |  |  | 4.5 | CS | PR | [9 empty] | Y |  | Y |  |  | N | [6 empty] | N
61514 | Agilitas Energy, Inc. | 64760 | Ocean State BTM | RI | Providence | MESS | OP | Batteries | BA | IPP Non-CHP | 2 | 3 | 3 | 3 | 6 | 2022 | 10 | 3 | 0.1 | LIB |  |  |  | 5 | CS | Y | Y |  | Y |  |  | PR | [7 empty] | N | N | [6 empty] | N
61514 | Agilitas Energy, Inc. | 64763 | Rumford ESS | ME | Oxford | RUM | OP | Batteries | BA | IPP Non-CHP | 2 | 4.9 | 4.9 | 4.9 | 6 | 2021 | 10 | 4.9 | 4.9 | LIB |  |  |  | 4.9 | CS | Y | PR | Y |  |  |  | Y | [7 empty] | N | N | [6 empty] | N
61514 | Agilitas Energy, Inc. | 64764 | Madison BTM | ME | Somerset | MBTM | OP | Batteries | BA | IPP Non-CHP | 2 | 1.5 | 1.5 | 1.5 | 1 | 2020 | 3.1 | 1.5 | 1.5 | LIB |  |  |  | 3.1 | CS | Y | Y | Y |  |  |  | PR | [7 empty] | N | N | [6 empty] | N
61514 | Agilitas Energy, Inc. | 64765 | Madison ESS | ME | Somerset | MESS | OP | Batteries | BA | IPP Non-CHP | 2 | 4.9 | 4.9 | 4.9 | 6 | 2019 | 10 | 4.9 | 4.9 | LIB |  |  |  | 5 | CS | Y | PR | Y |  |  |  | Y | [7 empty] | N | N | [6 empty] | N
60868 | Redwood Coast Energy Authority | 64766 | Redwood Coast Airport Microgrid | CA | Humboldt | RCAM2 | OP | Batteries | BA | Electric Utility | 1 | 2.2 | 1.8 | 1.8 | 12 | 2021 | 8.8 | 1.5 | 1.8 | LIB |  |  |  | 2.3 | CS | Y |  |  |  | Y |  |  |  |  | Y | PR |  | Y |  | N | Y | 64766 | RCAM1 |  |  |  |  | Y
64339 | VESI Upton County BESS, LLC | 64811 | Upton County BESS | TX | Upton | UPT1 | OP | Batteries | BA | IPP Non-CHP | 2 | 24.8 | 24.8 | 24.8 | 6 | 2023 | 25 | 24.8 | 24.8 | LIB |  |  |  | 25 | CS | PR | Y | [13 empty] | N | [6 empty] | N
64348 | ASD Three Rivers Road MA Solar LLC | 64844 | Three Rivers Solar LLC | MA | Hampden | TRB | OP | Batteries | BA | IPP Non-CHP | 2 | 1.4 | 1.4 | 1.4 | 11 | 2024 | 2.8 | 1.3 | 1.3 | PBB |  |  |  | 0 | CS | Y | [5 empty] | PR |  |  |  | Y |  | Y |  |  | Y | 64844 | TRB |  |  |  |  | N
64364 | Daggett Solar Power 2 LLC | 64851 | Daggett 2 | CA | San Bernardino | DAGGB | OP | Batteries | BA | IPP Non-CHP | 2 | 131 | 131 | 131 | 12 | 2023 | 4.6 | 2.3 | 2.3 | LIB |  |  |  | 2.3 | CS | [10 empty] | PR | Y |  |  |  | Y | 64851 | DAGGB | 64851 | DAGGP |  |  | Y
64365 | Daggett Solar Power 3 LLC | 64852 | Daggett 3 | CA | San Bernardino | DAGGB | OP | Batteries | BA | IPP Non-CHP | 2 | 149 | 149 | 149 | 7 | 2023 | 4.6 | 2.3 | 2.3 | LIB |  |  |  | 2.3 | CS | [10 empty] | PR | Y |  |  |  | Y | 64852 | DAGGP |  |  |  |  | Y
64381 | 276FED WHAM8 Solar, LLC | 64875 | 276 Federal Rd(CSG) | MA | Plymouth | 276FB | OP | Batteries | BA | IPP Non-CHP | 2 | 3.3 | 3.3 | 3.3 | 11 | 2021 | 6.9 | 3.3 | 3.3 | LIB |  |  |  | 1 | CS | [10 empty] | PR | Y |  |  |  | Y | 64875 | 276FP |  |  |  |  | Y
64380 | 0HAM WHAM8 Solar, LLC | 64876 | 0 Hammond St CSG | MA | Plymouth | OHAMB | OP | Batteries | BA | IPP Non-CHP | 2 | 5 | 5 | 5 | 10 | 2021 | 4.9 | 2.2 | 2.2 | LIB |  |  |  | 2.3 | CS | [6 empty] | Y |  |  |  | PR | Y |  |  |  | Y | 64876 | 0HAMP |  |  |  |  | N
64366 | Terra-Gen Operating Co-Hybrid | 64877 | Edwards Sanborn E3 | CA | Kern | BESS | OP | Batteries | BA | IPP Non-CHP | 2 | 11 | 11 | 11 | 12 | 2021 | 31.5 | 11 | 11 | LIB |  |  |  | 8.3 | CS | Y | Y | [8 empty] | PR | Y |  |  |  | Y | 64877 | PV |  |  |  |  | N
64366 | Terra-Gen Operating Co-Hybrid | 64878 | Edwards Sanborn E1A | CA | Kern | BESS | OP | Batteries | BA | IPP Non-CHP | 2 | 144 | 144 | 144 | 8 | 2022 | 272 | 130 | 130 | LIB |  |  |  | 133.4 | CS | Y | Y |  | Y | [6 empty] | PR | Y |  |  |  | Y | 64878 | PV |  |  |  |  | N
64366 | Terra-Gen Operating Co-Hybrid | 64879 | Edwards Sanborn E2 | CA | Kern | BESS | OP | Batteries | BA | IPP Non-CHP | 2 | 120 | 120 | 120 | 4 | 2022 | 250 | 110 | 110 | LIB |  |  |  | 122.8 | CS | Y | Y |  | Y | [6 empty] | PR | Y |  |  |  | Y | 64879 | PV |  |  |  |  | N
5701 | El Paso Electric Co | 64881 | NMSU Solar and Storage | NM | Dona Ana | NMSUB | OP | Batteries | BA | Electric Utility | 1 | 1 | 1 | 1 | 5 | 2022 | 4 | 1 | 1 | LIB |  |  |  | 1 | CS |  |  |  |  | Y |  | Y |  |  |  | PR | Y |  |  |  | Y | 64881 | NMSUB |  |  |  |  | N
61785 | EDP Renewables North America LLC | 64908 | Scarlet Solar (CA) | CA | Fresno | GEN02 | OP | Batteries | BA | IPP Non-CHP | 2 | 40 | 40 | 40 | 6 | 2024 | 200 | 40 | 40 | LIB |  |  |  | 3.6 | CS | [10 empty] | PR | Y |  |  |  | Y | 64908 | GEN01 |  |  |  |  | N
64400 | Flower Valley | 64915 | Flower Valley I | TX | Reeves | FLRV1 | OP | Batteries | BA | IPP Non-CHP | 2 | 9.9 | 9.9 | 9.9 | 5 | 2021 | 19.8 | 9.9 | 9.9 | LIB |  |  |  | 6.6 | CS | PR | Y |  | Y | [11 empty] | N | [6 empty] | N
64401 | Swoose | 64916 | Swoose I | TX | Ward | SWOO1 | OP | Batteries | BA | IPP Non-CHP | 2 | 9.9 | 9.9 | 9.9 | 7 | 2021 | 19.8 | 9.9 | 9.9 | LIB |  |  |  | 6.6 | CS | PR | Y |  | Y | [11 empty] | N | [6 empty] | N
64402 | Triple Butte | 64917 | Triple Butte I | TX | Pecos | TRBT1 | OP | Batteries | BA | IPP Non-CHP | 2 | 7.5 | 7.5 | 7.5 | 7 | 2021 | 15 | 7.5 | 7.5 | LIB |  |  |  | 3.7 | CS | PR | Y |  | Y | [11 empty] | N | [6 empty] | N
64366 | Terra-Gen Operating Co-Hybrid | 64928 | Edwards Sanborn S3 | CA | Kern | BESS | OP | Batteries | BA | IPP Non-CHP | 2 | 33 | 33 | 33 | 7 | 2022 | 70 | 33 | 33 | LIB |  |  |  | 35.1 | CS | Y | Y |  | Y | [6 empty] | PR | Y |  |  |  | Y | 64928 | PV |  |  |  |  | N
64366 | Terra-Gen Operating Co-Hybrid | 64929 | Edwards Sanborn S1 | CA | Kern | BESS | OP | Batteries | BA | IPP Non-CHP | 2 | 40 | 40 | 40 | 7 | 2022 | 83.5 | 40 | 40 | LIB |  |  |  | 42.1 | CS | Y | Y |  | Y | [6 empty] | PR | Y |  |  |  | Y | 64929 | PV |  |  |  |  | N
64417 | 59FED WHAM8 Solar, LLC | 64970 | 59 Federal Rd(CSG) | MA | Plymouth | 59FBA | OP | Batteries | BA | IPP Non-CHP | 2 | 5 | 5 | 5 | 11 | 2021 | 20.5 | 5 | 5 | LIB |  |  |  | 1 | CS | [10 empty] | PR | Y |  |  |  | Y | 64970 | 59FPV |  |  |  |  | Y
67085 | MSS Energy Holdings, LLC (d.b.a. Calibrant Energy) | 64980 | UMass Boston | MA | Suffolk | BATT1 | OP | Batteries | BA | Commercial Non-CHP | 4 | 0.5 | 0.5 | 0.5 | 1 | 2021 | 2.1 | 0.5 | 0.5 | LIB |  |  |  | 0.5 | BL | [6 empty] | PR | Y |  |  | Y | Y |  |  |  | Y | 64980 | SOL1 | 64980 | SOL2 |  |  | N
64424 | Big Beau Solar, LLC | 64993 | BigBeau Solar, LLC | CA | Kern | BB1BA | OP | Batteries | BA | IPP Non-CHP | 2 | 22 | 22 | 22 | 12 | 2022 | 88 | 22 | 22 | LIB |  |  |  | 7.2 | CS | PR | [9 empty] | Y |  | Y |  |  | N | [6 empty] | N
64424 | Big Beau Solar, LLC | 64993 | BigBeau Solar, LLC | CA | Kern | BB2BA | OP | Batteries | BA | IPP Non-CHP | 2 | 18 | 18 | 18 | 12 | 2022 | 72 | 18 | 18 | LIB |  |  |  | 5.9 | CS | PR | [9 empty] | Y |  | Y |  |  | N | [6 empty] | N
64446 | ASD Cotuit MA Solar LLC | 65014 | ASD Cotuit MA Solar LLC | MA | Barnstable | COT1B | OP | Batteries | BA | IPP Non-CHP | 2 | 2.5 | 2.5 | 2.5 | 8 | 2024 | 4.2 | 1.5 | 1.5 | LIB |  |  |  | 0.7 | CS | PR | [5 empty] | Y |  |  |  | Y |  | Y |  |  | Y | 65014 | COT1 |  |  |  |  | N
65500 | ASD Wallum MA Solar LLC | 65015 | ASD Wallum MA Solar LLC(CSG) | MA | Worcester | WAL1B | OP | Batteries | BA | IPP Non-CHP | 2 | 3.8 | 3.8 | 3.8 | 1 | 2022 | 12.8 | 3.8 | 3.8 | LIB |  |  |  | 0.7 | CS |  |  |  |  | Y |  | PR |  |  |  | Y |  | Y |  |  | Y | 65015 | WAL1 |  |  |  |  | N
7140 | Georgia Power Co | 65018 | Mossy Branch Battery Facility | GA | Talbot | BESS | OP | Batteries | BA | Electric Utility | 1 | 65 | 65 | 65 | 10 | 2024 | 260 | 65 | 65 | LIB |  |  |  | 21.4 | OT | PR | Y |  | Y |  |  |  | Y | Y | [5 empty] | N | N | [6 empty] | N
64438 | Enel Green Power Roseland Solar, LLC | 65028 | Roseland Solar Project, LLC | TX | Falls | ROSEB | OP | Batteries | BA | IPP Non-CHP | 2 | 51.8 | 51.8 | 51.8 | 7 | 2023 | 84.5 | 50 | 50 | LIB |  |  |  | 80 | CS | PR | Y | [6 empty] | Y |  |  | N |  |  |  | N | [6 empty] | N
4254 | Consumers Energy Co - (MI) | 65029 | Bissell Solar and Battery Generator | MI | Kent | BISBP | OP | Batteries | BA | Electric Utility | 1 | 0.3 | 0.3 | 0.3 | 10 | 2021 | 0.5 | 0.3 | 0.3 | LIB |  |  |  | 0.1 | BL | Y |  | PR |  |  | Y | Y | Y | [6 empty] | N | N | [6 empty] | N
4226 | Consolidated Edison Co-NY Inc | 65035 | Fox Hills Battery Station | NY | Richmond | ESSFH | OP | Batteries | BA | Electric Utility | 1 | 7.5 | 7.5 | 7.5 | 9 | 2023 | 30 | 7.5 | 7.5 | LIB |  |  |  | 7.5 | CS | Y |  |  | Y |  |  | PR |  | Y | [5 empty] | N | N | [6 empty] | Y
5248 | Dominion Energy Inc. | 65044 | Dry Bridge Storage | VA | Chesterfield | DBES | OP | Batteries | BA | Electric Utility | 1 | 20 | 20 | 20 | 11 | 2023 | 80 | 20 | 20 | LIB |  |  |  | -1 | CS | PR | [13 empty] | N | N | [6 empty] | N
64459 | Blythe Mesa Solar II, LLC | 65053 | Blythe Mesa Solar II | CA | Riverside | BMSES | OP | Batteries | BA | IPP Non-CHP | 2 | 112 | 112 | 112 | 12 | 2022 | 448 | 112 | 112 | LIB |  |  |  | 36.8 | CS | Y |  |  |  | Y | [5 empty] | PR | Y |  |  |  | Y | 65053 | IPBMS |  |  |  |  | N
64470 | 71CFR WHAM8 Solar, LLC | 65054 | 71 Charlotte Furnace Rd Hybrid(CSG) | MA | Plymouth | 71CBA | OP | Batteries | BA | IPP Non-CHP | 2 | 1 | 1 | 1 | 12 | 2021 | 5.4 | 1 | 1 | LIB |  |  |  | 0.3 | CS | [10 empty] | PR | Y |  |  |  | Y | 65054 | 71CPV |  |  |  |  | Y
64471 | 77F2M WHAM8 Solar, LLC | 65055 | 77 Farm to Market Rd Hybrid(CSG) | MA | Plymouth | 77FBA | OP | Batteries | BA | IPP Non-CHP | 2 | 2.2 | 2.2 | 2.2 | 12 | 2021 | 4.8 | 2.2 | 2.2 | LIB |  |  |  | 0.7 | CS | [10 empty] | PR | Y |  |  |  | Y | 65055 | 77FPV |  |  |  |  | Y
64472 | 160TIH WHAM8 Solar, LLC | 65056 | 160 Tihonet Rd Hybrid(CSG) | MA | Plymouth | 160BA | OP | Batteries | BA | IPP Non-CHP | 2 | 3.3 | 3.3 | 3.3 | 12 | 2021 | 6.9 | 3.3 | 3.3 | LIB |  |  |  | 1.1 | CS | [10 empty] | PR | Y |  |  |  | Y | 65056 | 160PV |  |  |  |  | Y
64473 | 299F2M WHAM8 Solar, LLC | 65057 | 299 Farm to Market Rd Hybrid(CSG) | MA | Plymouth | 299BA | OP | Batteries | BA | IPP Non-CHP | 2 | 2.3 | 2.3 | 2.3 | 12 | 2021 | 4.9 | 2.2 | 2.2 | LIB |  |  |  | 0.7 | CS | [10 empty] | PR | Y |  |  |  | Y | 65057 | 299PV |  |  |  |  | Y
64474 | Waiawa Solar Power LLC | 65058 | Waiawa Solar Power Hybrid | HI | Honolulu | WAIBA | OP | Batteries | BA | IPP Non-CHP | 2 | 36 | 36 | 36 | 1 | 2023 | 4.6 | 2.3 | 2.3 | LIB |  |  |  | 2.3 | CS | [10 empty] | PR | Y |  |  |  | Y | 65058 | WAIPV |  |  |  |  | Y
64486 | DG Nebraska Energy Storage, LLC | 65098 | South Sioux City Energy Storage | NE | Dakota | SSCES | OP | Batteries | BA | IPP Non-CHP | 2 | 1.5 | 1.5 | 1.5 | 12 | 2020 | 3 | 1.5 | 1.5 | LIB |  |  |  | 1.5 | CS |  |  |  |  | PR |  | Y |  |  |  |  | Y |  |  |  | Y | 60823 | PV1 |  |  |  |  | Y
64420 | 196TRE WHAM8 Solar, LLC | 65114 | 196 Tremont St(CSG) | MA | Plymouth | 196BA | OP | Batteries | BA | IPP Non-CHP | 2 | 1.5 | 1.5 | 1.5 | 11 | 2021 | 8 | 1.5 | 1.5 | LIB |  |  |  | 1 | CS | [10 empty] | PR | Y |  |  |  | Y | 65114 | 196PV |  |  |  |  | Y
65155 | The Greater Light USA LLC | 65132 | University of the Pacific | CA | San Joaquin | BA1 | OP | Batteries | BA | IPP Non-CHP | 2 | 1 | 1 | 1 | 5 | 2022 | 2.2 | 1 | 1 | LIB |  |  |  | 1 | CS |  |  |  | PR |  |  | Y |  |  |  | Y | Y |  |  |  | Y | 65132 | PV1 |  |  |  |  | Y
64513 | RE Crimson LLC | 65140 | Crimson | CA | Riverside | SWSH1 | OP | Batteries | BA | IPP Non-CHP | 2 | 200 | 200 | 200 | 10 | 2022 | 800 | 175 | 175 | LIB |  |  |  | 5 | CS |  | PR | [13 empty] | N | [6 empty] | N
64513 | RE Crimson LLC | 65140 | Crimson | CA | Riverside | SWSH2 | OP | Batteries | BA | IPP Non-CHP | 2 | 150 | 150 | 150 | 10 | 2022 | 600 | 133 | 131 | LIB |  |  |  | 5 | CS |  | PR | [13 empty] | N | [6 empty] | N
56769 | Consolidated Edison Development Inc. | 65154 | UMass PV Lot 22 | MA | Hampshire | U22ES | OP | Batteries | BA | IPP Non-CHP | 2 | 2 | 2 | 1.2 | 9 | 2022 | 4.3 | 1.1 | 0.9 | LIB |  |  |  | 0.5 | CS | [6 empty] | PR | Y |  |  | Y |  |  |  |  | Y | 65154 | U22PV |  |  |  |  | N
64534 | Cranberry Highway Solar, LLC | 65174 | Cranberry Highway Solar LLC | MA | Plymouth | BA1 | OP | Batteries | BA | IPP Non-CHP | 2 | 2 | 2 | 2 | 3 | 2021 | 4.5 | 2 | 2 | LIB |  |  |  | 0.7 | CS |  | PR | [5 empty] | Y | Y |  | Y | N | Y |  |  | Y | 65174 | PV1 |  |  |  |  | N
61012 | AES Distributed Energy | 65217 | South Goshen Community Solar | NY | Orange | BESS | OP | Batteries | BA | IPP Non-CHP | 2 | 4.5 | 4.5 | 4.5 | 9 | 2021 | 17 | 4.5 | 4.5 | LIB |  |  |  | 5 | OT | [6 empty] | Y |  |  |  | PR |  | N | Y |  | Y | 65217 | SGOSH |  |  |  |  | N
13683 | North Carolina El Member Corp | 65240 | Maysville BESS | NC | Jones | BAT1 | OP | Batteries | BA | Electric Utility | 1 | 5 | 5 | 5 | 12 | 2024 | 10 | 5 | 5 | LIB |  |  |  | 5 | CS | [6 empty] | Y | PR | [7 empty] | N | [6 empty] | Y
13683 | North Carolina El Member Corp | 65241 | McKinney BESS | NC | Richmond | BAT1 | OP | Batteries | BA | Electric Utility | 1 | 5 | 5 | 5 | 12 | 2024 | 10 | 5 | 5 | LIB |  |  |  | 5 | CS | [6 empty] | Y | PR | [7 empty] | N | [6 empty] | Y
64560 | Charlemont MA, LLC | 65242 | Charlemont A | MA | Franklin | CMSB | OP | Batteries | BA | IPP Non-CHP | 2 | 2.5 | 2.5 | 2.5 | 9 | 2021 | 3.8 | 1.5 | 1.5 | LIB |  |  |  | 98 | CS | [6 empty] | Y |  |  |  | PR |  | Y | N |  | Y | 65242 | CMS |  |  |  |  | N
13683 | North Carolina El Member Corp | 65243 | New Rosewood BESS | NC | Wayne | BAT1 | OP | Batteries | BA | Electric Utility | 1 | 2.5 | 2.5 | 2.5 | 12 | 2024 | 10 | 2.5 | 2.5 | LIB |  |  |  | 5 | CS | [6 empty] | Y | PR | [7 empty] | N | [6 empty] | Y
13683 | North Carolina El Member Corp | 65244 | Queens Creek BESS | NC | Onslow | BAT1 | OP | Batteries | BA | Electric Utility | 1 | 2.5 | 2.5 | 2.5 | 12 | 2024 | 5 | 2.5 | 2.5 | LIB |  |  |  | 2.5 | CS | [6 empty] | Y | PR | [7 empty] | N | [6 empty] | Y
13683 | North Carolina El Member Corp | 65245 | Rocky Point BESS | NC | Pender | BAT1 | OP | Batteries | BA | Electric Utility | 1 | 5 | 5 | 5 | 12 | 2024 | 5 | 2.5 | 2.5 | LIB |  |  |  | 2.5 | CS | [6 empty] | Y | PR | [7 empty] | N | [6 empty] | Y
13683 | North Carolina El Member Corp | 65246 | Walkers Crossroads BESS | NC | Wake | BAT1 | OP | Batteries | BA | Electric Utility | 1 | 5 | 5 | 5 | 12 | 2024 | 10 | 5 | 5 | LIB |  |  |  | 5 | CS | [6 empty] | Y | PR | [7 empty] | N | [6 empty] | Y
13683 | North Carolina El Member Corp | 65247 | Zion Hill BESS | NC | Brunswick | BAT1 | OP | Batteries | BA | Electric Utility | 1 | 5 | 5 | 5 | 12 | 2024 | 10 | 5 | 5 | LIB |  |  |  | 5 | CS | [6 empty] | Y | PR | [7 empty] | N | [6 empty] | Y
13683 | North Carolina El Member Corp | 65248 | Collier BESS | NC | Cumberland | BAT1 | OP | Batteries | BA | Electric Utility | 1 | 2.5 | 2.5 | 2.5 | 12 | 2024 | 5 | 2.5 | 2.5 | LIB |  |  |  | 2.5 | CS | [6 empty] | Y | PR | [7 empty] | N | [6 empty] | Y
13683 | North Carolina El Member Corp | 65249 | Docs Road BESS | NC | Harnett | BAT1 | OP | Batteries | BA | Electric Utility | 1 | 5 | 5 | 5 | 12 | 2024 | 10 | 5 | 5 | LIB |  |  |  | 5 | CS | [6 empty] | Y | PR | [7 empty] | N | [6 empty] | Y
13683 | North Carolina El Member Corp | 65250 | Five Points BESS | NC | Randolph | BAT1 | OP | Batteries | BA | Electric Utility | 1 | 5 | 5 | 5 | 12 | 2024 | 10 | 5 | 5 | LIB |  |  |  | 5 | CS | [6 empty] | Y | PR | [7 empty] | N | [6 empty] | Y
64564 | Byrd Ranch Storage LLC | 65259 | Byrd Ranch Storage | TX | Brazoria | P1 | OP | Batteries | BA | IPP Non-CHP | 2 | 50 | 50 | 50 | 11 | 2022 | 50 | 50 | 50 | LIB |  |  |  | 16.4 | CS | Y |  |  | PR |  |  |  |  | Y | [5 empty] | N | N | [6 empty] | N
64568 | BT Noble Solar, LLC | 65271 | Noble Solar | TX | Denton | NBSTG | OP | Batteries | BA | IPP Non-CHP | 2 | 125 | 125 | 125 | 10 | 2022 | 125 | 125 | 125 | LIB |  |  |  | 41.2 | CS | Y | Y |  | PR |  |  |  |  | Y |  |  | N |  |  |  | N | [6 empty] | N
64582 | OE_MS6 | 65291 | Golden Triangle II | MS | Lowndes | MS6_S | OP | Batteries | BA | IPP Non-CHP | 2 | 50 | 50 | 50 | 5 | 2024 | 200 | 50 | 50 | LIB |  |  |  | 37.5 | CS | PR | [10 empty] | N | Y |  |  | Y | 65291 | MS6_S |  |  |  |  | N
61204 | Today's Power, Inc. | 65351 | General Dynamics | AR | Ouachita | GDBA1 | OP | Batteries | BA | Industrial Non-CHP | 6 | 2.5 | 2.5 | 2.5 | 12 | 2020 | 4.8 | 2.5 | 2.5 | LIB |  |  |  |  | CS | [6 empty] | PR |  |  |  | Y | Y |  |  |  | N | [6 empty] | Y
61204 | Today's Power, Inc. | 65351 | General Dynamics | AR | Ouachita | GDBA2 | OP | Batteries | BA | Industrial Non-CHP | 6 | 2.5 | 2.5 | 2.5 | 12 | 2020 | 4.8 | 2.5 | 2.5 | LIB |  |  |  |  | CS | [6 empty] | PR |  |  |  | Y | Y |  |  |  | N | [6 empty] | Y
64724 | Lincoln Solar Star, LLC | 65382 | Lincoln WWTF Hybrid | CA | Placer | ESS | OP | Batteries | BA | IPP Non-CHP | 2 | 1 | 1 | 1 | 3 | 2022 | 2 | 1 | 1 | LIB |  |  |  | 1 | CS | [7 empty] | PR |  |  | Y | Y |  |  |  | N | 65382 | PV |  |  |  |  | N
64740 | Santa Paula Energy Storage, LLC | 65397 | Santa Paula Energy Storage LLC | CA | Ventura | SP1 | OP | Batteries | BA | IPP Non-CHP | 2 | 30 | 30 | 30 | 10 | 2024 | 30 | 30 | 30 | LIB |  |  |  | 14.5 | CS | PR | [14 empty] | N | [6 empty] | N
64754 | Gilead Sciences Inc. | 65408 | Gilead Oceanside Solar Project | CA | San Diego | GOSSB | OP | Batteries | BA | IPP Non-CHP | 2 | 0.7 | 0.7 | 0.7 | 12 | 2021 | 3 | 0.7 | 0.7 | LIB |  |  |  | 1.1 | CT | Y | PR |  |  |  |  | Y |  |  |  | Y | Y |  |  |  | Y | 65408 | GOSSP |  |  |  |  | N
64755 | Gilead Sciences Inc. Foster City | 65409 | Gilead Foster City Solar Project | CA | San Mateo | GFCSB | OP | Batteries | BA | IPP Non-CHP | 2 | 0.5 | 0.5 | 0.5 | 4 | 2021 | 0.9 | 0.5 | 0.5 | LIB |  |  |  | 1.1 | CT | [6 empty] | PR |  |  |  | Y | Y |  |  |  | N | 65409 | GFCS1 |  |  |  |  | N
57416 | Acciona Energy USA Global, LLC | 65410 | Cunningham Storage | TX | Hunt | SPUT | OP | Batteries | BA | IPP Non-CHP | 2 | 190 | 190 | 190 | 8 | 2023 | 380 | 190 | 190 | LIB |  |  |  | 62 | CS | PR | Y |  | Y | [10 empty] | N | N | [6 empty] | N
65173 | United States Solar Corporation | 65441 | USS Itasca Clean Energy Solar LLC | MN | Itasca | ITCBT | OP | Batteries | BA | IPP Non-CHP | 2 | 1 | 1 | 1 | 8 | 2022 | 3 | 1 | 1 | LIB |  |  |  | 1 | CS | [7 empty] | PR |  | Y | Y | Y |  |  |  | Y | 65441 | USSTC |  |  |  |  | Y
17609 | Southern California Edison Co | 65456 | Separator (Etiwanda) BESS | CA | San Bernardino | SEPAR | OP | Batteries | BA | Electric Utility | 1 | 112.5 | 112.5 | 112.5 | 8 | 2024 | 450 | 112.5 | 112.5 | LIB |  |  |  | 32 | CS | PR | Y | [13 empty] | N | [6 empty] | N
17609 | Southern California Edison Co | 65457 | Cathode (Hinson) BESS | CA | Los Angeles | CATH1 | OP | Batteries | BA | Electric Utility | 1 | 100 | 100 | 100 | 8 | 2024 | 400 | 100 | 100 | LIB |  |  |  | 33 | CS | [6 empty] | PR |  | Y | [6 empty] | N | [6 empty] | Y
17609 | Southern California Edison Co | 65457 | Cathode (Hinson) BESS | CA | Los Angeles | CATH2 | OP | Batteries | BA | Electric Utility | 1 | 100 | 100 | 100 | 8 | 2024 | 400 | 100 | 100 | LIB |  |  |  | 33 | CS | [6 empty] | PR |  | Y | [6 empty] | N | [6 empty] | Y
15477 | Public Service Elec & Gas Co | 65468 | Highland Park Borough Solar | NJ | Middlesex | HPBA | OP | Batteries | BA | Electric Utility | 1 | 0.6 | 0.6 | 0.6 | 11 | 2019 | 2.1 | 0.5 | 0.5 | LIB |  |  |  | 0.6 | BL |  | Y |  |  | Y |  | Y |  | PR |  |  | N |  |  | N | N | [6 empty] | N
64785 | Sealed Air Corporation | 65469 | Sealed Air Madera Solar Project | CA | Madera | SAMBA | OP | Batteries | BA | Industrial Non-CHP | 6 | 0.8 | 0.8 | 0.8 | 5 | 2022 | 3.1 | 0.8 | 0.8 | LIB |  |  |  | 0 | CS | [10 empty] | PR |  | Y |  |  | Y | 65469 | SAMSP |  |  |  |  | N
13407 | Nevada Power Co | 65472 | Chukar Battery Energy Storage System | NV | Storey | CHUK1 | OP | Batteries | BA | Electric Utility | 1 | 10 | 10 | 10 | 7 | 2021 | 40 | 10 | 10 | LIB |  |  |  | 3.3 | CS | [6 empty] | Y | PR |  |  | Y |  |  |  |  | N | [6 empty] | Y
56201 | Engie North America | 65489 | Dickens | TX | Dickens | DIKNS | OP | Batteries | BA | IPP Non-CHP | 2 | 200 | 200 | 200 | 12 | 2024 | 200 | 200 | 200 | LIB |  |  |  | 65.8 | CS | Y | PR | [13 empty] | N | [6 empty] | N
56201 | Engie North America | 65490 | Hydra | TX | Pecos | HYDRA | OP | Batteries | BA | IPP Non-CHP | 2 | 200 | 200 | 200 | 12 | 2024 | 200 | 200 | 200 | LIB |  |  |  | 65.8 | CS | Y | PR | [13 empty] | N | [6 empty] | N
56201 | Engie North America | 65491 | Paleo | TX | Hale | PALEO | OP | Batteries | BA | IPP Non-CHP | 2 | 200 | 200 | 200 | 12 | 2024 | 200 | 200 | 200 | LIB |  |  |  | 65.8 | CS | Y | PR | [13 empty] | N | [6 empty] | N
56201 | Engie North America | 65492 | Pavo | TX | Pecos | PAVO | OP | Batteries | BA | IPP Non-CHP | 2 | 175 | 175 | 175 | 12 | 2024 | 175 | 175 | 175 | LIB |  |  |  | 57.8 | CS | Y | PR | [13 empty] | N | [6 empty] | N
56201 | Engie North America | 65493 | Tortolas | TX | Brazoria | TORTO | OP | Batteries | BA | IPP Non-CHP | 2 | 50 | 50 | 50 | 12 | 2024 | 50 | 50 | 50 | LIB |  |  |  | 16.5 | CS | Y | PR | [13 empty] | N | [6 empty] | N
64809 | Doc Brown LLC | 65499 | Danville BESS 1 | VA | Danville City | 90909 | OP | Batteries | BA | IPP Non-CHP | 2 | 10.5 | 10.5 | 10.5 | 11 | 2022 | 24.6 | 10.5 | 10.5 | LIB |  |  |  | 10.5 | CS | Y | Y |  |  |  |  | PR | [7 empty] | N | N | [6 empty] | N
20856 | Wisconsin Power & Light Co | 65530 | Portage Industrial Battery | WI | Columbia | BESS1 | OP | Batteries | BA | Electric Utility | 1 | 5 | 5 | 5 | 8 | 2022 | 10 | 5 | 5 | LIB |  |  |  | 5 | CS | PR | [13 empty] | N | N | [6 empty] | N
9417 | Interstate Power and Light Co | 65531 | Deer Run Battery | IA | Linn | BESS1 | OP | Batteries | BA | Electric Utility | 1 | 5 | 5 | 5 | 1 | 2023 | 10 | 1 | 1 | LIB | LIB |  |  | 1 | CS |  | PR | [12 empty] | N | N | [6 empty] | Y
59573 | Solar Star Prime 3, LLC | 65562 | Amazon Bakersfield 1 Solar Project | CA | Kern | ABSBA | OP | Batteries | BA | IPP Non-CHP | 2 | 1.6 | 1.6 | 1.6 | 1 | 2024 | 5.9 | 1.4 | 1.4 | MAB |  |  |  | 0.7 | BL | PR | [9 empty] | Y | Y |  |  |  | N | [6 empty] | N
64846 | Google, Inc. | 65568 | Google Moffett Park Solar Project | CA | Santa Clara | GMSPB | OP | Batteries | BA | IPP Non-CHP | 2 | 0.6 | 0.6 | 0.6 | 3 | 2021 | 1.1 | 0.6 | 0.6 | LIB |  |  |  | 0.8 | CS | [10 empty] | PR |  | Y |  |  | Y | 65568 | GMSP1 | 65568 | GMSP2 |  |  | N
64845 | Gilead Sciences, Inc. - La Verne | 65569 | Gilead Sciences La Verne Rooftop Solar | CA | Los Angeles | GSRBA | OP | Batteries | BA | Industrial Non-CHP | 6 | 1.1 | 1.1 | 1.1 | 7 | 2021 | 2.1 | 1.1 | 1.1 | LIB |  |  |  | 1.1 | CS | [6 empty] | PR |  |  |  | Y | Y |  |  |  | N | 65569 | GSRSP |  |  |  |  | N
64878 | West Valley-Mission Community College District | 65570 | West Valley Mission CCD Solar Project | CA | Santa Clara | WVMBA | OP | Batteries | BA | IPP Non-CHP | 2 | 0.9 | 0.9 | 0.9 | 9 | 2022 | 2.1 | 0.9 | 0.9 | LIB |  |  |  | 0 | CS | [6 empty] | Y |  |  |  | Y
64905 | Solar Star Coastal Pirate, LLC | 65614 | Orange Coast College PH2 Solar Project | CA | Orange | OCCBA | OP | Batteries | BA | IPP Non-CHP | 2 | 2.1 | 2.1 | 2.1 | 5 | 2022 | 4 | 2 | 2 | LIB |  |  |  | 1 | CS | [7 empty] | PR |  |  | Y | Y |  |  |  | N | 65614 | OCCSP |  |  |  |  | N
20856 | Wisconsin Power & Light Co | 65633 | Boaz Microgrid Battery | WI | Richland | BESS1 | OP | Batteries | BA | Electric Utility | 1 | 3.6 | 0.4 | 0.4 | 8 | 2023 | 3 | 1 | 1 | LIB |  |  |  | 3 | CS | PR | [13 empty] | N | N | [6 empty] | Y
64889 | Brockelman Road Solar 2, LLC | 65650 | Brockelman Road Solar 2 | MA | Worcester | 15447 | OP | Batteries | BA | IPP Non-CHP | 2 | 2 | 2 | 1.8 | 9 | 2021 | 1.7 | 1 | 1 | LIB |  |  |  | 0 | CT |  |  |  |  | Y | [5 empty] | PR | N | Y |  |  | Y | 65650 | 15446 |  |  |  |  | N
64938 | Faunce Corner Road Dartmouth Solar 1, LLC | 65669 | Faunce Corner Community Solar | MA | Bristol | FCBA | OP | Batteries | BA | IPP Non-CHP | 2 | 1 | 1 | 1 | 7 | 2022 | 3.9 | 1 | 1 | LIB |  |  |  | 2.3 | CS | [10 empty] | PR | Y |  |  |  | Y | 65669 | FCPV |  |  |  |  | Y
64939 | Ventura Drive Dartmouth Solar 1, LLC | 65670 | Ventura | MA | Bristol | VTRBA | OP | Batteries | BA | IPP Non-CHP | 2 | 1 | 1 | 1 | 6 | 2022 | 5 | 1 | 1 | LIB |  |  |  | 2 | CS | [10 empty] | PR | Y |  |  |  | Y | 65670 | VTRPV |  |  |  |  | Y
64287 | Terra-Gen Operating Co-BESS | 65672 | Sanborn BESS 3 | CA | Kern | BESS | OP | Batteries | BA | IPP Non-CHP | 2 | 169 | 169 | 169 | 10 | 2023 | 676 | 169 | 169 | LIB |  |  |  | 67.6 | CS | PR | Y | [13 empty] | N | [6 empty] | N
64287 | Terra-Gen Operating Co-BESS | 65673 | Sanborn BESS 4 | CA | Kern | BESS | OP | Batteries | BA | IPP Non-CHP | 2 | 47 | 47 | 47 | 11 | 2023 | 188 | 47 | 47 | LIB |  |  |  | 67.6 | CS | PR | Y | [13 empty] | N | [6 empty] | N
64366 | Terra-Gen Operating Co-Hybrid | 65674 | Edwards Sanborn E1B | CA | Kern | BESS | OP | Batteries | BA | IPP Non-CHP | 2 | 136 | 136 | 136 | 11 | 2023 | 136 | 136 | 136 | LIB |  |  |  | 67.6 | CS | Y | Y | [8 empty] | PR | Y |  |  |  | Y | 65674 | PV |  |  |  |  | N
64366 | Terra-Gen Operating Co-Hybrid | 65675 | Edwards Sanborn E4 | CA | Kern | BESS | OP | Batteries | BA | IPP Non-CHP | 2 | 100 | 100 | 100 | 11 | 2023 | 100 | 100 | 100 | LIB |  |  |  | 67.6 | CS | Y | Y | [8 empty] | PR |  | Y |  |  | Y | 65675 | PV |  |  |  |  | N
64366 | Terra-Gen Operating Co-Hybrid | 65676 | Edwards Sanborn E5 | CA | Kern | BESS | OP | Batteries | BA | IPP Non-CHP | 2 | 47 | 47 | 47 | 11 | 2023 | 188 | 47 | 47 | LIB |  |  |  | 67.6 | CS | Y | Y | [8 empty] | PR | Y |  |  |  | Y | 65676 | PV |  |  |  |  | N
64366 | Terra-Gen Operating Co-Hybrid | 65677 | Edwards Sanborn S4 | CA | Kern | BESS | OP | Batteries | BA | IPP Non-CHP | 2 | 18.8 | 18.8 | 18.8 | 7 | 2023 | 18.8 | 18.8 | 18.8 | LIB |  |  |  | 67.6 | CS | Y | Y | [8 empty] | PR |  | Y |  |  | Y | 65677 | PV |  |  |  |  | N
63289 | Key Capture Energy | 65692 | NY6 Battery | NY | Erie | NY6 | OP | Batteries | BA | IPP Non-CHP | 2 | 20 | 20 | 20 | 5 | 2023 | 42 | 20 | 20 | LIB |  |  |  | 20 | CS |  | PR | [6 empty] | Y |  |  |  | N |  |  | N | [6 empty] | N
63289 | Key Capture Energy | 65693 | TX10 Hummingbird Storage | TX | Denton | TX10 | OP | Batteries | BA | IPP Non-CHP | 2 | 100 | 100 | 100 | 10 | 2024 | 227 | 100 | 100 | LIB |  |  |  | 100 | CS |  | PR | [6 empty] | Y |  |  |  | Y |  |  | N | [6 empty] | N
63289 | Key Capture Energy | 65694 | TX11 Republic Road Storage | TX | Robertson | TX11 | OP | Batteries | BA | IPP Non-CHP | 2 | 50 | 50 | 50 | 10 | 2022 | 50 | 50 | 50 | LIB |  |  |  | 50 | CS | Y | PR |  | Y |  |  |  | Y |  | Y |  |  | N |  |  | N | [6 empty] | N
63289 | Key Capture Energy | 65695 | TX12 Silicon Hill Storage | TX | Travis | TX12 | OP | Batteries | BA | IPP Non-CHP | 2 | 100 | 100 | 100 | 10 | 2022 | 100 | 100 | 100 | LIB |  |  |  | 100 | CS | Y | PR |  | Y |  |  |  | Y |  | Y |  |  | N |  |  | N | [6 empty] | N
63289 | Key Capture Energy | 65696 | TX13 Endurance Park Storage | TX | Scurry | TX13 | OP | Batteries | BA | IPP Non-CHP | 2 | 50 | 50 | 50 | 12 | 2022 | 50 | 50 | 50 | LIB |  |  |  | 50 | CS | Y | PR |  | Y |  |  |  | Y |  | Y |  |  | N |  |  | N | [6 empty] | N
12686 | Mississippi Power Co | 65697 | Walnut Grove Demonstration Plant | MS | Leake | 1A | OP | Batteries | BA | Electric Utility | 1 | 1.5 | 1.5 | 1.5 | 7 | 2023 | 1.5 | 1.5 | 1.5 | LIB |  |  |  | 0.5 | CS | [9 empty] | PR | Y |  | Y |  |  | Y | 65697 | 1B |  |  |  |  | Y
63289 | Key Capture Energy | 65698 | TX15 Limousin Oak Storage | TX | Grimes | TX15 | OP | Batteries | BA | IPP Non-CHP | 2 | 100 | 100 | 100 | 8 | 2024 | 227 | 100 | 100 | LIB |  |  |  | 100 | CS |  | PR | [6 empty] | Y |  |  |  | Y |  |  | N | [6 empty] | N
63289 | Key Capture Energy | 65699 | TX19 River Valley Storage 1 | TX | Williamson | TX19 | OP | Batteries | BA | IPP Non-CHP | 2 | 50 | 50 | 50 | 7 | 2023 | 111 | 50 | 50 | LIB |  |  |  | 50 | CS |  | PR | [6 empty] | Y |  |  |  | N |  |  | N | [6 empty] | N
63289 | Key Capture Energy | 65700 | TX21 River Valley Storage 2 | TX | Williamson | TX21 | OP | Batteries | BA | IPP Non-CHP | 2 | 50 | 50 | 50 | 7 | 2023 | 107 | 50 | 50 | LIB |  |  |  | 50 | CS |  | PR | [6 empty] | Y |  |  |  | N |  |  | N | [6 empty] | N
63289 | Key Capture Energy | 65701 | TX23 Roughneck Storage | TX | Brazoria | TX23 | OP | Batteries | BA | IPP Non-CHP | 2 | 50 | 50 | 50 | 12 | 2022 | 50 | 50 | 50 | LIB |  |  |  | 50 | CS | Y | PR |  | Y |  |  |  | Y |  | Y |  |  | N |  |  | N | [6 empty] | N
64966 | Vikings Energy Farm, LLC | 65711 | Vikings Energy Farm | CA | Imperial | GEN2 | OP | Batteries | BA | IPP Non-CHP | 2 | 150 | 150 | 150 | 5 | 2024 | 600 | 150 | 150 | LIB |  |  |  | 49.3 | CS | PR | Y |  | Y |  |  |  | Y | Y |  | Y | Y |  |  |  | Y | 64966 | GEN1 |  |  |  |  | N
64971 | IP Oberon LLC | 65734 | Oberon Solar Project | CA | Riverside | OBIBS | OP | Batteries | BA | IPP Non-CHP | 2 | 125 | 125 | 125 | 9 | 2023 | 500 | 125 | 125 | LIB |  |  |  | 127.5 | CS | Y |  |  |  | Y | [5 empty] | PR | Y |  |  |  | Y | 65734 | OBIPV |  |  |  |  | N
64972 | IP Oberon II, LLC | 65735 | Oberon II Solar Project | CA | Riverside | OBIIB | OP | Batteries | BA | IPP Non-CHP | 2 | 125 | 125 | 125 | 9 | 2023 | 500 | 125 | 125 | LIB |  |  |  | 127.5 | CS | Y |  |  |  | Y | [5 empty] | PR | Y |  |  |  | Y | 65735 | OBIIP |  |  |  |  | N
64995 | Victory Pass I, LLC | 65743 | Victory Pass | CA | Riverside | VCTBA | OP | Batteries | BA | IPP Non-CHP | 2 | 50 | 50 | 50 | 3 | 2024 | 200 | 50 | 50 | LIB |  |  |  | 16 | CT | PR | Y | [8 empty] | Y | Y |  |  |  | N | 65743 | VCTPV |  |  |  |  | N
64996 | Arica Solar, LLC | 65744 | Arica Solar | CA | Riverside | ARCBA | OP | Batteries | BA | IPP Non-CHP | 2 | 136 | 136 | 136 | 3 | 2024 | 544 | 136 | 136 | LIB |  |  |  | 45 | CT | PR | Y | [8 empty] | Y | Y |  |  |  | N | 64996 | ARCPV |  |  |  |  | N
65076 | HEN Infrastructure, L.L.C. | 65809 | Caterina | TX | Dimmit | CATER | OP | Batteries | BA | IPP Non-CHP | 2 | 9.9 | 9.9 | 9.9 | 8 | 2022 | 9.9 | 9.9 | 9.9 | LIB |  |  |  | 9.9 | CS | Y | PR |  | Y | [11 empty] | N | [6 empty] | N
65076 | HEN Infrastructure, L.L.C. | 65810 | Cedarville (TX) | TX | Reeves | CDRVL | OP | Batteries | BA | IPP Non-CHP | 2 | 9.9 | 9.9 | 9.9 | 6 | 2022 | 9.9 | 9.9 | 9.9 | LIB |  |  |  | 9.9 | CS | Y | PR | [13 empty] | N | [6 empty] | N
65076 | HEN Infrastructure, L.L.C. | 65811 | Coyote Springs (TX) | TX | Reeves | CYTSP | OP | Batteries | BA | IPP Non-CHP | 2 | 9.9 | 9.9 | 9.9 | 6 | 2022 | 9.9 | 9.9 | 9.9 | LIB |  |  |  | 9.9 | CS | Y | PR | [13 empty] | N | [6 empty] | N
65076 | HEN Infrastructure, L.L.C. | 65812 | Farmersville (TX) | TX | Collin | FRMVL | OP | Batteries | BA | IPP Non-CHP | 2 | 9.9 | 9.9 | 9.9 | 4 | 2024 | 9.9 | 9.9 | 9.9 | LIB |  |  |  | 9.9 | CS | Y | PR | [13 empty] | N | [6 empty] | N
65076 | HEN Infrastructure, L.L.C. | 65813 | Faulkner | TX | Reeves | FAULK | OP | Batteries | BA | IPP Non-CHP | 2 | 9.9 | 9.9 | 9.9 | 4 | 2022 | 9.9 | 9.9 | 9.9 | LIB |  |  |  | 9.9 | CS | Y | PR | [13 empty] | N | [6 empty] | N
65076 | HEN Infrastructure, L.L.C. | 65814 | Gomez | TX | Pecos | GOMEZ | OP | Batteries | BA | IPP Non-CHP | 2 | 9.9 | 9.9 | 9.9 | 5 | 2023 | 9.9 | 9.9 | 9.9 | LIB |  |  |  | 9.9 | CS | Y | PR | [13 empty] | N | [6 empty] | N
65056 | NY - Mines Press | 65815 | NY - Mines Press | NY | Westchester | MPBS | OP | Batteries | BA | IPP Non-CHP | 2 | 1 | 1 | 1 | 6 | 2022 | 2.1 | 0.6 | 0.6 | LIB |  |  |  | 1 | CS | Y |  | Y |  | Y | Y | Y |  |  |  | PR |  | Y |  |  | Y | 65815 | MPRES |  |  |  |  | N
65076 | HEN Infrastructure, L.L.C. | 65829 | Holcomb (TX) | TX | La Salle | HOLCO | OP | Batteries | BA | IPP Non-CHP | 2 | 9.9 | 9.9 | 9.9 | 1 | 2023 | 9.9 | 9.9 | 9.9 | LIB |  |  |  | 9.9 | CS | Y | PR | [13 empty] | N | [6 empty] | N
65076 | HEN Infrastructure, L.L.C. | 65830 | Junction (TX) | TX | Kimble | JUNCT | OP | Batteries | BA | IPP Non-CHP | 2 | 9.9 | 9.9 | 9.9 | 10 | 2023 | 9.9 | 9.9 | 9.9 | LIB |  |  |  | 9.9 | CS | Y | PR | [13 empty] | N | [6 empty] | N
65076 | HEN Infrastructure, L.L.C. | 65831 | Lonestar | TX | Ward | LNSTR | OP | Batteries | BA | IPP Non-CHP | 2 | 9.9 | 9.9 | 9.9 | 8 | 2022 | 9.9 | 9.9 | 9.9 | LIB |  |  |  | 9.9 | CS | Y | PR | [13 empty] | N | [6 empty] | N
65076 | HEN Infrastructure, L.L.C. | 65832 | Olney | TX | Young | OLNEY | OP | Batteries | BA | IPP Non-CHP | 2 | 9.9 | 9.9 | 9.9 | 5 | 2023 | 9.9 | 9.9 | 9.9 | LIB |  |  |  | 9.9 | CS | Y | PR | [13 empty] | N | [6 empty] | N
65076 | HEN Infrastructure, L.L.C. | 65833 | Rattlesnake (TX) | TX | Ward | RTLSK | OP | Batteries | BA | IPP Non-CHP | 2 | 9.9 | 9.9 | 9.9 | 6 | 2022 | 9.9 | 9.9 | 9.9 | LIB |  |  |  | 9.9 | CS | Y | PR | [13 empty] | N | [6 empty] | N
65076 | HEN Infrastructure, L.L.C. | 65834 | Saddleback | TX | Reeves | SDLBK | OP | Batteries | BA | IPP Non-CHP | 2 | 9.9 | 9.9 | 9.9 | 4 | 2022 | 9.9 | 9.9 | 9.9 | LIB |  |  |  | 9.9 | CS | Y | PR | [13 empty] | N | [6 empty] | N
65076 | HEN Infrastructure, L.L.C. | 65835 | Screwbean | TX | Culberson | SCRWB | OP | Batteries | BA | IPP Non-CHP | 2 | 9.9 | 9.9 | 9.9 | 1 | 2023 | 9.9 | 9.9 | 9.9 | LIB |  |  |  | 9.9 | CS | Y | PR | [13 empty] | N | [6 empty] | N
65076 | HEN Infrastructure, L.L.C. | 65836 | Toyah Power Station | TX | Reeves | TOYAH | OP | Batteries | BA | IPP Non-CHP | 2 | 10.4 | 9.9 | 9.9 | 10 | 2021 | 9.9 | 9.9 | 9.9 | LIB |  |  |  | 9.9 | CS | Y | PR | [13 empty] | N | [6 empty] | N
65076 | HEN Infrastructure, L.L.C. | 65837 | Val Verde | TX | Hidalgo | VALVR | OP | Batteries | BA | IPP Non-CHP | 2 | 9.9 | 9.9 | 9.9 | 1 | 2024 | 9.9 | 9.9 | 9.9 | LIB |  |  |  | 9.9 | CS | Y | PR | [13 empty] | N | [6 empty] | N
66971 | Anatolian Energy, LLC | 65838 | Hoef's Road Storage | TX | Reeves | HOEFS | OA | Batteries | BA | IPP Non-CHP | 2 | 2 | 2 | 2 | 5 | 2021 | 2 | 2 | 2 | LIB |  |  |  | 2 | CS | Y | PR | [13 empty] | N | [6 empty] | N
65059 | Sunlight Storage, LLC | 65857 | Sunlight Storage | CA | Riverside | SUNS1 | OP | Batteries | BA | IPP Non-CHP | 2 | 230 | 230 | 230 | 9 | 2022 | 920 | 230 | 230 | LIB |  |  |  | 8.1 | CS | PR | Y |  | Y | [7 empty] | N |  |  |  | N | [6 empty] | N
65552 | Terra-Gen Operating Co-BESS 2 | 65933 | Sagebrush ESS | CA | Kern | 1 | OP | Batteries | BA | IPP Non-CHP | 2 | 80 | 80 | 80 | 5 | 2023 | 320 | 80 | 80 | LIB |  |  |  | 80 | CS | PR | Y |  | Y | [7 empty] | N |  |  |  | N | [6 empty] | N
65118 | AlphaStruxure Service Co LP | 65945 | Brookville Smart Bus Depot Microgrid | MD | Montgomery | BESS | OP | Batteries | BA | Commercial Non-CHP | 4 | 1.5 | 1.5 | 1.5 | 11 | 2022 | 4.3 | 1.5 | 1.5 | LIB |  |  |  | 1.5 | CS |  |  | PR |  |  |  | Y | Y |  | Y | Y | Y |  |  |  | Y | 65945 | PV |  |  |  |  | Y
65122 | Kearsarge Beverly LLC | 65950 | Kearsarge 100 Sohier Rd | MA | Essex | SOBAT | OP | Batteries | BA | IPP Non-CHP | 2 | 1.8 | 1.8 | 1.8 | 5 | 2023 | 6.4 | 1.7 | 1.7 | LIB |  |  |  | 1 | CS |  | Y |  |  | PR | [5 empty] | Y | Y |  |  |  | Y | 65950 | SOH |  |  |  |  | N
65129 | VESI 21 LLC | 65951 | Bowling Green Energy Storage Project | OH | Wood | BG1 | OP | Batteries | BA | IPP Non-CHP | 2 | 12 | 12 | 12 | 5 | 2023 | 12 | 12 | 12 | LIB |  |  |  | 13.2 | CS |  | PR | [13 empty] | N | [6 empty] | N
65128 | VESI 25 LLC | 65952 | Andover Energy Storage Project | NJ | Sussex | AD1 | OP | Batteries | BA | IPP Non-CHP | 2 | 20 | 20 | 20 | 6 | 2023 | 20 | 20 | 20 | LIB |  |  |  | 27.6 | CS |  | PR | [13 empty] | N | [6 empty] | N
65127 | VESI 24 LLC | 65953 | Howell Energy Storage Project | NJ | Monmouth | HW1 | OP | Batteries | BA | IPP Non-CHP | 2 | 7 | 7 | 7 | 3 | 2023 | 7 | 7 | 7 | LIB |  |  |  | 9.2 | CS |  | PR | [13 empty] | N | [6 empty] | N
64801 | Storey Energy Center, LLC | 65956 | Storey Solar and Storage | AZ | Pinal | STOBA | OP | Batteries | BA | IPP Non-CHP | 2 | 88 | 88 | 88 | 9 | 2023 | 264 | 88 | 88 | LIB |  |  |  | 29 | CS | Y | Y | [8 empty] | PR | Y |  |  |  | Y | 65956 | STORY |  |  |  |  | N
56769 | Consolidated Edison Development Inc. | 65962 | Mesquite Solar 4, LLC | AZ | Maricopa | MS4B | OP | Batteries | BA | IPP Non-CHP | 2 | 10 | 10 | 10 | 1 | 2024 | 47.7 | 10 | 10 | LIB |  |  |  | 5.2 | CS |  | PR | [8 empty] | Y | Y |  |  |  | Y | 65962 | MS4 |  |  |  |  | N
56769 | Consolidated Edison Development Inc. | 65963 | Mesquite Solar 5, LLC | AZ | Maricopa | MS5B | OP | Batteries | BA | IPP Non-CHP | 2 | 60 | 60 | 60 | 7 | 2023 | 240 | 60 | 60 | LIB |  |  |  | 28.3 | CS |  | PR | [8 empty] | Y | Y |  |  |  | Y | 65963 | MS5 |  |  |  |  | Y
56769 | Consolidated Edison Development Inc. | 65980 | CED West Side Canal Battery Storage | CA | Imperial | WCBS | OP | Batteries | BA | IPP Non-CHP | 2 | 131 | 131 | 131 | 6 | 2023 | 524 | 131 | 131 | LIB |  |  |  | 43 | CS |  | PR | [13 empty] | N | [6 empty] | N
65168 | Desert Peak Energy Storage I, LLC | 65987 | Desert Peak Energy Storage I | CA | Riverside | DP1 | OP | Batteries | BA | IPP Non-CHP | 2 | 325 | 325 | 325 | 7 | 2023 | 1300 | 325 | 325 | LIB |  |  |  | 345.7 | CS | PR | Y | Y | Y |  |  | Y | [8 empty] | N | [6 empty] | N
65169 | Desert Peak Energy Storage II, LLC | 65988 | Desert Peak Energy Storage II | CA | Riverside | DP2 | OP | Batteries | BA | IPP Non-CHP | 2 | 75 | 75 | 75 | 7 | 2023 | 300 | 75 | 75 | LIB |  |  |  | 80 | CS | PR | Y | Y | [12 empty] | N | [6 empty] | N
65181 | House Mountain | 66006 | House Mountain | TX | Brewster | BA | OP | Batteries | BA | IPP Non-CHP | 2 | 73.2 | 63 | 63 | 1 | 2024 | 120 | 60 | 60 | LIB |  |  |  | 20 | CS | PR | Y |  | Y |  |  |  |  | Y | [6 empty] | N | [6 empty] | N
65182 | Flower Valley II | 66007 | Flower Valley II | TX | Reeves | BA | OP | Batteries | BA | IPP Non-CHP | 2 | 101 | 101 | 101 | 4 | 2022 | 200 | 100 | 100 | LIB |  |  |  | 43.4 | CS | PR | Y |  | Y |  |  |  |  | Y | [6 empty] | N | [6 empty] | N
65183 | Swoose II | 66008 | Swoose II | TX | Ward | BA | OP | Batteries | BA | IPP Non-CHP | 2 | 101 | 101 | 101 | 8 | 2022 | 200 | 100 | 100 | LIB |  |  |  | 43.4 | CS | PR | Y |  | Y |  |  |  |  | Y | [6 empty] | N | [6 empty] | N
65184 | Crossett Power Management LLC | 66009 | Crossett Power Management LLC | TX | Crane | BA | OP | Batteries | BA | IPP Non-CHP | 2 | 203 | 203 | 203 | 6 | 2022 | 400 | 200 | 200 | LIB |  |  |  | 67.4 | CS | PR | Y |  | Y |  |  |  |  | Y | [6 empty] | N | [6 empty] | N
62856 | Forefront Power, LLC | 66023 | Grossmont-Cuyamaca-Cuyamaca Col. Solar & | CA | San Diego | 19043 | OP | Batteries | BA | IPP Non-CHP | 2 | 1 | 1 | 1 | 3 | 2024 | 1 | 1 | 1 | LIB |  |  |  | 0 | CS |  |  |  |  | Y |  | PR |  |  |  | Y | Y |  |  |  | Y | 66023 | 18009 |  |  |  |  | N
65220 | Middleton Biogas Solar, LLC | 66048 | Middleton Biogas Solar, LLC | WI | Dane | MBS-B | OP | Batteries | BA | IPP Non-CHP | 2 | 0.3 | 0.3 | 0.3 | 5 | 2022 | 0.4 | 0.3 | 0.3 | LIB |  |  |  | 0.2 | CS |  |  |  |  | Y |  |  |  |  | Y | PR |  | Y |  |  | Y | 66048 | MBS |  |  |  |  | Y
61012 | AES Distributed Energy | 66050 | Lancaster Area Battery | CA | Los Angeles | LAB | OP | Batteries | BA | IPP Non-CHP | 2 | 127 | 127 | 127 | 9 | 2022 | 508 | 127 | 127 | LIB |  |  |  | 75.7 | CT | PR | Y |  | Y |  |  |  |  | Y | [6 empty] | N | [6 empty] | Y
65234 | Kapolei Energy Storage I, LLC | 66067 | Kapolei Energy Storage | HI | Honolulu | KES1 | OP | Batteries | BA | IPP Non-CHP | 2 | 185 | 185 | 185 | 12 | 2023 | 565 | 185 | 185 | LIB |  |  |  | 60 | CS | [6 empty] | PR | [8 empty] | N | [6 empty] | N
65252 | Blacksmith Road Solar 1, LLC | 66075 | Blacksmith Road Solar 1 | MA | Barnstable | 18121 | OP | Batteries | BA | IPP Non-CHP | 2 | 2 | 2 | 1.8 | 12 | 2021 | 3.3 | 1 | 1 | LIB |  |  |  | 0 | CT |  |  |  |  | Y | [5 empty] | PR | Y |  |  |  | Y | 66075 | 18120 |  |  |  |  | N
65253 | Electric Avenue Lunenburg Solar 1, LLC | 66076 | Electric Avenue Lunenburg Solar 1 | MA | Worcester | 20410 | OP | Batteries | BA | IPP Non-CHP | 2 | 1 | 1 | 0.8 | 4 | 2022 | 1 | 1 | 1 | LIB |  |  |  | 0 | CT | [10 empty] | PR |  | Y |  |  | Y | 66076 | 20409 |  |  |  |  | N
18454 | Tampa Electric Co | 66129 | Dover Solar and Battery Storage | FL | Hillsborough | BESS1 | OP | Batteries | BA | Electric Utility | 1 | 15 | 15 | 15 | 12 | 2024 | 30 | 15 | 15 | LIB |  |  |  | 4.9 | CS | Y | Y | Y | Y | Y |  | PR |  | Y |  | Y | Y |  |  |  | N | [6 empty] | N
61060 | Cypress Creek Renewables | 66137 | Zier Solar | TX | Kinney | 11023 | OP | Batteries | BA | IPP Non-CHP | 2 | 40.4 | 40.4 | 40.4 | 4 | 2024 | 80 | 40.4 | 40.4 | LIB |  |  |  | 19.6 | CS | PR | Y |  | Y | [7 empty] | N |  |  |  | N | [6 empty] | Y
65265 | Repsol Renewables NA | 66163 | Jicarilla Solar 1 LLC | NM | Rio Arriba | JICB1 | OP | Batteries | BA | IPP Non-CHP | 2 | 20 | 20 | 20 | 7 | 2023 | 80 | 20 | 20 | LIB |  |  |  | 6.6 | CS | [7 empty] | PR |  |  |  | Y |  |  |  | N | [6 empty] | Y
65313 | Crane 2 BESS, LLC | 66170 | Revolution | TX | Crane | 1 | OP | Batteries | BA | IPP Non-CHP | 2 | 150 | 150 | 150 | 12 | 2023 | 368.8 | 150 | 150 | LIB |  |  |  | 4.3 | CS | PR | [14 empty] | N | [6 empty] | N
61230 | Arevon Energy, Inc. | 66178 | South 49th 013445 SCS Norfolk, LLC | NE | Madison | 9123 | OP | Batteries | BA | IPP Non-CHP | 2 | 2.1 | 1 | 1 | 12 | 2022 | 2.1 | 1 | 1 | LIB |  |  |  | 1 | CS | [6 empty] | PR |  |  |  | Y | Y |  |  |  | Y | 66178 | 9122 |  |  |  |  | Y
65321 | Huxley Solar, LLC | 66180 | Huxley Solar | MA | Hampden | HUXBA | OP | Batteries | BA | IPP Non-CHP | 2 | 5 | 5 | 5 | 12 | 2022 | 3.5 | 3.5 | 3.5 | LIB |  |  |  | 2.3 | CS |  | Y |  |  | Y |  | Y |  |  |  | PR |  |  | Y |  | Y | 66180 | HUXPV |  |  |  |  | N
65322 | Beacon Solar, LLC | 66181 | Beacon Solar, LLC | MA | Hampshire | BEABA | OP | Batteries | BA | IPP Non-CHP | 2 | 5 | 5 | 5 | 11 | 2022 | 7.8 | 2 | 2 | LIB |  |  |  | 2.3 | CS |  | Y |  |  | Y |  | Y |  |  |  | PR |  |  | Y |  | Y | 66181 | BEAPV |  |  |  |  | N
65323 | Town of Amherst Solar, LLC | 66182 | Town of Amherst Solar | MA | Hampshire | AMHBA | OP | Batteries | BA | IPP Non-CHP | 2 | 2.5 | 2.5 | 2.5 | 8 | 2022 | 2 | 2 | 2 | LIB |  |  |  | 1.3 | CS |  | Y |  |  | Y |  | Y |  |  |  | PR |  | N | Y |  | Y | 66182 | AMHPV |  |  |  |  | N
65339 | North Central Valley Energy Storage, LLC | 66208 | North Central Valley | CA | San Joaquin | NCV | OP | Batteries | BA | IPP Non-CHP | 2 | 132 | 132 | 132 | 8 | 2023 | 528 | 132 | 132 | LIB |  |  |  | 43.4 | CS | PR | Y | Y | Y |  |  | Y |  |  |  |  | N |  |  |  | N | [6 empty] | N
61194 | Generate Capital | 66218 | Dubois Solar (Hybrid) | NY | Ulster | BAT | OP | Batteries | BA | IPP Non-CHP | 2 | 2 | 2 | 2 | 12 | 2020 | 4 | 2 | 2 | LIB |  |  |  | 3.4 | CS | [6 empty] | PR |  |  |  | Y |  | Y |  |  | Y | 66218 | 10892 |  |  |  |  | Y
61194 | Generate Capital | 66222 | Landau II Solar (Hybrid) | NY | Ulster | BAT | OP | Batteries | BA | IPP Non-CHP | 2 | 4 | 4 | 4 | 12 | 2021 | 8 | 4 | 4 | LIB |  |  |  | 1.3 | CS | [6 empty] | PR |  |  |  | Y |  | Y |  |  | Y | 66222 | 10895 |  |  |  |  | N
61194 | Generate Capital | 66228 | Salt Point Solar (Hybrid) | NY | Dutchess | BAT | OP | Batteries | BA | IPP Non-CHP | 2 | 2 | 2 | 2 | 1 | 2021 | 2 | 2 | 2 | LIB |  |  |  | 0.6 | CS | [6 empty] | PR |  |  |  | Y |  | Y |  |  | N | [6 empty] | N
61194 | Generate Capital | 66232 | Svenski Solar (Hybrid) | NY | Orange | BAT | OP | Batteries | BA | IPP Non-CHP | 2 | 2 | 2 | 2 | 4 | 2022 | 4 | 2 | 2 | LIB |  |  |  | 0.6 | CS | [6 empty] | PR |  |  |  | Y |  |  |  |  | N | [6 empty] | N
65368 | Eleven Mile Solar Center, LLC | 66263 | Eleven Mile Solar Center | AZ | Pinal | 2222 | OP | Batteries | BA | IPP Non-CHP | 2 | 300 | 300 | 300 | 6 | 2024 | 1200 | 300 | 300 | LIB |  |  |  | 98.6 | CS |  |  |  |  | PR | [5 empty] | Y | Y |  |  |  | N | [6 empty] | N
16609 | San Diego Gas & Electric Co | 66265 | Paradise Energy Storage | CA | San Diego | 1 | OP | Batteries | BA | Electric Utility | 1 | 10 | 10 | 10 | 3 | 2024 | 10 | 10 | 10 | LIB |  |  |  | 8 | CS | PR |  | Y | [11 empty] | N | N | [6 empty] | N
16609 | San Diego Gas & Electric Co | 66266 | Clairemont Energy Storage | CA | San Diego | 1 | OP | Batteries | BA | Electric Utility | 1 | 10 | 10 | 10 | 3 | 2024 | 10 | 10 | 10 | LIB |  |  |  | 8 | CS | PR | Y | Y | [11 empty] | N | N | [6 empty] | N
65394 | Proxima Solar, LLC | 66270 | Proxima | CA | Stanislaus | PRXBS | OP | Batteries | BA | IPP Non-CHP | 2 | 162 | 162 | 162 | 4 | 2024 | 648 | 162 | 162 | LIB |  |  |  | 53.2 | CS | Y |  |  | PR | [6 empty] | Y | Y |  |  |  | Y | 66270 | PRXMA |  |  |  |  | N
65395 | Ameresco HCE Solar LLC | 66271 | Ameresco HCE Solar LLC | CO | Garfield | HCEBA | OP | Batteries | BA | IPP Non-CHP | 2 | 5.8 | 5.8 | 5.8 | 8 | 2023 | 15.5 | 5 | 5 | LIB |  |  |  | 0.1 | CS | [7 empty] | Y |  |  | PR | Y |  |  |  | Y | 66271 | HCEPV |  |  |  |  | N
16609 | San Diego Gas & Electric Co | 66278 | Elliott Energy Storage | CA | San Diego | 1 | OP | Batteries | BA | Electric Utility | 1 | 10 | 10 | 10 | 3 | 2024 | 10 | 10 | 10 | LIB |  |  |  | 8 | CS | PR | Y | Y | [11 empty] | N | N | [6 empty] | N
16609 | San Diego Gas & Electric Co | 66279 | Boulevard Energy Storage | CA | San Diego | 1 | OP | Batteries | BA | Electric Utility | 1 | 10 | 10 | 10 | 3 | 2024 | 10 | 10 | 10 | LIB |  |  |  | 8 | CS | PR | Y | Y | [11 empty] | N | N | [6 empty] | N
16609 | San Diego Gas & Electric Co | 66280 | Pala Gomez Creek BESS | CA | San Diego | 1 | OP | Batteries | BA | Electric Utility | 1 | 10 | 10 | 10 | 3 | 2024 | 10 | 10 | 10 | LIB |  |  |  | 8 | CS | PR | Y | Y | [11 empty] | N | N | [6 empty] | N
16609 | San Diego Gas & Electric Co | 66281 | Melrose BESS | CA | San Diego | 1 | OP | Batteries | BA | Electric Utility | 1 | 10 | 10 | 10 | 3 | 2024 | 10 | 10 | 10 | LIB |  |  |  | 8 | CS | PR | Y | Y | [12 empty] | N | [6 empty] | N
16609 | San Diego Gas & Electric Co | 66281 | Melrose BESS | CA | San Diego | 2 | OP | Batteries | BA | Electric Utility | 1 | 10 | 10 | 10 | 3 | 2024 | 10 | 10 | 10 | LIB |  |  |  | 8 | CS | PR | Y | Y | [12 empty] | N | [6 empty] | N
65397 | Condor Energy Storage LLC | 66285 | Condor Energy Storage LLC | CA | San Bernardino | COND1 | OP | Batteries | BA | IPP Non-CHP | 2 | 200 | 200 | 200 | 5 | 2024 | 800 | 200 | 200 | LIB |  |  |  | 65 | CS | PR | Y |  | Y | [10 empty] | N | N | [6 empty] | Y
9191 | Idaho Power Co | 66326 | Black Mesa BESS | ID | Elmore | 1 | OP | Batteries | BA | Electric Utility | 1 | 40 | 40 | 40 | 9 | 2024 | 160 | 10 | 40 | FLB |  |  |  | 28 | CS | [6 empty] | PR |  |  | Y |  |  |  |  | N | N | [6 empty] | N
65419 | Superstition Energy Storage, LLC | 66333 | Superstition Energy Storage | AZ | Maricopa | BESS4 | OP | Batteries | BA | IPP Non-CHP | 2 | 90 | 90 | 90 | 7 | 2024 | 360 | 90 | 90 | LIB |  |  |  | 29.6 | CS |  | Y |  | Y |  |  | PR |  | Y | [6 empty] | N | [6 empty] | N
65418 | Sierra Estrella Energy Storage, LLC | 66334 | Sierra Estrella Energy Storage | AZ | Maricopa | BESS3 | OP | Batteries | BA | IPP Non-CHP | 2 | 250 | 250 | 250 | 5 | 2024 | 1000 | 250 | 250 | LIB |  |  |  | 82.2 | CS |  | Y |  | Y |  |  | PR |  | Y | [6 empty] | N | [6 empty] | Y
65426 | St. Gall Energy Storage I | 66336 | St. Gall Energy Storage I | TX | Pecos | SGES1 | OP | Batteries | BA | IPP Non-CHP | 2 | 102.6 | 100 | 100 | 3 | 2024 | 200 | 100 | 100 | LIB |  |  |  | 32.9 | CS | PR | Y |  | Y |  |  |  |  | Y | [6 empty] | N | [6 empty] | N
65428 | Callisto I Energy Center | 66338 | Callisto I Energy Center | TX | Harris | CALL1 | OP | Batteries | BA | IPP Non-CHP | 2 | 223.4 | 200 | 200 | 8 | 2024 | 200 | 100 | 100 | LIB |  |  |  | 65.9 | CS | PR | Y |  | Y |  |  |  |  | Y | [6 empty] | N | [6 empty] | N
65453 | Yellow Pine Solar, LLC | 66357 | Yellow Pine Solar | NV | Clark | YPES | OP | Batteries | BA | IPP Non-CHP | 2 | 65 | 48.8 | 48.8 | 7 | 2023 | 260 | 65 | 65 | LIB |  |  |  | 21.4 | CS | PR | [5 empty] | Y |  |  |  | Y | Y |  |  |  | Y | 66357 | YPS1 |  |  |  |  | N
65479 | Goleta Energy Storage, LLC | 66394 | Goleta Energy Storage, LLC | CA | Santa Barbara | GOLET | OP | Batteries | BA | IPP Non-CHP | 2 | 60 | 60 | 60 | 1 | 2024 | 160 | 60 | 60 | LIB |  |  |  | 19.7 | CS | PR | Y | [12 empty] | N | N | [6 empty] | N
65486 | Buena Vista Energy Center, LLC | 66408 | Buena Vista Energy Center | NM | Otero | BESS1 | OP | Batteries | BA | IPP Non-CHP | 2 | 50 | 50 | 50 | 6 | 2023 | 200 | 50 | 50 | LIB |  |  |  | 16.4 | CS | [10 empty] | PR |  | Y |  |  | Y | 66408 | BVEC1 |  |  |  |  | Y
65502 | Five Wells Solar Center, LLC | 66420 | Five Wells Solar Center - Hybrid | TX | Bell | FWBAT | OP | Batteries | BA | IPP Non-CHP | 2 | 262.5 | 259 | 259 | 7 | 2024 | 250 | 125 | 125 | LIB |  |  |  | 0.1 | CS |  | PR |  |  | Y | [5 empty] | Y | Y |  |  |  | Y | 66502 | FWSOL |  |  |  |  | N
20323 | Wellhead Services, Inc | 66423 | Stanton Battery Energy Storage | CA | Orange | BESS1 | OP | Batteries | BA | IPP Non-CHP | 2 | 68.8 | 68.8 | 68.8 | 11 | 2023 | 275.2 | 68.8 | 68.8 | LIB |  |  |  | 21.5 | CS | PR | Y | [12 empty] | N | N | [6 empty] | N
65552 | Terra-Gen Operating Co-BESS 2 | 66461 | Beaumont BESS | CA | Riverside | GEN1 | OP | Batteries | BA | IPP Non-CHP | 2 | 116.6 | 100 | 100 | 8 | 2024 | 400 | 100 | 100 | LIB |  |  |  | 116.6 | CS | PR | Y |  | Y | [10 empty] | N | N | [6 empty] | N
65552 | Terra-Gen Operating Co-BESS 2 | 66462 | Placerita ESS | CA | Los Angeles | GEN1 | OP | Batteries | BA | IPP Non-CHP | 2 | 88 | 80 | 80 | 11 | 2024 | 320 | 80 | 80 | LIB |  |  |  | 88 | CS | PR | Y |  | Y | [10 empty] | N | N | [6 empty] | N
65504 | Catalyze Blackstone 83 Federal Street Microgrid, LLC | 66474 | MA Blackstone | MA | Worcester | B8170 | OP | Batteries | BA | IPP Non-CHP | 2 | 3 | 3 | 3 | 7 | 2022 | 6.4 | 2 | 2 | LIB |  |  |  | 1 | CS | PR | [9 empty] | Y |  | Y |  |  | Y | 66474 | 18170 |  |  |  |  | N
61194 | Generate Capital | 66488 | Davis Solar | NY | Orange | BAT | OP | Batteries | BA | IPP Non-CHP | 2 | 2 | 2 | 2 | 10 | 2023 | 4 | 2 | 2 | LIB |  |  |  | 0.6 | CS | [6 empty] | PR |  |  |  | Y |  |  |  |  | N | [6 empty] | N
65550 | Nova Power, LLC | 66494 | Menifee Power Bank | CA | Riverside | NOVA1 | OP | Batteries | BA | IPP Non-CHP | 2 | 230 | 230 | 230 | 6 | 2024 | 920 | 230 | 230 | LIB |  |  |  | 0.9 | CS | [7 empty] | PR | [7 empty] | N | [6 empty] | N
65550 | Nova Power, LLC | 66494 | Menifee Power Bank | CA | Riverside | NOVA2 | OP | Batteries | BA | IPP Non-CHP | 2 | 230 | 230 | 230 | 7 | 2024 | 920 | 230 | 230 | LIB |  |  |  | 0.9 | CS | [7 empty] | PR | [7 empty] | N | [6 empty] | N
65550 | Nova Power, LLC | 66494 | Menifee Power Bank | CA | Riverside | NOVA3 | OP | Batteries | BA | IPP Non-CHP | 2 | 50 | 50 | 50 | 8 | 2024 | 200 | 50 | 50 | LIB |  |  |  | 0.9 | CS | [7 empty] | PR | [7 empty] | N | [6 empty] | N
65550 | Nova Power, LLC | 66494 | Menifee Power Bank | CA | Riverside | NOVA4 | OP | Batteries | BA | IPP Non-CHP | 2 | 110 | 110 | 110 | 9 | 2024 | 440 | 110 | 110 | LIB |  |  |  | 0.9 | CS | [7 empty] | PR | [7 empty] | N | [6 empty] | N
61978 | Convergent Energy and Power LP | 66499 | Federalsburg Energy Storage 1 LLC | MD | Caroline | FDBA1 | OP | Batteries | BA | IPP Non-CHP | 2 | 1.2 | 1.2 | 1.2 | 11 | 2021 | 2.4 | 1.2 | 1.2 | LIB |  |  |  | 1.2 | CT |  |  |  |  | PR |  | Y |  |  |  | Y |  | Y |  |  | Y | 66499 | FDPV1 |  |  |  |  | N
65552 | Terra-Gen Operating Co-BESS 2 | 66500 | Valley Center 85 | CA | San Diego | VC85 | OP | Batteries | BA | IPP Non-CHP | 2 | 85 | 85 | 85 | 12 | 2021 | 212 | 85 | 85 | LIB |  |  |  | 85 | CS | PR | Y |  | Y | [10 empty] | N | N | [6 empty] | N
61978 | Convergent Energy and Power LP | 66501 | Cicero Energy Storage 1 LLC | NY | Onondaga | CCBA1 | OP | Batteries | BA | IPP Non-CHP | 2 | 5 | 5 | 5 | 3 | 2022 | 20 | 5 | 5 | LIB |  |  |  | 5 | CS |  |  |  |  | PR | Y | Y |  |  |  | Y |  | Y |  |  | Y | 66501 | CCPV1 |  |  |  |  | N
65552 | Terra-Gen Operating Co-BESS 2 | 66502 | Valley Center 54 | CA | San Diego | VC54 | OP | Batteries | BA | IPP Non-CHP | 2 | 54 | 54 | 54 | 11 | 2021 | 216 | 54 | 54 | LIB |  |  |  | 54 | CS | PR | Y |  | Y | [10 empty] | N | N | [6 empty] | N
61978 | Convergent Energy and Power LP | 66503 | Cicero Energy Storage 2 LLC | NY | Onondaga | CCBA2 | OP | Batteries | BA | IPP Non-CHP | 2 | 5 | 5 | 5 | 3 | 2022 | 20 | 5 | 5 | LIB |  |  |  | 5 | CS |  |  |  |  | PR | Y | Y |  |  |  | Y |  | Y |  |  | Y | 66503 | CCPV2 |  |  |  |  | N
65556 | EnerSmart Chula Vista Sub Station | 66505 | EnerSmart Chula Vista Sub Station | CA | San Diego | CV150 | OP | Batteries | BA | IPP Non-CHP | 2 | 3 | 3 | 3 | 10 | 2024 | 6 | 1.5 | 1.5 | LIB |  |  |  | 2.7 | CS | PR | Y | [13 empty] | N | [6 empty] | N
65556 | EnerSmart Chula Vista Sub Station | 66505 | EnerSmart Chula Vista Sub Station | CA | San Diego | CV151 | OP | Batteries | BA | IPP Non-CHP | 2 | 3 | 3 | 3 | 11 | 2024 | 6 | 1.5 | 1.5 | LIB |  |  |  | 2.7 | CS | PR | Y | [13 empty] | N | [6 empty] | N
65514 | Catalyze Manteca 730 Spreckels Avenue Microgrid LLC | 66509 | CA Manteca 730 Spreckels Ave | CA | San Joaquin | B8259 | OP | Batteries | BA | IPP Non-CHP | 2 | 1.5 | 1.5 | 1.5 | 9 | 2024 | 3 | 1.5 | 1.5 | LIB |  |  |  | 1.5 | CS | Y |  | PR | [9 empty] | Y |  |  | Y | 66509 | 18259 |  |  |  |  | N
65534 | Bright Canyon Energy | 66532 | BCE Los Alamitos 2 | CA | Orange | BCE22 | OP | Batteries | BA | IPP Non-CHP | 2 | 10 | 10 | 10 | 8 | 2023 | 2.9 | 10 | 10 | LIB |  |  |  | 0.1 | CS | [10 empty] | PR | Y |  |  |  | Y | 66532 | BCE21 |  |  |  |  | N
65534 | Bright Canyon Energy | 66533 | BCE Los Alamitos 1 | CA | Orange | BCE12 | OP | Batteries | BA | IPP Non-CHP | 2 | 10 | 10 | 10 | 8 | 2023 | 2.9 | 10 | 10 | LIB |  |  |  | 0.1 | CS | [10 empty] | PR | Y |  |  |  | Y | 66533 | BCE11 |  |  |  |  | N
65626 | San Juan Solar I, LLC | 66574 | San Juan Solar I | NM | San Juan | SJSS | OP | Batteries | BA | IPP Non-CHP | 2 | 100 | 100 | 100 | 10 | 2024 | 561.4 | 50 | 50 | LIB |  |  |  | 45.8 | CS | PR | [14 empty] | N | [6 empty] | N
65625 | Sunlight Storage II | 66575 | Sunlight Storage II | CA | Riverside | SUNS2 | OP | Batteries | BA | IPP Non-CHP | 2 | 230 | 230 | 230 | 4 | 2024 | 920 | 230 | 230 | LIB |  |  |  | 75.5 | CS | PR | Y | Y | Y | [7 empty] | Y |  |  |  | N | [6 empty] | N
64904 | AES Clean Energy | 66598 | Baldy Mesa Solar & Storage | CA | San Bernardino | BDMSS | OP | Batteries | BA | IPP Non-CHP | 2 | 75 | 75 | 75 | 5 | 2024 | 300 | 75 | 75 | LIB |  |  |  | 49.3 | CS |  | Y |  | Y |  |  | PR |  | Y |  | Y |  | Y |  |  | Y | 66598 | BLDMS |  |  |  |  | Y
61204 | Today's Power, Inc. | 66608 | Craighead Electric Solar One | AR | Craighead | CEBA | OP | Batteries | BA | Electric Utility | 1 | 1.2 | 1.2 | 1.2 | 5 | 2020 | 7.2 | 1.2 | 1.2 | LIB |  |  |  |  | BL | [6 empty] | PR |  |  |  | Y | Y |  |  |  | N | [6 empty] | Y
65642 | Wolf Tank Storage LLC | 66616 | Wolf Tank Storage | TX | Webb | 1 | OP | Batteries | BA | IPP Non-CHP | 2 | 150 | 150 | 150 | 7 | 2023 | 150 | 150 | 150 | LIB |  |  |  | 49.3 | CS | PR | Y | Y | Y | [10 empty] | N | N | [6 empty] | N
65643 | Cald BESS LLC | 66617 | Cald BESS | CA | Los Angeles | 1 | OP | Batteries | BA | IPP Non-CHP | 2 | 100 | 100 | 100 | 8 | 2024 | 400 | 100 | 100 | LIB |  |  |  | 32.8 | CT | PR |  | Y |  | Y |  | Y | [8 empty] | N | [6 empty] | N
65646 | AFTW Storage, LLC | 66619 | Lakeview Battery Storage Facility | CA | Kern | AFTW | OP | Batteries | BA | IPP Non-CHP | 2 | 1.2 | 1.2 | 1.2 | 12 | 2024 | 4.6 | 1.2 | 1.2 | LIB |  |  |  | 1.2 | CS | Y | Y |  | Y |  | PR | [9 empty] | N | [6 empty] | Y
65647 | Resurgence Solar II | 66620 | Resurgence Solar II | CA | San Bernardino | GEN2 | OP | Batteries | BA | IPP Non-CHP | 2 | 40 | 40 | 40 | 8 | 2023 | 300 | 10 | 10 | LIB |  |  |  | 24 | CS | Y |  |  | Y | [6 empty] | PR | Y |  |  |  | Y | 66620 | GEN1 |  |  |  |  | N
65652 | Sonoran Solar Energy, LLC | 66627 | Sonoran Solar Energy | AZ | Maricopa | SON13 | OP | Batteries | BA | IPP Non-CHP | 2 | 260 | 260 | 260 | 7 | 2023 | 1040 | 260 | 260 | LIB |  |  |  | 98.5 | CS | Y | Y | [8 empty] | PR | Y |  |  |  | Y | 66627 | SON12 |  |  |  |  | N
64904 | AES Clean Energy | 66636 | McFarland A Solar and Storage | AZ | Yuma | BESS | OP | Batteries | BA | IPP Non-CHP | 2 | 100 | 100 | 100 | 12 | 2023 | 400 | 100 | 100 | LIB |  |  |  | 45 | CS |  | Y |  | Y |  |  | PR |  | Y |  | Y | Y |  |  |  | Y | 66636 | MCFRA |  |  |  |  | Y
64904 | AES Clean Energy | 66637 | McFarland B Solar and Storage | AZ | Yuma | BESS | OP | Batteries | BA | IPP Non-CHP | 2 | 150 | 150 | 150 | 12 | 2024 | 600 | 150 | 150 | LIB |  |  |  | 45.9 | CS |  | Y |  | Y |  |  | PR |  | Y |  | Y |  | Y |  |  | Y | 66637 | MCFRB |  |  |  |  | Y
65674 | Bear Canyon Energy Storage | 66650 | Bear Canyon | CA | Lake | BC1 | OP | Batteries | BA | IPP Non-CHP | 2 | 13 | 13 | 13 | 7 | 2024 | 14.7 | 13 | 13 | LIB |  |  |  | 7.5 | CS | PR |  | Y | Y | [10 empty] | N | N | [6 empty] | N
65685 | Tumbleweed Energy Storage, LLC | 66666 | Tumbleweed Energy Storage | CA | Kern | TWES1 | OP | Batteries | BA | IPP Non-CHP | 2 | 50 | 50 | 50 | 7 | 2024 | 200 | 50 | 50 | LIB |  |  |  | 16.4 | CS | PR | Y |  | Y |  |  |  |  | Y | [6 empty] | N | [6 empty] | N
65685 | Tumbleweed Energy Storage, LLC | 66666 | Tumbleweed Energy Storage | CA | Kern | TWES2 | OP | Batteries | BA | IPP Non-CHP | 2 | 75 | 75 | 75 | 8 | 2024 | 300 | 75 | 75 | LIB |  |  |  | 24.7 | CS | PR | Y |  | Y |  |  |  |  | Y | [6 empty] | N | [6 empty] | N
65675 | West Ford Flat Energy Storage | 66669 | West Ford Flat | CA | Lake | WFF1 | OP | Batteries | BA | IPP Non-CHP | 2 | 25 | 25 | 25 | 7 | 2024 | 27.4 | 25 | 25 | LIB |  |  |  | 14 | CS | Y |  | Y | Y |  |  | PR | [7 empty] | N | N | [6 empty] | N
61060 | Cypress Creek Renewables | 66690 | Brazos Bend BESS, LLC | TX | Fort Bend | BEND | OP | Batteries | BA | IPP Non-CHP | 2 | 100 | 100 | 100 | 9 | 2024 | 100 | 100 | 100 | LIB |  |  |  | 32.9 | CS | PR | Y |  | Y |  |  |  |  | Y | [6 empty] | N | [6 empty] | N
65700 | Atrisco Energy Storage LLC | 66694 | Atrisco Energy Storage | NM | Bernalillo | ATRES | OP | Batteries | BA | IPP Non-CHP | 2 | 300 | 300 | 300 | 11 | 2024 | 1200 | 300 | 300 | LIB |  |  |  | 99.8 | CS | PR | [14 empty] | N | [6 empty] | N
65727 | Saint Energy Storage II LLC | 66716 | Saint Energy Storage II LLC | AZ | Pinal | SB123 | OP | Batteries | BA | IPP Non-CHP | 2 | 100 | 100 | 100 | 9 | 2023 | 400 | 100 | 100 | LIB |  |  |  | 33 | CS | Y | Y | [8 empty] | PR | Y |  |  |  | Y | 63476 | SAINT |  |  |  |  | N
65730 | Eastover Solar, LLC | 66717 | Eastover Solar | SC | Richland | STOR | OP | Batteries | BA | IPP Non-CHP | 2 | 18 | 18 | 18 | 3 | 2023 | 72 | 18 | 18 | OTH |  |  |  | 53.5 | CS |  |  | PR | [7 empty] | Y |  | Y |  |  | Y | 66717 | ESTOR |  |  |  |  | N
64778 | Strata Manager, LLC | 66726 | Inland Empire Energy Storage | CA | San Bernardino | IEESS | OP | Batteries | BA | IPP Non-CHP | 2 | 70 | 70 | 70 | 10 | 2024 | 200 | 60 | 60 | LIB |  |  |  | 70 | CS |  | Y |  |  |  |  | PR | [8 empty] | N | [6 empty] | N
64778 | Strata Manager, LLC | 66727 | Georgia Ballard BESS | VT | Franklin | GBBES | OP | Batteries | BA | IPP Non-CHP | 2 | 5 | 5 | 5 | 5 | 2023 | 10 | 3 | 3 | LIB |  |  |  | 5 | CS |  | Y |  |  |  |  | PR | [8 empty] | N | [6 empty] | N
64778 | Strata Manager, LLC | 66728 | Springfield BESS | VT | Windsor | SFBES | OP | Batteries | BA | IPP Non-CHP | 2 | 5 | 5 | 5 | 5 | 2023 | 10 | 3 | 3 | LIB |  |  |  | 5 | CS |  | Y |  |  |  |  | PR | [8 empty] | N | [6 empty] | N
65754 | VESI 12 LLC | 66757 | Bottleneck Energy Storage | CA | Tulare | BN1 | OP | Batteries | BA | IPP Non-CHP | 2 | 80 | 80 | 80 | 10 | 2024 | 320 | 80 | 80 | LIB |  |  |  | 82.5 | CS | PR | Y | [13 empty] | N | [6 empty] | N
65755 | VESI 23 LLC | 66758 | Justin Court Energy Storage | NJ | Hunterdon | JC1 | OP | Batteries | BA | IPP Non-CHP | 2 | 20 | 20 | 20 | 2 | 2024 | 18.3 | 20 | 20 | LIB |  |  |  | 19.8 | CS |  | PR | [13 empty] | N | [6 empty] | N
64872 | Distributed Solar Development, LLC | 66764 | SCH - (2A) 156 Barhydt Rd Glenville | NY | Schenectady | 3954B | OP | Batteries | BA | IPP Non-CHP | 2 | 2.5 | 2.5 | 2.5 | 7 | 2021 | 10 | 2.5 | 2.5 | LIB |  |  |  | 1.2 | CS |  |  |  |  | Y | [5 empty] | PR |  | Y |  |  | Y | 66764 | 3954 |  |  |  |  | Y
64872 | Distributed Solar Development, LLC | 66765 | SCH County - (2B) 4982 Rynex Corners Rd | NY | Schenectady | 3595B | OP | Batteries | BA | IPP Non-CHP | 2 | 2.5 | 2.5 | 2.5 | 12 | 2020 | 10 | 2.5 | 2.5 | LIB |  |  |  | 10 | CS | [6 empty] | Y | PR |  |  | Y |  | Y |  |  | Y | 66765 | 3595 |  |  |  |  | N
64872 | Distributed Solar Development, LLC | 66767 | Source Power Company - Richland | NY | Oswego | 4725B | OP | Batteries | BA | IPP Non-CHP | 2 | 2.5 | 2.5 | 2.5 | 11 | 2021 | 9.5 | 2.5 | 2.5 | LIB |  |  |  | 9.5 | CS | [6 empty] | Y | PR |  |  | Y |  | Y |  |  | Y | 66767 | 4725 |  |  |  |  | N
64904 | AES Clean Energy | 66772 | Estrella Solar & Storage | CA | Los Angeles | ESTRB | OP | Batteries | BA | IPP Non-CHP | 2 | 28 | 28 | 28 | 12 | 2023 | 112 | 28 | 28 | LIB |  |  |  | 16.3 | CS |  | Y |  | Y |  |  | PR |  | Y |  | Y | Y |  |  |  | Y | 66772 | ESPV |  |  |  |  | Y
64904 | AES Clean Energy | 66773 | Raceway Solar & Storage | CA | Los Angeles | RCWYB | OP | Batteries | BA | IPP Non-CHP | 2 | 80 | 80 | 80 | 5 | 2024 | 320 | 80 | 80 | LIB |  |  |  | 31.2 | CS |  | Y |  | Y |  |  | PR |  | Y |  | Y | Y |  |  |  | Y | 66773 | RCWYS |  |  |  |  | Y
65076 | HEN Infrastructure, L.L.C. | 66782 | Hamilton BESS | TX | Val Verde | HAMIL | OP | Batteries | BA | IPP Non-CHP | 2 | 9.9 | 9.9 | 9.9 | 2 | 2024 | 9.9 | 9.9 | 9.9 | LIB |  |  |  | 1 | CS | Y | PR | [13 empty] | N | [6 empty] | N
65076 | HEN Infrastructure, L.L.C. | 66783 | Weil Tract BESS | TX | Nueces | WEILT | OP | Batteries | BA | IPP Non-CHP | 2 | 9.9 | 9.9 | 9.9 | 6 | 2024 | 9.9 | 9.9 | 9.9 | LIB |  |  |  | 1 | CS | Y | PR | [13 empty] | N | [6 empty] | N
65076 | HEN Infrastructure, L.L.C. | 66784 | Pauline BESS | TX | Henderson | PAULN | OP | Batteries | BA | IPP Non-CHP | 2 | 9.9 | 9.9 | 9.9 | 3 | 2024 | 9.9 | 9.9 | 9.9 | LIB |  |  |  | 1 | CS | Y | PR | [13 empty] | N | [6 empty] | N
65076 | HEN Infrastructure, L.L.C. | 66788 | Mineral Wells East BESS | TX | Palo Pinto | MNWLE | OP | Batteries | BA | IPP Non-CHP | 2 | 9.9 | 9.9 | 9.9 | 3 | 2024 | 9.9 | 9.9 | 9.9 | LIB |  |  |  | 1 | CS | Y | PR | [13 empty] | N | [6 empty] | N
65076 | HEN Infrastructure, L.L.C. | 66789 | Lufkin South BESS | TX | Angelina | LUFKS | OP | Batteries | BA | IPP Non-CHP | 2 | 9.9 | 9.9 | 9.9 | 3 | 2024 | 9.9 | 9.9 | 9.9 | LIB |  |  |  | 1 | CS | Y | PR | [13 empty] | N | [6 empty] | N
65076 | HEN Infrastructure, L.L.C. | 66790 | Judkins BESS | TX | Ector | JUDKS | OP | Batteries | BA | IPP Non-CHP | 2 | 9.9 | 9.9 | 9.9 | 3 | 2024 | 9.9 | 9.9 | 9.9 | LIB |  |  |  | 1 | CS | Y | PR | [13 empty] | N | [6 empty] | N
65076 | HEN Infrastructure, L.L.C. | 66791 | Garden City East BESS | TX | Glasscock | GRDNE | OP | Batteries | BA | IPP Non-CHP | 2 | 9.9 | 9.9 | 9.9 | 3 | 2024 | 9.9 | 9.9 | 9.9 | LIB |  |  |  | 1 | CS | Y | PR | [13 empty] | N | [6 empty] | N
65076 | HEN Infrastructure, L.L.C. | 66792 | Falfurrias BESS | TX | Brooks | FALFU | OP | Batteries | BA | IPP Non-CHP | 2 | 9.9 | 9.9 | 9.9 | 9 | 2024 | 9.9 | 9.9 | 9.9 | LIB |  |  |  | 1 | CS | Y | PR | [13 empty] | N | [6 empty] | N
65076 | HEN Infrastructure, L.L.C. | 66794 | Diboll BESS | TX | Angelina | DIBOL | OP | Batteries | BA | IPP Non-CHP | 2 | 9.9 | 9.9 | 9.9 | 3 | 2024 | 9.9 | 9.9 | 9.9 | LIB |  |  |  | 1 | CS | Y | PR | [13 empty] | N | [6 empty] | N
65076 | HEN Infrastructure, L.L.C. | 66795 | CISCO BESS | TX | Eastland | CISCO | OP | Batteries | BA | IPP Non-CHP | 2 | 9.9 | 9.9 | 9.9 | 10 | 2024 | 9.9 | 9.9 | 9.9 | LIB |  |  |  | 1 | CS | Y | PR | [13 empty] | N | [6 empty] | N
64872 | Distributed Solar Development, LLC | 66799 | Bishop Ranch - BR 1-Y | CA | Contra Costa | 4087B | OP | Batteries | BA | IPP Non-CHP | 2 | 0.7 | 0.7 | 0.7 | 3 | 2022 | 1.3 | 0.7 | 0.7 | LIB |  |  |  | -0.3 | CS | Y |  | Y |  |  |  | Y | PR |  |  | Y | Y |  |  |  | Y | 66799 | 4087 |  |  |  |  | N
64872 | Distributed Solar Development, LLC | 66800 | Bishop Ranch - BR 8-P | CA | Contra Costa | 4976B | OP | Batteries | BA | IPP Non-CHP | 2 | 0.5 | 0.5 | 0.5 | 11 | 2024 | 1.1 | 0.5 | 0.5 | LIB |  |  |  | -0.3 | CS | [6 empty] | Y | PR |  |  | Y | Y |  |  |  | Y | 66800 | 4976 |  |  |  |  | N
65774 | Fence Post Solar Project, LLC | 66801 | Fence Post Solar Hybrid Project, LLC | TX | Navarro | FNCBE | OP | Batteries | BA | IPP Non-CHP | 2 | 72 | 70 | 70 | 9 | 2024 | 115 | 70 | 70 | LIB |  |  |  | 217.9 | CS | PR | Y | [6 empty] | Y |  |  | N |  |  |  | N | [6 empty] | N
65765 | Borden County Battery Energy Storage System LLC | 66804 | Borden County BESS | TX | Borden | 1 | OP | Batteries | BA | IPP Non-CHP | 2 | 150 | 150 | 150 | 8 | 2024 | 300 | 150 | 150 | LIB |  |  |  | 49.3 | CT | PR | Y | Y | Y | Y | [10 empty] | N | [6 empty] | N
65779 | SEPV Cuyama, LLC | 66807 | SEPV Cuyama Hybrid | CA | Santa Barbara | CUYA1 | OP | Batteries | BA | IPP Non-CHP | 2 | 3 | 3 | 3 | 12 | 2023 | 12 | 3 | 3 | LIB |  |  |  | 3 | CS | PR | [9 empty] | Y |  | Y |  |  | Y | 66807 | CUYA2 |  |  |  |  | N
65781 | Sky Ranch Solar and Storage | 66814 | Sky Ranch Solar | NM | Valencia | SKYBA | OP | Batteries | BA | IPP Non-CHP | 2 | 50 | 50 | 50 | 4 | 2024 | 200 | 200 | 200 | LIB |  |  |  | 200 | CS |  |  |  |  | PR | [5 empty] | Y | Y |  |  |  | Y | 66814 | SKYPV |  |  |  |  | Y
64904 | AES Clean Energy | 66885 | Baldy Mesa 2_Silver Peak Hybrid | CA | San Bernardino | SPKBS | OP | Batteries | BA | IPP Non-CHP | 2 | 25 | 25 | 25 | 12 | 2024 | 100 | 25 | 25 | LIB |  |  |  | 16.4 | CS |  | Y |  | Y |  |  | PR |  | Y |  | Y |  | Y |  |  | Y | 66885 | SPKPV |  |  |  |  | Y
65303 | SR McNeal, LLC | 66925 | SR McNeal | AZ | Cochise | MCBA | OP | Batteries | BA | IPP Non-CHP | 2 | 20 | 20 | 20 | 12 | 2023 | 20 | 20 | 20 | LIB |  |  |  | 20 | BL | [10 empty] | PR | Y |  |  |  | Y | 66925 | MCNEA |  |  |  |  | Y
65838 | SMT Mercedes LLC | 66926 | SMT Mercedes LLC | TX | Hidalgo | SMTNM | OP | Batteries | BA | IPP Non-CHP | 2 | 10 | 10 | 10 | 12 | 2023 | 10 | 10 | 10 | LIB |  |  |  | 0.9 | CS | Y | Y | [6 empty] | PR | [6 empty] | N | [6 empty] | N
65839 | SMT Mission LLC | 66927 | SMT Mission LLC | TX | Hidalgo | SMTMB | OP | Batteries | BA | IPP Non-CHP | 2 | 10 | 10 | 10 | 12 | 2023 | 10 | 10 | 10 | LIB |  |  |  | 0.9 | CS | Y | PR | [13 empty] | N | [6 empty] | N
65844 | SMT Santa Rosa LLC | 66928 | SMT Santa Rosa LLC | TX | Cameron | SMTSR | OP | Batteries | BA | IPP Non-CHP | 2 | 10 | 10 | 10 | 12 | 2023 | 10 | 10 | 10 | LIB |  |  |  | 0.9 | CS | Y | PR | [13 empty] | N | [6 empty] | N
65843 | SMT Alamo LLC | 66929 | SMT Alamo LLC | TX | Hidalgo | SMTAL | OP | Batteries | BA | IPP Non-CHP | 2 | 10 | 10 | 10 | 12 | 2023 | 10 | 10 | 10 | LIB |  |  |  | 0.9 | CS | Y | PR | [13 empty] | N | [6 empty] | N
65842 | SMT Bay City LLC | 66930 | SMT Bay City LLC | TX | Matagorda | SMTBC | OP | Batteries | BA | IPP Non-CHP | 2 | 10 | 10 | 10 | 11 | 2023 | 10 | 8 | 10 | LIB |  |  |  | 0.9 | CS | Y | PR | [13 empty] | N | [6 empty] | N
65841 | SMT Elsa LLC | 66931 | SMT Elsa LLC | TX | Hidalgo | SMTEL | OP | Batteries | BA | IPP Non-CHP | 2 | 10 | 10 | 10 | 12 | 2023 | 10 | 6 | 10 | LIB |  |  |  | 0.9 | CS | Y | PR | [13 empty] | N | [6 empty] | N
65840 | SMT Los Fresnos LLC | 66932 | SMT Los Fresnos LLC | TX | Cameron | SMTLF | OP | Batteries | BA | IPP Non-CHP | 2 | 10 | 10 | 10 | 12 | 2023 | 10 | 10 | 10 | LIB |  |  |  | 0.9 | CS | Y | PR | [13 empty] | N | [6 empty] | N
65847 | SMT Harlingen II LLC | 66933 | SMT Harlingen II LLC | TX | Cameron | SMTH2 | OP | Batteries | BA | IPP Non-CHP | 2 | 10 | 10 | 10 | 12 | 2023 | 10 | 10 | 10 | LIB |  |  |  | 0.9 | CS | Y | PR | [13 empty] | N | [6 empty] | N
65845 | SMT Rio Grande I LLC | 66934 | SMT Rio Grande I LLC | TX | Starr | SMTR1 | OP | Batteries | BA | IPP Non-CHP | 2 | 10 | 10 | 10 | 12 | 2023 | 10 | 8.5 | 10 | LIB |  |  |  | 0.9 | CS | Y | PR | [13 empty] | N | [6 empty] | N
65846 | SMT Rio Grande II LLC | 66935 | SMT Rio Grande II LLC | TX | Starr | SMTR2 | OP | Batteries | BA | IPP Non-CHP | 2 | 10 | 10 | 10 | 12 | 2023 | 10 | 10 | 10 | LIB |  |  |  | 0.9 | CS | Y | PR | [13 empty] | N | [6 empty] | N
61950 | Terra-Gen Operating Co-Solar | 66946 | Lockhart ESS, LLC | CA | San Bernardino | LHESS | OP | Batteries | BA | IPP Non-CHP | 2 | 45 | 45 | 45 | 7 | 2024 | 180 | 45 | 45 | LIB |  |  |  | 4 | CS | PR | [13 empty] | N | N | [6 empty] | N
65552 | Terra-Gen Operating Co-BESS 2 | 66949 | Sagebrush Solar 2 ESS 40 | CA | Kern | 1 | OP | Batteries | BA | IPP Non-CHP | 2 | 40 | 40 | 40 | 9 | 2024 | 160 | 40 | 40 | LIB |  |  |  | 40 | CS | PR | Y |  | Y | [10 empty] | N | N | [6 empty] | N
65552 | Terra-Gen Operating Co-BESS 2 | 66950 | Sagebrush Solar 2 ESS 59 | CA | Kern | 1 | OP | Batteries | BA | IPP Non-CHP | 2 | 59 | 59 | 59 | 9 | 2024 | 236 | 59 | 59 | LIB |  |  |  | 59 | CS | PR | Y |  | Y | [10 empty] | N | N | [6 empty] | N
65859 | EDPR Scarlet II LLC | 66951 | Scarlet II Hybrid | CA | Fresno | GEN04 | OP | Batteries | BA | IPP Non-CHP | 2 | 150 | 150 | 150 | 12 | 2024 | 600 | 150 | 150 | LIB |  |  |  | 3.6 | CS | [10 empty] | PR | Y |  |  |  | Y | 65859 | GEN03 |  |  |  |  | N
67085 | MSS Energy Holdings, LLC (d.b.a. Calibrant Energy) | 66966 | Acton-Boxborough Schools BESS | MA | Middlesex | ABRSD | OP | Batteries | BA | IPP Non-CHP | 2 | 2.1 | 2.1 | 2.1 | 5 | 2021 | 4.3 | 2.1 | 2.1 | LIB |  |  |  | 2.1 | CS | [5 empty] | Y |  | PR | [7 empty] | N | [6 empty] | N
62759 | National Grid Renewables | 67019 | Copperhead Solar, LLC | TX | McLennan | CHSTG | OP | Batteries | BA | IPP Non-CHP | 2 | 100 | 100 | 100 | 9 | 2024 | 100 | 100 | 100 | LIB |  |  |  | 48 | CS |  | PR |  | Y |  |  |  |  | Y |  |  | Y |  |  |  | N | [6 empty] | N
13683 | North Carolina El Member Corp | 67036 | Davistown-Mercer | NC | Edgecombe | BAT1 | OP | Batteries | BA | Electric Utility | 1 | 2.5 | 2.5 | 2.5 | 12 | 2024 | 5 | 2.5 | 2.5 | LIB |  |  |  | 2.5 | CS | [6 empty] | Y | PR | [7 empty] | N | [6 empty] | Y
13683 | North Carolina El Member Corp | 67037 | Medoc | NC | Halifax | BAT1 | OP | Batteries | BA | Electric Utility | 1 | 2.5 | 2.5 | 2.5 | 12 | 2024 | 5 | 2.5 | 2.5 | LIB |  |  |  | 2.5 | CS | [6 empty] | Y | PR | [7 empty] | N | [6 empty] | Y
13683 | North Carolina El Member Corp | 67040 | Archie Horne | NC | Onslow | BAT1 | OP | Batteries | BA | Electric Utility | 1 | 10 | 10 | 10 | 12 | 2024 | 20 | 10 | 10 | LIB |  |  |  | 10 | CS | [6 empty] | Y | PR | [7 empty] | N | [6 empty] | Y
13683 | North Carolina El Member Corp | 67041 | McLauchin | NC | Hoke | BAT1 | OP | Batteries | BA | Electric Utility | 1 | 15 | 15 | 15 | 12 | 2024 | 30 | 15 | 15 | LIB |  |  |  | 15 | CS | [6 empty] | Y | PR | [7 empty] | N | [6 empty] | Y
13683 | North Carolina El Member Corp | 67042 | Butler | NC | Cumberland | BAT1 | OP | Batteries | BA | Electric Utility | 1 | 10 | 10 | 10 | 12 | 2024 | 20 | 10 | 10 | LIB |  |  |  | 10 | CS | [6 empty] | Y | PR | [7 empty] | N | [6 empty] | Y
13683 | North Carolina El Member Corp | 67043 | Double Creek | NC | Stokes | BAT1 | OP | Batteries | BA | Electric Utility | 1 | 5 | 5 | 5 | 12 | 2024 | 10 | 5 | 5 | LIB |  |  |  | 5 | CS | [6 empty] | Y | PR | [7 empty] | N | [6 empty] | Y
13683 | North Carolina El Member Corp | 67044 | Fairfield Harbor | NC | Craven | BAT1 | OP | Batteries | BA | Electric Utility | 1 | 5 | 5 | 5 | 12 | 2024 | 10 | 5 | 5 | LIB |  |  |  | 5 | CS | [6 empty] | Y | PR | [7 empty] | N | [6 empty] | Y
65984 | Longbow BESS, LLC | 67083 | Longbow BESS, LLC | TX | Brazoria | LBBES | OP | Batteries | BA | IPP Non-CHP | 2 | 174 | 174 | 174 | 10 | 2024 | 407.4 | 174 | 174 | LIB |  |  |  | 82.5 | CS | PR | Y |  | Y | [11 empty] | N | [6 empty] | N
65968 | Yellow Pine Solar II, LLC | 67091 | Yellow Pine II | NV | Clark | YP2AB | OP | Batteries | BA | IPP Non-CHP | 2 | 53 | 53 | 53 | 5 | 2024 | 212 | 53 | 53 | LIB |  |  |  | 212 | CS | PR |  |  | Y |  |  |  | Y |  |  |  | N |  |  |  | N | [6 empty] | N
65968 | Yellow Pine Solar II, LLC | 67091 | Yellow Pine II | NV | Clark | YP2BB | OP | Batteries | BA | IPP Non-CHP | 2 | 32 | 32 | 32 | 5 | 2024 | 128 | 12.8 | 12.8 | LIB |  |  |  | 128 | CS | Y | [9 empty] | PR | Y |  |  |  | Y | 67091 | YP2BP |  |  |  |  | N
65965 | Crow Creek Solar, LLC | 67092 | Paulsell | CA | Stanislaus | PSLBA | OP | Batteries | BA | IPP Non-CHP | 2 | 15 | 15 | 15 | 6 | 2024 | 60 | 15 | 15 | LIB |  |  |  | 5 | CS | Y |  |  | Y |  |  |  | PR |  |  |  | N |  |  |  | N | [6 empty] | N
65552 | Terra-Gen Operating Co-BESS 2 | 67093 | Mojave 16/17/18 BESS | CA | Kern | GEN 1 | OP | Batteries | BA | IPP Non-CHP | 2 | 77 | 70.6 | 70.6 | 8 | 2020 | 77 | 77 | 77 | LIB |  |  |  | 77 | CS | PR | Y |  | Y | [10 empty] | N | N | [6 empty] | N
14127 | Omaha Public Power District | 67122 | BRIGHT Battery | NE | Cass | 1 | OP | Batteries | BA | Electric Utility | 1 | 1 | 1 | 1 | 3 | 2023 | 2.4 | 1 | 1 | LIB |  |  |  | 1 | CS | [6 empty] | PR |  | Y | [5 empty] | N | N | [6 empty] | Y
66033 | Groton BESS 2 LLC | 67162 | Groton BESS 2 | MA | Middlesex | 90910 | OP | Batteries | BA | IPP Non-CHP | 2 | 2 | 2 | 2 | 8 | 2024 | 8.9 | 2 | 2 | LIB |  |  |  | 2 | CS |  | Y |  |  |  |  | PR | [7 empty] | N | N | [6 empty] | N
66050 | Solar Star Prime 4 LLC | 67170 | Amazon SAN3 Solar Project | CA | San Diego | ASBA | OP | Batteries | BA | IPP Non-CHP | 2 | 2.4 | 2.4 | 2.4 | 5 | 2024 | 8.9 | 2.4 | 2.4 | LIB |  |  |  | 1 | CS | [7 empty] | PR |  |  | Y |  | Y |  |  | Y | 67170 | ASSP |  |  |  |  | N
66057 | Rodeo Ranch Energy Storage, LLC | 67175 | Rodeo Ranch Energy Storage | TX | Reeves | RODE1 | OP | Batteries | BA | IPP Non-CHP | 2 | 300 | 300 | 300 | 12 | 2023 | 600 | 300 | 300 | LIB |  |  |  | 97 | CS | Y | PR | [6 empty] | Y | [6 empty] | N | [6 empty] | N
66056 | Mohave Energy | 67178 | Mohave Energy - Hybrid | AZ | Mohave | MEBA | OP | Batteries | BA | Electric Utility | 1 | 15 | 15 | 15 | 9 | 2023 | 60 | 15 | 15 | LIB |  |  |  | 1.2 | CS | Y | Y |  |  | Y | Y | Y | Y |  |  | PR |  | Y |  |  | Y | 67178 | MEPV |  |  |  |  | N
66067 | Groton BESS 1 LLC | 67185 | Groton BESS 1 | MA | Middlesex | 90911 | OP | Batteries | BA | IPP Non-CHP | 2 | 2 | 2 | 2 | 8 | 2024 | 8.9 | 2 | 2 | LIB |  |  |  | 2 | CS |  | Y |  |  |  |  | PR | [7 empty] | N | N | [6 empty] | N
66068 | Holden BESS 1 LLC | 67186 | Holden BESS 1 | MA | Worcester | 90913 | OP | Batteries | BA | IPP Non-CHP | 2 | 5 | 5 | 5 | 8 | 2024 | 22.4 | 5 | 5 | LIB |  |  |  | 5 | CS |  | Y |  |  |  |  | PR | [7 empty] | N | N | [6 empty] | N
66069 | Paxton BESS 1 LLC | 67187 | Paxton BESS 1 | MA | Worcester | 90912 | OP | Batteries | BA | IPP Non-CHP | 2 | 3 | 3 | 3 | 11 | 2024 | 8.9 | 3 | 3 | LIB |  |  |  | 3 | CS |  | Y |  |  |  |  | PR | [7 empty] | N | N | [6 empty] | N
66110 | Anemoi Energy Storage, LLC | 67236 | Anemoi Energy Storage | TX | Hidalgo | ANEM1 | OP | Batteries | BA | IPP Non-CHP | 2 | 200 | 200 | 200 | 6 | 2024 | 400 | 200 | 200 | LIB |  |  |  | 72 | CS | PR | Y |  | Y |  |  |  |  | Y | Y |  |  |  |  | N | N | [6 empty] | N
66111 | Ebony Energy Storage, LLC | 67237 | Ebony Energy Storage | TX | Comal | EBON1 | OP | Batteries | BA | IPP Non-CHP | 2 | 207.9 | 200 | 200 | 6 | 2024 | 400 | 200 | 200 | LIB |  |  |  | 72 | CS | PR | Y |  | Y |  |  |  |  | Y | Y |  |  |  |  | N | N | [6 empty] | N
65043 | Madison Energy Investments LLC | 67241 | 401 South | MA | Berkshire | 401SB | OP | Batteries | BA | IPP Non-CHP | 2 | 1 | 1 | 1 | 12 | 2023 | 2 | 0.5 | 0.5 | LIB |  |  |  | 1 | CS | [10 empty] | PR | Y |  |  |  | Y | 67241 | 4SPV1 |  |  |  |  | N
65043 | Madison Energy Investments LLC | 67242 | 5 Berry | MA | Norfolk | 5BES1 | OP | Batteries | BA | IPP Non-CHP | 2 | 3 | 3 | 3 | 9 | 2023 | 7.5 | 1 | 1 | LIB |  |  |  | 1 | CS | [10 empty] | PR |  |  | Y |  | Y | 67242 | 5BPV1 |  |  |  |  | N
64872 | Distributed Solar Development, LLC | 67275 | White Plains_RFP-Gedney Way Landfill | NY | Westchester | 4072B | OP | Batteries | BA | IPP Non-CHP | 2 | 1.3 | 1.3 | 1.3 | 4 | 2022 | 5.1 | 1.3 | 1.3 | LIB |  |  |  | 0.8 | CS |  | PR |  |  | Y | [5 empty] | Y | Y |  |  |  | Y | 67275 | 4072C | 67275 | 4072G |  |  | N
66147 | FFP NY Goshen Project1, LLC | 67281 | FFP - NY Urbanski | NY | Orange | 5653B | OP | Batteries | BA | IPP Non-CHP | 2 | 4 | 4 | 4 | 5 | 2024 | 10.5 | 4 | 4 | LIB |  |  |  | 3.2 | CS |  |  |  |  | Y | [5 empty] | PR |  | Y |  |  | Y | 66147 | 5653 |  |  |  |  | N
66148 | FFP NY Goshen Project2, LLC | 67282 | FFP - NY Varano | NY | Orange | 5654B | OP | Batteries | BA | IPP Non-CHP | 2 | 5 | 5 | 5 | 5 | 2024 | 10.5 | 5 | 5 | LIB |  |  |  | 3.2 | CS |  |  |  |  | Y | [5 empty] | PR |  | Y |  |  | Y | 67282 | 5654 |  |  |  |  | N
59380 | Enel Green Power NA, Inc. | 67284 | Ganado Solar | TX | Jackson | GBA | OP | Batteries | BA | IPP Non-CHP | 2 | 70.5 | 70.5 | 70.5 | 3 | 2024 | 115 | 70 | 70 | LIB |  |  |  | 72.8 | CS | PR | Y | [6 empty] | Y |  |  | N |  |  |  | N | [6 empty] | N
66151 | Sun Streams PVS, LLC | 67285 | Sun Streams 3 | AZ | Maricopa | GEN02 | OP | Batteries | BA | IPP Non-CHP | 2 | 215 | 215 | 215 | 6 | 2024 | 860 | 215 | 215 | LIB |  |  |  | 70.7 | CS |  |  | Y |  | Y | [5 empty] | PR | Y |  |  |  | Y | 67285 | GEN01 |  |  |  |  | N
66160 | Freemans Way Solar Project 2019, LLC | 67296 | CVEC Round 4 Brewster Captn Golf Course | MA | Barnstable | 3658B | OP | Batteries | BA | IPP Non-CHP | 2 | 0.4 | 0.4 | 0.4 | 3 | 2022 | 0.9 | 0.4 | 0.4 | LIB |  |  |  | 0.4 | CS |  |  |  |  | Y |  | Y | PR |  |  | Y | Y |  |  |  | Y | 67296 | 3658 |  |  |  |  | N
19499 | United Power, Inc | 67300 | Rattlesnake Ridge Battery Storage | CO | Weld | RATBA | OP | Batteries | BA | Electric Utility | 1 | 11.8 | 11.8 | 11.8 | 5 | 2024 | 47 | 11.8 | 11.8 | LIB |  |  |  | 4.6 | CS | PR |  |  | Y |  | Y | Y |  |  |  |  | N |  |  | N | N | [6 empty] | Y
19499 | United Power, Inc | 67301 | Parkway Battery Storage | CO | Broomfield | PKWBA | OP | Batteries | BA | Electric Utility | 1 | 7.8 | 7.8 | 7.8 | 5 | 2024 | 31.3 | 7.8 | 7.8 | LIB |  |  |  | 3.1 | CS | PR |  |  | Y |  | Y | Y |  |  |  |  | N |  |  | N | N | [6 empty] | Y
19499 | United Power, Inc | 67302 | Frederick Battery Storage | CO | Weld | FREBA | OP | Batteries | BA | Electric Utility | 1 | 7.8 | 7.8 | 7.8 | 9 | 2024 | 31.3 | 7.8 | 7.8 | LIB |  |  |  | 3.1 | CS | PR |  |  | Y |  | Y | Y |  |  |  |  | N |  |  | N | N | [6 empty] | Y
19499 | United Power, Inc | 67303 | Mead Battery Storage | CO | Weld | MEABA | OP | Batteries | BA | Electric Utility | 1 | 7.8 | 7.8 | 7.8 | 5 | 2024 | 31.3 | 7.8 | 7.8 | LIB |  |  |  | 3.1 | CS | PR |  |  | Y |  | Y | Y |  |  |  |  | N |  |  | N | N | [6 empty] | Y
19499 | United Power, Inc | 67304 | Davis Battery Storage | CO | Weld | DAVBA | OP | Batteries | BA | Electric Utility | 1 | 11.8 | 11.8 | 11.8 | 8 | 2024 | 47 | 11.8 | 11.8 | LIB |  |  |  | 4.6 | CS | PR |  |  | Y |  | Y | Y |  |  |  |  | N |  |  | N | N | [6 empty] | Y
19499 | United Power, Inc | 67305 | Bromley Battery Storage | CO | Adams | BROBA | OP | Batteries | BA | Electric Utility | 1 | 11.8 | 11.8 | 11.8 | 6 | 2024 | 47 | 11.8 | 11.8 | LIB |  |  |  | 4.6 | CS | PR |  |  | Y |  | Y | Y |  |  |  |  | N |  |  | N | N | [6 empty] | Y
19499 | United Power, Inc | 67306 | Keenesburg Battery Storage | CO | Weld | KEEBA | OP | Batteries | BA | Electric Utility | 1 | 11.8 | 11.8 | 11.8 | 5 | 2024 | 47 | 11.8 | 11.8 | LIB |  |  |  | 4.6 | CS | PR |  |  | Y |  | Y | Y |  |  |  |  | N |  |  | N | N | [6 empty] | Y
19499 | United Power, Inc | 67307 | Platte Valley Battery Storage | CO | Weld | PLVBA | OP | Batteries | BA | Electric Utility | 1 | 7.8 | 7.8 | 7.8 | 7 | 2024 | 31.3 | 7.8 | 7.8 | LIB |  |  |  | 3.1 | CS | PR |  |  | Y |  | Y | Y |  |  |  |  | N |  |  | Y | N | 67307 | PLVBA |  |  |  |  | Y
65043 | Madison Energy Investments LLC | 67457 | 665 Scenic Highway | MA | Barnstable | SHBE1 | OP | Batteries | BA | IPP Non-CHP | 2 | 1.5 | 1.5 | 1.5 | 12 | 2022 | 31 | 1 | 1 | LIB |  |  |  | 1 | CS | [10 empty] | PR |  | Y | N |  | Y | 67457 | SHPV1 |  |  |  |  | N
65043 | Madison Energy Investments LLC | 67464 | 1 Commercial | MA | Norfolk | CM1BS | OP | Batteries | BA | IPP Non-CHP | 2 | 1 | 1 | 1 | 9 | 2023 | 2 | 1 | 1 | LIB |  |  |  | 1 | CS | [10 empty] | PR |  | Y |  |  | Y | 67464 | CM1PV |  |  |  |  | N
66219 | Cavalry Energy Center LLC | 67489 | Cavalry Solar Hybrid | IN | White | CAVBS | OP | Batteries | BA | Electric Utility | 1 | 45 | 45 | 45 | 5 | 2024 | 180 | 45 | 11.3 | LIB |  |  |  | 3.6 | CS | Y | Y |  | Y |  |  | Y |  | PR | Y |  | N |  |  |  | N | [6 empty] | N
65076 | HEN Infrastructure, L.L.C. | 67493 | Pavlov | TX | Matagorda | PAVLV | OP | Batteries | BA | IPP Non-CHP | 2 | 9.9 | 9.9 | 9.9 | 10 | 2024 | 9.9 | 9.9 | 9.9 | LIB |  |  |  | 9.9 | CS | PR | Y |  | Y | [11 empty] | N | [6 empty] | N
65076 | HEN Infrastructure, L.L.C. | 67494 | Mainland | TX | Galveston | MLNDB | OP | Batteries | BA | IPP Non-CHP | 2 | 9.9 | 9.9 | 9.9 | 6 | 2024 | 9.9 | 9.9 | 9.9 | LIB |  |  |  | 9.9 | CS | PR | Y |  | Y | [11 empty] | N | [6 empty] | N
65076 | HEN Infrastructure, L.L.C. | 67496 | Sandlake | TX | Reeves | SDLKB | OP | Batteries | BA | IPP Non-CHP | 2 | 9.9 | 9.9 | 9.9 | 10 | 2024 | 9.9 | 9.9 | 9.9 | LIB |  |  |  | 9.9 | CS | PR | Y |  | Y | [11 empty] | N | [6 empty] | N
20421 | Western Minnesota Mun Pwr Agny | 67545 | Marshall Solar Plus LLC | MN | Lyon | MARST | OP | Batteries | BA | Electric Utility | 1 | 5 | 5 | 5 | 12 | 2024 | 30.6 | 5 | 5 | LIB |  |  |  | 1.7 | CS | PR |  |  |  | Y | [5 empty] | Y | Y |  |  | Y | Y | 67545 | MARSL |  |  |  |  | N
66256 | LSE Lepus LLC | 67577 | Monument Valley | MA | Berkshire | MONBA | OP | Batteries | BA | IPP Non-CHP | 2 | 1 | 1 | 1 | 1 | 2022 | 2.2 | 1 | 1 | LIB |  |  |  | 1 | CS | [10 empty] | PR |  |  | Y |  | Y | 67577 | MON22 |  |  |  |  | N
66257 | LSE Ophiuchus LLC | 67578 | Sandwich | MA | Barnstable | SWABA | OP | Batteries | BA | IPP Non-CHP | 2 | 2 | 2 | 2 | 7 | 2023 | 4.6 | 2 | 2 | LIB |  |  |  | 2 | CS | [10 empty] | PR |  |  | Y |  | Y | 67578 | SWI23 |  |  |  |  | N
64904 | AES Clean Energy | 67579 | AES ES Alamitos 2 LLC | CA | Los Angeles | ALMT2 | OP | Batteries | BA | IPP Non-CHP | 2 | 82 | 82 | 82 | 11 | 2024 | 328 | 82 | 82 | LIB |  |  |  | 36.3 | CS |  | Y |  | Y |  |  | PR |  | Y | [6 empty] | N | [6 empty] | N
60025 | Greenbacker Renewable Energy Corporation | 67695 | Holtville | CA | Imperial | 823 | OP | Batteries | BA | IPP Non-CHP | 2 | 30 | 30 | 30 | 7 | 2024 | 127 | 30 | 30 | LIB |  |  |  | 1.5 | CS | Y | [5 empty] | PR | [8 empty] | N | [6 empty] | N
15248 | Portland General Electric Co | 67698 | Coffee Creek BESS | OR | Washington | CCRK1 | OP | Batteries | BA | Electric Utility | 1 | 17 | 17 | 17 | 12 | 2024 | 34 | 17 | 17 | LIB |  |  |  | 17 | CS |  | Y |  | PR | [5 empty] | Y |  |  |  |  | N | N | [6 empty] | Y
15248 | Portland General Electric Co | 67712 | Constable BESS | OR | Washington | CSTB1 | OP | Batteries | BA | Electric Utility | 1 | 75 | 75 | 75 | 12 | 2024 | 300 | 75 | 75 | LIB |  |  |  | 75 | CS | Y |  |  | PR |  |  | Y |  | Y | [5 empty] | N | N | [6 empty] | N
66338 | Al Pastor BESS LLC | 67721 | Al Pastor Battery Storage Plant | TX | Dawson | ALPTR | OP | Batteries | BA | IPP Non-CHP | 2 | 100.3 | 100.3 | 100.3 | 11 | 2024 | 145 | 100.3 | 100.3 | LIB |  |  |  | 32.9 | CS | PR |  |  | Y | [11 empty] | N | [6 empty] | N
66351 | Citadel BESS LLC | 67738 | Citadel Battery Storage Plant | TX | Harris | CITDL | OP | Batteries | BA | IPP Non-CHP | 2 | 204 | 204 | 204 | 12 | 2024 | 298 | 204 | 204 | LIB |  |  |  | 87.9 | CS | PR |  |  | Y | [11 empty] | N | [6 empty] | N
66350 | Wigeon Whistle BESS LLC | 67739 | Wigeon Whistle Battery Storage Plant | TX | Collin | WIDWH | OP | Batteries | BA | IPP Non-CHP | 2 | 120 | 120 | 120 | 12 | 2024 | 174 | 120 | 120 | LIB |  |  |  | 8.6 | CS | PR |  |  | Y | [11 empty] | N | [6 empty] | N
66355 | Bollinger Canyon Road BR 1-X Solar Project 2020 | 67743 | Bishop Ranch BR 1-X | CA | Contra Costa | 4057B | OP | Batteries | BA | IPP Non-CHP | 2 | 0.5 | 0.5 | 0.5 | 3 | 2022 | 1.1 | 0.5 | 0.5 | LIB |  |  |  | 1 | CS | [6 empty] | Y | PR |  |  | Y | Y |  |  |  | Y | 67743 | 4057C | 67743 | 4057R |  |  | N
66357 | Shapham Place Solar Project 2020 LLC | 67745 | White Plains RFP Shapham Place | NY | Westchester | 4075B | OP | Batteries | BA | IPP Non-CHP | 2 | 5 | 5 | 5 | 5 | 2022 | 2 | 0.5 | 0.5 | LIB |  |  |  | 1 | CS |  | PR |  |  | Y | [5 empty] | Y | Y |  |  |  | Y | 67745 | 4075 |  |  |  |  | N
66361 | Stampede Solar Project LLC | 67762 | Stampede Solar Hybrid | TX | Hopkins | STMPB | OP | Batteries | BA | IPP Non-CHP | 2 | 72.2 | 72.2 | 72.2 | 10 | 2024 | 115 | 70 | 70 | LIB |  |  |  | 124.9 | CS | PR | Y | [6 empty] | Y |  |  | N |  |  |  | N | [6 empty] | N
64904 | AES Clean Energy | 67855 | Westwing | AZ | Maricopa | WESTW | OP | Batteries | BA | IPP Non-CHP | 2 | 82 | 82 | 82 | 9 | 2024 | 329.6 | 82 | 82 | LIB |  |  |  | 27.1 | CS | PR | Y |  | Y |  |  |  |  | Y | [6 empty] | N | [6 empty] | Y
66433 | Giga Texas Energy LLC | 67860 | GFTX BESS | TX | Travis | GFTX | OP | Batteries | BA | IPP Non-CHP | 2 | 125 | 125 | 125 | 8 | 2024 | 250 | 125 | 125 | OTH |  |  |  | 41.1 | CS | PR | Y |  | Y |  |  |  |  | Y | Y | [5 empty] | N | [6 empty] | N
66432 | BT Connolly Storage, LLC | 67861 | Connolly BESS | TX | Wise | CNLY | OP | Batteries | BA | IPP Non-CHP | 2 | 125 | 125 | 125 | 11 | 2024 | 250 | 125 | 125 | OTH |  |  |  | 41.1 | CS | PR | Y |  | Y |  |  |  |  | Y | [6 empty] | N | [6 empty] | Y
66444 | Troutdale Grid, LLC | 67869 | Sundial (Troutdale) BESS | OR | Multnomah | BTD | OP | Batteries | BA | IPP Non-CHP | 2 | 200 | 200 | 200 | 12 | 2024 | 800 | 200 | 200 | LIB |  |  |  | 200 | CT | [6 empty] | Y | PR | [7 empty] | N | [6 empty] | N
66445 | NineDot Holdings, LLC | 67883 | Gabby Giffords Clean Energy, LLC | NY | Richmond | ND003 | OP | Batteries | BA | IPP Non-CHP | 2 | 5 | 5 | 5 | 12 | 2024 | 21.7 | 2.7 | 5 | LIB |  |  |  | 4.4 | CS | Y |  |  |  |  | Y | PR | [7 empty] | N | N | [6 empty] | Y
66445 | NineDot Holdings, LLC | 67883 | Gabby Giffords Clean Energy, LLC | NY | Richmond | ND004 | OP | Batteries | BA | IPP Non-CHP | 2 | 3 | 3 | 3 | 12 | 2024 | 12.4 | 1.6 | 3 | LIB |  |  |  | 2.5 | CS | Y |  |  |  |  | Y | PR | [7 empty] | N | N | [6 empty] | Y
66445 | NineDot Holdings, LLC | 67886 | Gunther | NY | Bronx | ND001 | OP | Batteries | BA | IPP Non-CHP | 2 | 1.5 | 1.5 | 1.5 | 9 | 2023 | 6.2 | 1.5 | 1.5 | NIB |  |  |  | 1.3 | CS | Y |  |  |  |  | Y | PR | [7 empty] | N | N | [6 empty] | Y
66445 | NineDot Holdings, LLC | 67886 | Gunther | NY | Bronx | ND002 | OP | Batteries | BA | IPP Non-CHP | 2 | 1.5 | 1.5 | 1.5 | 9 | 2023 | 6.2 | 1.5 | 1.5 | NIB |  |  |  | 1.3 | CS | Y |  |  |  |  | Y | PR | [7 empty] | N | N | [6 empty] | Y
58871 | Citizens Enterprises Corporation | 67899 | PNY BESS LLC | PA | Philadelphia | GEN5 | OP | Batteries | BA | IPP Non-CHP | 2 | 6.2 | 6.2 | 6.2 | 8 | 2021 | 6.2 | 6.2 | 6.2 | LIB |  |  |  | 6.4 | CS |  | PR |  |  |  |  | Y | [8 empty] | N | [6 empty] | N
4363 | Corn Belt Power Coop | 67948 | Hampton Substation Energy Storage | IA | Franklin | MP1 | OP | Batteries | BA | Electric Utility | 1 | 1.8 | 1.4 | 1.4 | 11 | 2022 | 9.1 | 1.4 | 1.4 | LIB |  |  |  | 1.4 | CS | [7 empty] | PR | [7 empty] | N | [6 empty] | N
66569 | Whetstone Power Operations LLC | 68058 | Prairie Center Energy LLC | CO | Adams | PCEBS | OP | Batteries | BA | IPP Non-CHP | 2 | 35.4 | 33.7 | 33.7 | 12 | 2024 | 235 | 35.4 | 35.4 | OTH |  |  |  | 26.5 | CS | [7 empty] | PR |  |  |  | N |  |  |  | N | [6 empty] | Y
66574 | EDPRNA DG CA Livermore LLC | 68064 | CA- US Foods- Livermore | CA | Alameda | LBA | OP | Batteries | BA | IPP Non-CHP | 2 | 1.2 | 1.2 | 1.2 | 8 | 2024 | 2.1 | 0.6 | 0.6 | LIB |  |  |  | 1.2 | CS | Y |  | Y |  | Y | Y | PR |  |  |  | Y | Y |  |  |  | Y | 66574 | USFL |  |  |  |  | N
66580 | Old Frontier Solar III PV, LLC | 68069 | Old Frontier Solar III | MA | Franklin | 16502 | OP | Batteries | BA | IPP Non-CHP | 2 | 2 | 2 | 2 | 9 | 2022 | 2.2 | 2 | 2 | LIB |  |  |  |  | CT | [10 empty] | PR |  | Y |  |  | Y | 68609 | 16501 |  |  |  |  | N
5504 | Vistra Corp | 68147 | Coffeen Solar BESS | IL | Montgomery | 2 | OP | Batteries | BA | IPP Non-CHP | 2 | 2 | 2 | 2 | 12 | 2024 | 8 | 2 | 2 | LIB |  |  |  | 0.7 | CS | PR | [14 empty] | N | [6 empty] | N
5504 | Vistra Corp | 68148 | Baldwin Solar BESS | IL | Randolph | 2 | OP | Batteries | BA | IPP Non-CHP | 2 | 2 | 2 | 2 | 12 | 2024 | 8 | 2 | 2 | LIB |  |  |  | 0.7 | CS | PR | [14 empty] | N | [6 empty] | N
60520 | SoCore Energy LLC | 68266 | North Juvenile Detention Center Solar | CA | Tulare | BA1 | OP | Batteries | BA | IPP Non-CHP | 2 | 0.3 | 0.3 | 0.3 | 11 | 2019 | 0.5 | 0.3 | 0.3 | LIB |  |  |  | 0.3 | CS |  | Y | [5 empty] | PR | Y | [6 empty] | N | [6 empty] | Y
1167 | Baltimore Gas & Electric Co | 68335 | Fairhaven | MD | Anne Arundel | FAIRH | OP | Batteries | BA | Electric Utility | 1 | 2.5 | 0.7 | 0.7 | 9 | 2024 | 7.1 | 2.3 | 0.4 | LIB |  |  |  | 1.2 | CS |  | Y |  |  |  |  | PR | [7 empty] | N | N | [6 empty] | N
66866 | University of Massachusetts Amherst | 68493 | Central Heating Plant | MA | Hampshire | BAT1 | OP | Batteries | BA | Commercial CHP | 5 | 1.3 | 1.3 | 1.3 | 1 | 2019 | 1.3 | 1.3 | 1.3 | LIB |  |  |  | 1 | CS | PR | [5 empty] | Y | Y |  | Y | [5 empty] | N | [6 empty] | Y
66866 | University of Massachusetts Amherst | 68493 | Central Heating Plant | MA | Hampshire | BAT2 | OP | Batteries | BA | Commercial CHP | 5 | 2 | 2 | 2 | 1 | 2022 | 2 | 2 | 2 | LIB |  |  |  | 1 | CS | PR | [5 empty] | Y | Y |  | Y | [5 empty] | N | [6 empty] | Y
66922 | Pacifico Power | 68547 | Tipton 1 - (CA) | CA | Tulare | TIP1B | OP | Batteries | BA | IPP Non-CHP | 2 | 1 | 1 | 1 | 12 | 2024 | 3.9 | 1 | 1 | LIB |  |  |  | 0.5 | CS |  |  | PR | [7 empty] | Y | Y |  |  |  | Y | 68547 | TIP1B |  |  |  |  | N
66922 | Pacifico Power | 68548 | Tipton 2 - (CA) | CA | Tulare | TIP2B | OP | Batteries | BA | IPP Non-CHP | 2 | 0.7 | 0.7 | 0.7 | 12 | 2024 | 2.9 | 0.7 | 0.7 | LIB |  |  |  | 0.3 | CS |  |  | PR | [7 empty] | Y | Y |  |  |  | Y | 68548 | TIP2B |  |  |  |  | N
66953 | United Parcel Service | 68575 | Visalia Solar | CA | Tulare | UPSB1 | OP | Batteries | BA | Commercial Non-CHP | 4 | 1.1 | 1.1 | 1.1 | 6 | 2024 | 4.3 | 1.1 | 1.1 | LIB |  |  |  | 0.2 | CS | [6 empty] | Y |  |  | PR | Y | Y |  |  |  | Y | 68575 | UPSV1 |  |  |  |  | N
66970 | Macadamia Nut Road Solar Project 2019 | 68605 | Mauna Loa Macadamia Nut | HI | Hawaii | 3146B | OP | Batteries | BA | IPP Non-CHP | 2 | 0.5 | 0.5 | 0.5 | 12 | 2021 | 1.3 | 0.5 | 0.5 | LIB |  |  |  | 0.1 | CS | [6 empty] | Y | PR |  |  | Y | Y |  |  |  | Y | 68605 | 3146G |  |  |  |  | N
3522 | Chugach Electric Assn Inc | 68611 | International Battery Substation (IBSS) | AK | Anchorage | IBSS | OP | Batteries | BA | Electric Utility | 1 | 40 | 40 | 40 | 10 | 2024 | 80 | 40 | 40 | LIB |  |  |  | 40 | CS |  | PR |  | Y | [11 empty] | N | [6 empty] | N
60520 | SoCore Energy LLC | 68679 | Partridge Solar | MA | Berkshire | BA1 | OP | Batteries | BA | IPP Non-CHP | 2 | 3 | 3 | 3 | 9 | 2022 | 3 | 3 | 3 | LIB |  |  |  | 3 | CS |  | Y | [5 empty] | PR | Y |  |  |  | N |  |  | N | [6 empty] | Y
60520 | SoCore Energy LLC | 68680 | Saddleback Solar | MA | Berkshire | BA1 | OP | Batteries | BA | IPP Non-CHP | 2 | 2.5 | 2.5 | 2.5 | 9 | 2022 | 2.5 | 2.5 | 2.5 | LIB |  |  |  | 2.5 | CS |  | Y | [5 empty] | PR | Y |  |  |  | N |  |  | N | [6 empty] | Y
67035 | Prologis Logistics Services Incorporated BESS | 68683 | Crockett BESS | TX | Harris | HO241 | OP | Batteries | BA | IPP Non-CHP | 2 | 10 | 9.5 | 9.5 | 12 | 2024 | 24.8 | 10 | 10 | LIB |  |  |  | 3.3 | CS | PR | Y |  | Y | [11 empty] | N | [6 empty] | N
67035 | Prologis Logistics Services Incorporated BESS | 68684 | Century BESS | TX | Tarrant | DL805 | OP | Batteries | BA | IPP Non-CHP | 2 | 10 | 9.5 | 9.5 | 12 | 2024 | 24.8 | 10 | 10 | LIB |  |  |  | 3.3 | CS | PR | Y |  | Y |  |  |  |  | Y | [6 empty] | N | [6 empty] | N
67035 | Prologis Logistics Services Incorporated BESS | 68685 | Liggett Switch | TX | Tarrant | DL745 | OP | Batteries | BA | IPP Non-CHP | 2 | 10 | 9.7 | 9.7 | 12 | 2024 | 12.4 | 10 | 10 | LIB |  |  |  | 3.3 | CS | PR | Y |  | Y |  |  |  |  | Y | [6 empty] | N | [6 empty] | N
60520 | SoCore Energy LLC | 68742 | Skyline Solar | MA | Berkshire | BA1 | OP | Batteries | BA | IPP Non-CHP | 2 | 3 | 3 | 3 | 9 | 2022 | 3 | 3 | 3 | LIB |  |  |  | 3 | CS |  | Y | [5 empty] | PR | Y |  |  |  | N |  |  | N | [6 empty] | Y
60520 | SoCore Energy LLC | 68743 | Adams Grove Solar | MA | Berkshire | BA1 | OP | Batteries | BA | IPP Non-CHP | 2 | 3.3 | 3.3 | 3.3 | 9 | 2022 | 3.3 | 3.3 | 3.3 | LIB |  |  |  | 3.3 | CS |  | Y | [5 empty] | PR | Y |  |  |  | N |  |  | N | [6 empty] | Y
67061 | Sunrise on Wing Ln. LLC | 68773 | Apollo | MA | Bristol | 52B | OP | Batteries | BA | IPP Non-CHP | 2 | 1.3 | 1.3 | 1.3 | 9 | 2021 | 2.8 | 1.3 | 1.3 | LIB |  |  |  | 0.2 | CS | PR | Y |  |  | Y |  | Y | [5 empty] | Y |  |  | Y | 68773 | 52 |  |  |  |  | Y
67132 | Longhorn Storage LLC | 68878 | Longhorn Storage | TX | Eastland | LONGH | OP | Batteries | BA | IPP Non-CHP | 2 | 165 | 142.1 | 142.1 | 9 | 2024 | 165 | 150 | 150 | LIB |  |  |  | 68.7 | CS | Y | PR | Y | Y |  |  | Y |  | Y | [6 empty] | N | [6 empty] | N
67139 | Libra Storage LLC | 68895 | Libra Storage | TX | Guadalupe | LIBR | OP | Batteries | BA | IPP Non-CHP | 2 | 236.3 | 201.02 | 201.02 | 12 | 2023 | 236.3 | 200 | 200 | LIB |  |  |  | 124.2 | CS | Y | PR | Y | Y |  |  | Y |  | Y | [6 empty] | N | [6 empty] | N
67142 | Sun Valley Storage LLC | 68896 | Sun Valley Storage | TX | Hill | SUNVB | OP | Batteries | BA | IPP Non-CHP | 2 | 123.3 | 123.3 | 123.3 | 1 | 2024 | 123 | 100 | 100 | LIB |  |  |  | 70.2 | CS | Y | PR | Y | Y |  |  | Y |  | Y | [6 empty] | N | [6 empty] | N

## Proposed
This is an early release of the final EIA-860 data for calendar year 2024. The early release is provided for the express purpose of providing immediate access to individual plant and generator data for analysts who use this type of information. The data has not been fully edited and is inappropriate for aggregation, such as to state or national totals. Also, in some cases, data for a certain number of plants and generators has been excluded from this early release pending further data validation. Final, complete, and fully-edited data will be released by EIA later in 2025. Questions or comments regarding this data release should be directed to eiainfoelectric@eia.gov.
2024 Form EIA-860 Data - Schedule 3, 'Energy Storage Data' (Proposed Units Only)
Utility ID | Utility Name | Plant Code | Plant Name | State | County | Generator ID | Status | Technology | Prime Mover | Sector Name | Sector | Nameplate Capacity (MW) | Summer Capacity (MW) | Winter Capacity (MW) | Current Month | Current Year | Nameplate Energy Capacity (MWh) | Maximum Charge Rate (MW) | Maximum Discharge Rate (MW) | Storage Technology 1 | Storage Technology 2 | Storage Technology 3 | Storage Technology 4 | Nameplate Reactive Power Rating | Storage Enclosure Type | Arbitrage | Frequency Regulation | Load Following | Ramping / Spinning Reserve | Co-Located Renewable Firming | Transmission and Distribution Deferral | System Peak Shaving | Load Management | Voltage or Reactive Power Support | Backup Power | Excess Wind and Solar Generation | AC Coupled | DC Coupled | DC Tightly Coupled | Independent | Direct Support of Another Unit | Direct Support Plant ID 1 | Direct Support Gen ID 1 | Direct Support Plant ID 2 | Direct Support Gen ID 2 | Direct Support Plant ID 3 | Direct Support Gen ID 3 | Support T&D Asset
7140 | Georgia Power Co | 708 | Hammond | GA | Floyd | 5 | U | Batteries | BA | Electric Utility | 1 | 57.5 | 57.5 | 57.5 | 9 | 2026 | 260 | 57.5 | 57.5 | LIB |  |  |  | 18.9 | CS | PR | Y | Y | Y |  |  | Y |  | Y | [5 empty] | N | N | [6 empty] | N
10171 | Kentucky Utilities Co | 1355 | E W Brown | KY | Mercer | BESS | T | Batteries | BA | Electric Utility | 1 | 125 | 125 | 125 | 1 | 2027 | 500 | 100 | 125 | LIB |  |  |  | 92 | CS | N | N | PR | N | N | N | N | N | N | N | N |  |  |  |  | N | [6 empty] | N
7570 | Great River Energy | 2038 | Cambridge CT Hybrid | MN | Isanti | BA1 | P | Batteries | BA | Electric Utility | 1 | 1.5 | 1.2 | 1.2 | 12 | 2025 | 150 | 0.5 | 1.5 | MAB |  |  |  | 1.5 | CS | PR | [13 empty] | N | N | [6 empty] | N
17833 | City Utilities of Springfield - (MO) | 2161 | James River Power Station | MO | Greene | BAT1 | P | Batteries | BA | Electric Utility | 1 | 31 | 31 | 31 | 1 | 2027 | 186 | 31 | 31 | OTH |  |  |  | 23.3 | CS | Y | [5 empty] | PR |  | Y | [5 empty] | N | N | [6 empty] | N
20856 | Wisconsin Power & Light Co | 4050 | Edgewater | WI | Sheboygan | BESS1 | T | Batteries | BA | Electric Utility | 1 | 99 | 99 | 99 | 6 | 2026 | 396 | 99 | 99 | LIB |  |  |  | 87.3 | CS | PR | N | N | N | N | N | N | N | N | N | N |  |  |  | N | N | [6 empty] | Y
54803 | Dynegy Oakland, LLC | 6211 | Dynegy Oakland Power Plant | CA | Alameda | GEN4 | P | Batteries | BA | IPP Non-CHP | 2 | 43.3 | 43.3 | 43.3 | 5 | 2027 | 173.2 | 43.3 | 43.3 | LIB |  |  |  | 28.8 | CS | PR | N | N | N | N | N | N | N | N | N | N |  |  |  |  | N | [6 empty] | N
10071 | Kauai Island Utility Cooperative | 6474 | Port Allen (HI) | HI | Kauai | BBA9 | L | Batteries | BA | Electric Utility | 1 | 6 | 6 | 6 | 3 | 2026 | 12 | 6 | 6 | LIB |  |  |  | 6 | CS |  | Y |  | Y | PR |  | Y |  | Y |  | Y | Y |  |  |  | Y | 58549 | 1 |  |  |  |  | N
18454 | Tampa Electric Co | 7873 | H L Culbreath Bayside Power Station | FL | Hillsborough | BESS1 | U | Batteries | BA | Electric Utility | 1 | 20 | 20 | 20 | 12 | 2025 | 40 | 20 | 20 | LIB |  |  |  | 10.5 | CS | Y | Y | Y | Y |  |  | PR |  |  |  | Y |  |  |  |  | N | [6 empty] | Y
61950 | Terra-Gen Operating Co-Solar | 10444 | Lockhart Solar PV, LLC | CA | San Bernardino | LHC1 | U | Batteries | BA | IPP Non-CHP | 2 | 69 | 69 | 69 | 10 | 2025 | 69 | 69 | 69 | LIB |  |  |  | 1 | CS | PR | N | N | N | N | N | N | N | N | N | N |  |  |  |  | N | [6 empty] | N
63599 | Pure Hedge LLC | 50736 | Pure Hedge LLC | CT | Windham | FSS13 | U | Batteries | BA | IPP Non-CHP | 2 | 20 | 20 | 20 | 10 | 2025 | 50 | 6.3 | 6.3 | NIB |  |  |  | 40 | CT | N | N | N | N | N | N | N | N | N | PR | N |  |  |  |  | N | [6 empty] | Y
50123 | Leeward Asset Management, LLC | 56446 | Buena Vista Energy LLC | CA | Contra Costa | BVBAT | P | Batteries | BA | IPP Non-CHP | 2 | 100 | 100 | 100 | 12 | 2026 | 400 | 100 | 100 | LIB |  |  |  | 100 | CS |  |  |  |  | PR | [5 empty] | Y |  | Y |  |  | Y | 56446 | 1 |  |  |  |  | N
10071 | Kauai Island Utility Cooperative | 58639 | KRS I Anahola Solar Hybrid | HI | Kauai | BESS8 | P | Batteries | BA | Electric Utility | 1 | 12 | 12 | 12 | 3 | 2026 | 24 | 12 | 12 | LIB |  |  |  | 12 | CS | Y | Y | Y | Y | Y |  |  |  | Y |  | PR | Y |  |  |  | N | [6 empty] | N
10071 | Kauai Island Utility Cooperative | 58640 | KRS II Koloa Solar | HI | Kauai | BESS7 | P | Batteries | BA | Electric Utility | 1 | 12 | 12 | 12 | 3 | 2026 | 24 | 12 | 12 | LIB |  |  |  | 12 | CS | Y | Y | Y | Y | Y |  |  |  | Y |  | PR | Y |  |  |  | N | [6 empty] | N
60796 | 91MC 8me LLC | 61167 | Aratina Solar Center 1B | CA | San Bernardino | BESS | U | Batteries | BA | IPP Non-CHP | 2 | 50 | 50 | 50 | 11 | 2025 | 200 | 50 | 50 | LIB |  |  |  | 65 | CS | PR | [10 empty] | Y | N |  |  | Y | 61167 | 91MC8 |  |  |  |  | Y
60798 | 69SV 8me LLC | 61169 | Eland Solar & Storage Center, Phase 2 Hy | CA | Kern | 61169 | V | Batteries | BA | IPP Non-CHP | 2 | 150 | 150 | 150 | 7 | 2025 | 600 | 150 | 150 | LIB |  |  |  | 100 | CS | [7 empty] | Y | Y |  | PR | Y |  |  |  | Y | 61169 | 60798 |  |  |  |  | Y
60799 | 33UI 8me LLC | 61170 | Gale 1 Solar | UT | Millard | 33UI9 | P | Batteries | BA | IPP Non-CHP | 2 | 150 | 150 | 150 | 12 | 2028 | 600 | 150 | 150 | LIB |  |  |  | 50 | CS |  | Y |  | Y | Y |  |  |  | Y |  | PR | Y |  |  |  | N | [6 empty] | N
60971 | NYC Energy LLC | 61331 | NISA Electric Generation Project | NY | Kings | BA1 | P | Batteries | BA | IPP Non-CHP | 2 | 79.9 | 79.9 | 79.9 | 6 | 2027 | 1200 | 300 | 300 | [5 empty] | CS | PR | [9 empty] | Y |  |  |  |  | Y | [6 empty] | Y
60971 | NYC Energy LLC | 61331 | NISA Electric Generation Project | NY | Kings | BA2 | P | Batteries | BA | IPP Non-CHP | 2 | 220.1 | 220.1 | 220.1 | 6 | 2027 | 1200 | 300 | 300 | [5 empty] | CS | PR | Y | [8 empty] | Y |  |  |  |  | Y | [6 empty] | Y
7140 | Georgia Power Co | 61648 | Robins Air Force Base Solar | GA | Bibb | 2 | U | Batteries | BA | Electric Utility | 1 | 128 | 128 | 128 | 3 | 2026 | 512 | 128 | 128 | LIB |  |  |  | 42.1 | CS | PR | Y | Y | Y |  |  | Y |  | Y | [5 empty] | N | N | [6 empty] | N
18454 | Tampa Electric Co | 61667 | Wimauma Solar and Battery Storage | FL | Hillsborough | BESS1 | TS | Batteries | BA | Electric Utility | 1 | 40 | 40 | 40 | 4 | 2025 | 80 | 40 | 40 | LIB |  |  |  | 13.1 | CS | Y | Y | Y | Y | Y |  | PR |  | Y |  | Y | Y |  |  |  | N | [6 empty] | N
56201 | Engie North America | 61803 | Sierra Energy Storage, LLC | CA | Tuolumne | 10003 | TS | Batteries | BA | IPP Non-CHP | 2 | 10 | 10 | 10 | 6 | 2025 | 40 | 10 | 10 | LIB |  |  |  | 3.2 | CS | Y | PR | [13 empty] | N | [6 empty] | N
61716 | Big Fork Solar | 62184 | Big Fork Solar | SC | Barnwell | 27 | T | Batteries | BA | IPP Non-CHP | 2 | 74.9 | 74.9 | 74.9 | 6 | 2026 | 299.6 | 74.9 | 74.9 | LIB |  |  |  | 87.9 | CS |  |  |  |  | Y |  | PR | [5 empty] | Y |  |  | Y | 61716 | 26 |  |  |  |  | N
61720 | Colleton Solar | 62188 | Colleton Solar | SC | Colleton | 31 | T | Batteries | BA | IPP Non-CHP | 2 | 74.9 | 74.9 | 74.9 | 6 | 2026 | 299.6 | 74.9 | 74.9 | LIB |  |  |  | 87.9 | CS |  |  |  |  | Y |  | PR | [5 empty] | Y |  |  | Y | 61720 | 30 |  |  |  |  | N
61722 | Crossroads Solar | 62190 | Crossroads Solar | SC | Barnwell | 33 | T | Batteries | BA | IPP Non-CHP | 2 | 50 | 50 | 50 | 6 | 2026 | 200 | 50 | 50 | LIB |  |  |  | 58.6 | CS |  |  |  |  | Y |  | PR | [5 empty] | Y |  |  | Y | 61722 | 32 |  |  |  |  | N
61807 | Quest Solar | 62299 | Quest Solar | SC | Allendale | 67 | T | Batteries | BA | IPP Non-CHP | 2 | 50 | 50 | 50 | 6 | 2026 | 200 | 50 | 50 | LIB |  |  |  | 58.6 | CS |  |  |  |  | Y |  | PR | [5 empty] | Y |  |  | Y | 61807 | 66 |  |  |  |  | N
7140 | Georgia Power Co | 62377 | Moody Air Force Base Solar | GA | Lowndes | 2 | U | Batteries | BA | Electric Utility | 1 | 49.5 | 49.5 | 49.5 | 3 | 2026 | 198 | 49.5 | 49.5 | LIB |  |  |  | 16.3 | CS | PR | Y | Y | Y |  |  | Y |  | Y | [5 empty] | N | N | [6 empty] | N
62023 | Skeleton Creek Energy Center | 62494 | Skeleton Creek Energy Center Hybrid | OK | Garfield | SCBAT | P | Batteries | BA | IPP Non-CHP | 2 | 252 | 252 | 252 | 12 | 2025 | 1008 | 252 | 252 | LIB |  |  |  | 82.8 | CS | Y |  |  |  | PR | [6 empty] | Y |  |  |  | Y | 62494 | SCSOL |  |  |  |  | N
62008 | Hale Kuawehi Solar LLC | 62529 | Hale Kuawehi Solar Hybrid | HI | Hawaii | HKBA | V | Batteries | BA | IPP Non-CHP | 2 | 30 | 30 | 30 | 3 | 2025 | 30 | 30 | 30 | LIB |  |  |  | 30 | CS |  |  | Y | [7 empty] | PR | Y |  |  |  | N | [6 empty] | N
62646 | Painter Energy Storage, LLC | 62729 | Painter Energy Storage | CA | Santa Barbara | PAIN1 | U | Batteries | BA | IPP Non-CHP | 2 | 10 | 10 | 10 | 6 | 2025 | 20 | 10 | 10 | LIB |  |  |  | 3 | BL | PR | Y |  | Y |  |  |  |  | Y | [6 empty] | N | [6 empty] | N
62733 | Cranberry Point Energy Storage LLC | 62844 | Cranberry Point Energy Storage | MA | Plymouth | NA | U | Batteries | BA | IPP Non-CHP | 2 | 150 | 150 | 150 | 5 | 2025 | 300 | 150 | 150 | LIB |  |  |  | 82.9 | CS | PR | [14 empty] | N | [6 empty] | N
62760 | EDPR CA Solar Park VI LLC | 62892 | EDPR CA Solar Park VI LLC (CA) Hybrid | CA | Fresno | SONR2 | T | Batteries | BA | IPP Non-CHP | 2 | 40 | 40 | 40 | 10 | 2026 | 40 | 40 | 60 | LIB |  |  |  | 240 | CS | PR | [10 empty] | Y |  |  |  | Y | 62760 | SONRI |  |  |  |  | N
62910 | 300MS 8me LLC | 63113 | Southern Bighorn Solar Hybrid | NV | Clark | BESS | P | Batteries | BA | IPP Non-CHP | 2 | 300 | 300 | 300 | 5 | 2028 | 1200 | 300 | 300 | LIB |  |  |  | 300 | CS | PR | Y | N | N | Y | N | N | N | N | N | Y | Y |  |  |  | Y | 63113 | SBS |  |  |  |  | N
62936 | TREX US Red Holly LLC | 63202 | TREX US Red Holly | TX | Lynn | 701-S | L | Batteries | BA | IPP Non-CHP | 2 | 50 | 50 | 50 | 7 | 2027 | 200 | 100 | 100 | LIB |  |  |  | 53.5 | CS | Y | Y |  | Y | PR |  | Y |  | Y |  | Y | Y |  |  |  | Y | 63202 | 701 |  |  |  |  | N
63243 | Solar Carver 3, LLC | 63506 | Solar Carver 3 Hybrid | MA | Plymouth | BCRV3 | V | Batteries | BA | IPP Non-CHP | 2 | 1 | 1 | 1 | 9 | 2025 | 2 | 2.1 | 2.1 | LIB |  |  |  | 2 | CS CS: CS; PR PR: Y; PR Y: PR; Y Y: N | Y |  |  | Y | 63506 | 63243 |  |  |  |  | N
63257 | Solar Carver 1, LLC | 63541 | Solar Carver 1 Hybrid | MA | Plymouth | BCRV1 | V | Batteries | BA | IPP Non-CHP | 2 | 2 | 2 | 2 | 9 | 2025 | 1.9 | 4.5 | 4.5 | LIB |  |  |  | 1.9 | CS CS: CS; PR PR: PR; PR Y: Y; PR Y: Y | Y |  |  | Y | 63541 | 63257 |  |  |  |  | Y
63289 | Key Capture Energy | 63584 | NY2 Battery | NY | Orange | NY2 | L | Batteries | BA | IPP Non-CHP | 2 | 151.5 | 151.5 | 151.5 | 3 | 2028 | 303 | 151.5 | 151.5 | LIB |  |  |  | 151.5 | CS CS: CS; PR PR: Y; PR Y: PR; PR N: Y; PR N: Y | N |  |  | N | [6 empty] | N
63416 | Ho'Ohana Solar 1 LLC | 63723 | Ho'Ohana Solar 1 | HI | Honolulu | HESS1 | TS | Batteries | BA | IPP Non-CHP | 2 | 52 | 52 | 52 | 5 | 2025 | 208 | 52 | 52 | LIB |  |  |  | 17 | CS CS: CS; PR Y: Y; PR Y: Y; PR N: Y; PR N: PR; PR Y: Y; Y Y: Y |  |  |  | Y | 63723 | H0001 |  |  |  |  | N
61222 | 174 Power Global Corp. | 63798 | Atlas | AZ | La Paz | ATLB1 | P | Batteries | BA | IPP Non-CHP | 2 | 300 | 300 | 300 | 12 | 2025
63520 | 326FW 8me LLC | 63841 | Arida Solar (Hybrid) | NV | Clark | BESS | P | Batteries | BA | IPP Non-CHP | 2 | 370 | 370 | 370 | 6 | 2028 | 1480 | 370 | 370 | LIB |  |  |  | 95 | CS | PR | N | N | N | N | N | N | N | N | N | N |  | Y |  |  | N | [6 empty] | N
63527 | Westlands Cherry, LLC | 63850 | Cherry | CA | Kings | BESS1 | T | Batteries | BA | IPP Non-CHP | 2 | 40 | 40 | 40 | 12 | 2025 | 160 | 40 | 40 | LIB |  |  |  | 13.8 | CS | Y | PR | N | Y | N | N | N | Y | Y | N | N | Y |  |  |  | N | 63850 | BESS1 |  |  |  |  | N
63527 | Westlands Cherry, LLC | 63850 | Cherry | CA | Kings | BESS2 | T | Batteries | BA | IPP Non-CHP | 2 | 110 | 110 | 110 | 7 | 2026 | 440 | 110 | 110 | LIB |  |  |  |  | CS: CS; Y: Y; PR: PR; Y: Y; Y: Y; Y: Y; Y: Y |  |  |  | N | 63850 | BESS2 |  |  |  |  | N
63726 | Vistra Zero LLC | 64131 | Forest Grove - Dodd | TX | Henderson | ESS1 | P | Batteries | BA | IPP Non-CHP | 2 | 1 | 1 | 1 | 3 | 2027 | 1 | 1 | 1 | LIB |  |  |  | 1 | CS: CS; Y: Y; N: PR |  |  |  | N | [6 empty] | N
56215 | Big Sky Wind, LLC | 64202 | Big Star Solar, LLC (Hybrid) | TX | Bastrop | BGSTB | V | Batteries | BA | IPP Non-CHP | 2 | 80 | 80 | 80 | 5 | 2025 | 120 | 80 | 80 | LIB |  |  |  | 3.3 | CS | N | PR | N | N | N | N | N | N | N | N | N | Y |  |  |  | N | [6 empty] | Y
63807 | 302PN 8me LLC | 64208 | Red Antelope Solar & Energy Storage Farm | AZ | Coconino | 30PNB | P | Batteries | BA | IPP Non-CHP | 2 | 300 | 300 | 300 | 5 | 2028 | 1200 | 300 | 300 | LIB |  |  |  | 147.1 | CS | PR | Y | N |  | Y |  | N |  |  |  | Y | Y |  |  |  | N | [6 empty] | Y
63806 | 26SB 8me LLC | 64209 | Bellefield 2 Solar & Energy Storage Farm | CA | Kern | 26SBB | P | Batteries | BA | IPP Non-CHP | 2 | 500 | 500 | 500 | 11 | 2026 | 2000 | 500 | 500 | LIB |  |  |  | 240 | CS CS: CS; CS PR: Y; CS N: PR; CS N: Y; Y N: Y; PR N: Y; PR Y: Y |  |  |  | Y | 64209 | 26SBA |  |  |  |  | Y
63805 | 50LW 8me LLC | 64210 | Bellefield Solar and Energy Storage Farm | CA | Kern | 50LWB | P | Batteries | BA | IPP Non-CHP | 2 | 500 | 500 | 500 | 12 | 2025 | 2000 | 500 | 500 | LIB |  |  |  | 230 | CS | N | Y | N | N | PR | N | N | Y | Y | N | Y | Y |  |  |  | Y | 64210 | 50LWA |  |  |  |  | Y
63825 | 45MG 8me LLC | 64215 | Aratina Solar Center 2 | CA | Kern | 45MGB | T | Batteries | BA | IPP Non-CHP | 2 | 200 | 200 | 200 | 10 | 2025 | 800 | 200 | 200 | LIB |  |  |  | 65 | CS | PR | N | N | N | N | N | N | N | N | N | Y |  | Y |  |  | Y | 64215 | 45MGA |  |  |  |  | N
63826 | 201LC 8me LLC | 64216 | Rockmont Solar and Storage Project | NM | San Juan | 309SJ | P | Batteries | BA | IPP Non-CHP | 2 | 30 | 30 | 30 | 6 | 2026 | 120 | 30 | 30 | LIB |  |  |  | 15.7 | CS CS: CS; N PR: PR; Y N: Y; PR N: Y | Y |  |  |  | N | [6 empty] | Y
63838 | Hecate Grid Swiftsure LLC | 64235 | Swiftsure | NY | Richmond | SWFTS | P | Batteries | BA | IPP Non-CHP | 2 | 121 | 121 | 121 | 11 | 2030 | 121 | 30.3 | 30.3 | LIB |  |  |  | 127 | CS CS: CS; N PR: Y; Y N: Y; N N: PR |  |  |  |  | N | [6 empty] | N
18642 | Tennessee Valley Authority | 64255 | Vonore Battery Energy Storage System | TN | Monroe | VBESS | U | Batteries | BA | Electric Utility | 1 | 20 | 20 | 20 | 12 | 2025 | 40 | 10 | 10 | LIB |  |  |  | 1 | CS CS: CS; Y N: Y; N N: Y; N N: PR |  |  |  | N | N | [6 empty] | N
64077 | JVR Energy Park LLC | 64428 | JVR Energy Park LLC | CA | San Diego | JVR1B | P | Batteries | BA | IPP Non-CHP | 2 | 70 | 70 | 70 | 8 | 2026 | 70 | 63 | 22 | FLB |  |  |  | 95 | CS CS: CS; N PR: Y; Y Y: PR | Y |  |  |  | Y | 64428 | JVR1A |  |  |  |  | N
64087 | OE_MS5 | 64529 | Golden Triangle | MS | Lowndes | MS5_S | V | Batteries | BA | IPP Non-CHP | 2 | 50 | 50 | 50 | 1 | 2025 | 200 | 50 | 50 | LIB |  |  |  | 37.5 | [12 empty] | N |  |  |  | N | [6 empty] | N | bar: CS CS to N PR
56201 | Engie North America | 64531 | Noosa Energy Storage LLC | CA | San Joaquin | KOV4A | U | Batteries | BA | IPP Non-CHP | 2 | 99 | 99 | 99 | 3 | 2026 | 500 | 99 | 99 | LIB |  |  |  | 32.5 | CS CS: CS; N PR: Y; Y N: PR |  |  |  |  | N | [6 empty] | N
64230 | Sanford ESS, LLC | 64615 | Sanford ESS, LLC | ME | York | 1 | T | Batteries | BA | IPP Non-CHP | 2 | 5 | 5 | 5 | 12 | 2026 | 10 | 4.9 | 4.9 | LIB |  |  |  | 4.9 | CS CS: CS; N PR: Y; Y N: PR |  |  |  |  | N | [6 empty] | N
64233 | South Portland ESS, LLC | 64616 | South Portland ESS, LLC | ME | Cumberland | 1 | T | Batteries | BA | IPP Non-CHP | 2 | 10 | 10 | 10 | 12 | 2026 | 20 | 10 | 10 | LIB |  |  |  | 10 | CS CS: CS; N PR: Y; Y N: PR |  |  |  |  | N | [6 empty] | N
64246 | 99MT 8me, LLC | 64632 | Sienna Solar Farm | CA | San Bernardino | 99MTB | P | Batteries | BA | IPP Non-CHP | 2 | 200 | 200 | 200 | 12 | 2028 | 800 | 200 | 200 | LIB | FLB |  |  | 200 | CS CS: CS; Y N: Y; PR N: Y; Y N: Y; Y Y: PR |  | Y |  |  | Y | 64246 | 99MTB |  |  |  |  | Y
64904 | AES Clean Energy | 64633 | Rexford Solar Farm | CA | Tulare | 20SDB | V | Batteries | BA | IPP Non-CHP | 2 | 240 | 240 | 240 | 2 | 2025 | 960 | 240 | 240 | LIB |  |  |  | 197.2 | CS CS: CS; Y N: Y; N N: PR | Y |  |  |  | Y | 64633 | 20SD8 |  |  |  |  | Y
64245 | 90FI 8me, LLC | 64634 | Kingsley Solar Farm | CA | Imperial | 90FIB | P | Batteries | BA | IPP Non-CHP | 2 | 74 | 74 | 74 | 12 | 2027 | 296 | 74 | 74 | LIB | FLB |  |  | 148 | CS CS: CS; Y N: Y; Y N: Y; Y Y: PR |  | Y |  |  | Y | 64245 | 90FIB |  |  |  |  | Y
64244 | Big Rock ESS Assets, LLC | 64636 | Big Rock Solar Farm | CA | Imperial | 92JTB | V | Batteries | BA | IPP Non-CHP | 2 | 200 | 200 | 200 | 5 | 2025 | 200 | 200 | 200 | LIB |  |  |  | 241 | [12 empty] | N |  |  |  | N | [6 empty] | N | bar: CS CS to N PR
61514 | Agilitas Energy, Inc. | 64758 | Manorville II | NY | Suffolk | MANB | L | Batteries | BA | IPP Non-CHP | 2 | 0.8 | 0.8 | 0.8 | 6 | 2026 | 2.9 | 0.7 | 0.7 | LIB |  |  |  | 0.7 | CS CS: CS; N PR: PR; Y Y: Y |  |  |  |  | N | [6 empty] | N
61514 | Agilitas Energy, Inc. | 64761 | Patchogue ESS | NY | Suffolk | PAT | L | Batteries | BA | IPP Non-CHP | 2 | 2 | 2 | 2 | 12 | 2025 | 11.9 | 2 | 2 | LIB |  |  |  | 2 | CS | PR | N | N | N | N | N | N | N | N | N | N |  |  |  | N | N | [6 empty] | N
64355 | Solariant Capital, LLC | 64849 | Wildcat Solar Power Plant LLC | NM | McKinley | ATMWS | P | Batteries | BA | IPP Non-CHP | 2 | 50 | 50 | 50 | 12 | 2027 | 200 | 50 | 50 | LIB |  |  |  | 16.4 | CS CS: CS; N PR: PR; PR N: Y; Y N: Y | Y |  |  |  | Y | 64849 | WILDC |  |  |  |  | N
64370 | IP Radian, LLC | 64859 | IP Radian, LLC | TX | Brown | RADBA | V | Batteries | BA | IPP Non-CHP | 2 | 160 | 160 | 160 | 5 | 2025 | 320 | 160 | 160 | LIB |  |  |  | 99 | CS CS: CS; N PR: PR; Y N: Y | N |  |  |  | N | [6 empty] | N
50123 | Leeward Asset Management, LLC | 64864 | Chaparral Springs | CA | Kern | CHAPB | V | Batteries | BA | IPP Non-CHP | 2 | 52 | 52 | 52 | 4 | 2025 | 208 | 52 | 52 | LIB |  |  |  | 52 | CS CS: CS; PR N: PR; Y Y: Y |  |  | Y |  | Y | 64864 | CHAPS |  |  |  |  | N
50123 | Leeward Asset Management, LLC | 64864 | Chaparral Springs | CA | Kern | WS3BA | V | Batteries | BA | IPP Non-CHP | 2 | 36 | 36 | 36 | 4 | 2025 | 144 | 36 | 36 | LIB |  |  |  | 36 | CS CS: CS; PR N: PR; Y Y: Y |  |  | Y |  | Y | 64864 | GEN01 |  |  |  |  | N
65265 | Repsol Renewables NA | 64911 | South Ripley Solar | NY | Chautauqua | CSRB1 | L | Batteries | BA | IPP Non-CHP | 2 | 20 | 20 | 20 | 12 | 2027 | 80 | 20 | 20 | LIB |  |  |  | 8.5 | CS CS: CS; N PR: Y; PR N: Y; Y Y: PR | Y |  |  |  | Y | 64911 | CSRS1 |  |  |  |  | N
20856 | Wisconsin Power & Light Co | 65007 | Grant County | WI | Grant | BESS1 | T | Batteries | BA | Electric Utility | 1 | 100 | 100 | 100 | 8 | 2025 | 400 | 100 | 100 | ECC |  |  |  | 79.9 | OT | PR | N | N | N | N | N | N | N | N | N | N | N |  |  |  | N | [6 empty] | N
20856 | Wisconsin Power & Light Co | 65011 | Wood County | WI | Wood | BESS1 | T | Batteries | BA | Electric Utility | 1 | 75 | 75 | 75 | 10 | 2025 | 300 | 75 | 75 | ECC |  |  |  | 59.9 | OT | PR | N | N | N | N | N | N | N | N | N | N | N |  |  |  | N | [6 empty] | Y
5248 | Dominion Energy Inc. | 65043 | Dulles Solar and Storage | VA | Loudoun | DUST | L | Batteries | BA | Electric Utility | 1 | 50 | 50 | 50 | 12 | 2026 | 200 | 50 | 50 | LIB |  |  |  | 2.5 | CS | N | N | N | N | N | N | N | N | N | N | PR |  |  |  | Y | N | 65043 | DUSO |  |  |  |  | N
64514 | Royalston Solar One, LLC | 65136 | Royalston Solar One | MA | Worcester | VCPS1 | P | Batteries | BA | IPP Non-CHP | 2 | 2.5 | 2.5 | 2.5 | 6 | 2027 | 5 | 2.5 | 2.5 | LIB |  |  |  | 2.5 | CS CS: CS; N PR: Y; Y N: Y; Y N: Y; Y Y: PR | Y |  |  |  | N | [6 empty] | Y
61222 | 174 Power Global Corp. | 65141 | Boulder Solar III LLC | NV | Clark | BS3ES | P | Batteries | BA | IPP Non-CHP | 2 | 58 | 58 | 58 | 12 | 2025 | 511.4 | 127.9 | 127.9 | LIB |  |  |  | 42 | CS CS: CS; Y N: Y; Y Y: PR | Y |  |  |  | Y | 65141 | BS301 |  |  |  |  | N
64519 | Deer Wood Storage, LLC | 65145 | Deer Wood Storage, LLC | VA | Buckingham | ENX12 | P | Batteries | BA | IPP Non-CHP | 2 | 30 | 30 | 30 | 11 | 2026 | 120 | 30 | 30 | LIB |  |  |  | 30 | CS CS: CS; N PR: Y; N N: PR; Y Y: N | N |  |  |  | N | [6 empty] | Y
61514 | Agilitas Energy, Inc. | 65239 | AE-ESS NWS 1, LLC | NY | Queens | NWS | U | Batteries | BA | IPP Non-CHP | 2 | 5 | 4.9 | 4.9 | 5 | 2025 | 24.6 | 4.8 | 4.8 | LIB |  |  |  | 4.8 | CS CS: CS; N PR: Y; N N: PR |  |  |  | N | N | [6 empty] | Y
64674 | Noria Hondo Solar LLC | 65344 | Noria Hondo Solar (Hybrid) | TX | Kleberg | 66149 | L | Batteries | BA | IPP Non-CHP | 2 | 75 | 75 | 75 | 10 | 2026 | 75 | 75 | 75 | LIB |  |  |  | 56 | CS CS: CS; N PR: PR; Y N: Y; Y Y: Y | Y |  |  |  | Y | 65344 | 66148 |  |  |  |  | N
64684 | Mulligan Solar | 65349 | Mulligan Solar, LLC | IL | Logan | MLGA2 | L | Batteries | BA | IPP Non-CHP | 2 | 40 | 40 | 40 | 2 | 2026 | 160 | 40 | 40 | LIB |  |  |  | 13.1 | CS CS: CS; N PR: PR; Y N: Y; N N: Y | Y |  |  |  | N | 65349 | MLGA2 |  |  |  |  | Y
64738 | Hummingbird Energy Storage, LLC | 65395 | Hummingbird Energy Storage LLC | CA | Santa Clara | HUMB1 | V | Batteries | BA | IPP Non-CHP | 2 | 75 | 75 | 75 | 6 | 2025 | 75 | 75 | 75 | LIB |  |  |  | 36.3 | CS | PR | N | N | N | N | N | N | N | N | N | N |  |  |  |  | N | [6 empty] | N
64739 | Black Walnut Energy Storage LLC | 65396 | Black Walnut Energy Storage LLC | CA | Ventura | BW1 | U | Batteries | BA | IPP Non-CHP | 2 | 15 | 15 | 15 | 6 | 2025 | 15 | 15 | 15 | LIB |  |  |  | 7.3 | CS | PR | N | N | N | N | N | N | N | N | N | N |  |  |  |  | N | [6 empty] | N
64741 | Homestead Energy Storage, LLC | 65398 | Homestead Energy Storage LLC | CA | Los Angeles | HMSD1 | T | Batteries | BA | IPP Non-CHP | 2 | 14 | 14 | 14 | 6 | 2026 | 15 | 15 | 15 | LIB |  |  |  | 7.3 | CS | PR | N | N | N | N | N | N | N | N | N | N |  |  |  |  | N | [6 empty] | N
5504 | Vistra Corp | 65401 | Newton Solar BESS LLC | IL | Jasper | BA | P | Batteries | BA | IPP Non-CHP | 2 | 2 | 2 | 2 | 3 | 2026 | 8 | 2 | 2 | LIB |  |  |  | 0.7 | CS | PR | N | N | N | N | N | N | N | N | N | N | N |  |  | N | N | [6 empty] | N
64736 | Beartooth Energy Storage, LLC | 65407 | Beartooth Energy Storage LLC | MT | Yellowstone | BEAR1 | L | Batteries | BA | IPP Non-CHP | 2 | 50 | 50 | 50 | 12 | 2027 | 50 | 25 | 25 | LIB |  |  |  | 2 | CS CS: CS; N PR: PR; Y N: Y |  |  |  |  | N | [6 empty] | N
50123 | Leeward Asset Management, LLC | 65445 | Ridgely Energy Farm | TN | Lake | RBESS | V | Batteries | BA | IPP Non-CHP | 2 | 50 | 50 | 50 | 5 | 2025 | 80 | 20 | 20 | LIB |  |  |  | 20 | CS CS: CS; PR N: PR; Y Y: Y |  |  |  | Y | Y | 65445 | RIGPV |  |  |  |  | N
17609 | Southern California Edison Co | 65458 | Anode (Springville) BESS | CA | Tulare | ANOD1 | V | Batteries | BA | Electric Utility | 1 | 112.5 | 112.5 | 112.5 | 7 | 2025 | 450 | 112.5 | 112.5 | LIB |  |  |  | 37 | CS CS: CS; N N: PR; Y N: Y |  |  |  |  | N | [6 empty] | Y
17609 | Southern California Edison Co | 65458 | Anode (Springville) BESS | CA | Tulare | ANOD2 | V | Batteries | BA | Electric Utility | 1 | 112.5 | 112.5 | 112.5 | 7 | 2025 | 450 | 112.5 | 112.5 | LIB |  |  |  | 37 | CS CS: CS; N N: PR; Y N: Y |  |  |  |  | N | [6 empty] | Y
56201 | Engie North America | 65588 | Antlia | TX | Val Verde | ANTLA | U | Batteries | BA | IPP Non-CHP | 2 | 70 | 70 | 70 | 7 | 2025 | 140 | 70 | 70 | LIB |  |  |  | 43.7 | CS CS: CS; N PR: Y; Y N: PR |  |  |  |  | N | [6 empty] | N
56201 | Engie North America | 65589 | Carina | TX | Nueces | CARNA | U | Batteries | BA | IPP Non-CHP | 2 | 150 | 150 | 150 | 7 | 2025 | 300 | 150 | 150 | LIB |  |  |  | 69.1 | CS CS: CS; N PR: Y; Y N: PR |  |  |  |  | N | [6 empty] | N
56201 | Engie North America | 65590 | Octans | TX | Pecos | OCTNS | U | Batteries | BA | IPP Non-CHP | 2 | 125 | 125 | 125 | 12 | 2028 | 125 | 125 | 125 | LIB |  |  |  | 41 | CS CS: CS; N PR: Y; Y N: PR |  |  |  |  | N | [6 empty] | N
50123 | Leeward Asset Management, LLC | 65591 | AVEP BESS | CA | Kern | AVEPB | V | Batteries | BA | IPP Non-CHP | 2 | 126 | 126 | 126 | 4 | 2025 | 504 | 126 | 126 | LIB |  |  |  | 126 | CS CS: CS; Y N: Y; N N: PR; Y N: Y; Y Y: N |  |  |  | N | N | [6 empty] | N
64937 | Hecate Energy Desert Storage 1 LLC | 65635 | Hecate Energy Desert Storage 1 LLC | CA | Riverside | HEDS1 | TS | Batteries | BA | IPP Non-CHP | 2 | 10 | 10 | 10 | 6 | 2025 | 20 | 10 | 10 | LIB |  |  |  | 3 | CS CS: CS; N PR: PR; Y N: Y |  |  |  |  | N | [6 empty] | N
64927 | IP Lumina II, LLC | 65644 | Lumina II Solar Project | TX | Scurry | LU2BA | V | Batteries | BA | IPP Non-CHP | 2 | 160 | 160 | 160 | 5 | 2025 | 320 | 160 | 160 | LIB |  |  |  | 99 | CS CS: CS; N PR: PR; Y N: Y | N |  |  |  | N | [6 empty] | N
64924 | IP Lumina, LLC | 65645 | Lumina Solar Project | TX | Scurry | LU1BA | TS | Batteries | BA | IPP Non-CHP | 2 | 160 | 160 | 160 | 5 | 2025 | 320 | 160 | 160 | LIB |  |  |  | 99 | CS CS: CS; N PR: PR; Y N: Y | N |  |  |  | N | [6 empty] | N
64934 | Chiquito Grid, LLC | 65655 | Chiquito Grid, LLC | CA | Riverside | HECHQ | L | Batteries | BA | IPP Non-CHP | 2 | 80 | 80 | 80 | 5 | 2025 | 320 | 80 | 80 | LIB |  |  |  | 1 | CS CS: CS; N PR: PR; Y N: Y |  |  |  |  | N | [6 empty] | N
64935 | Ortega Grid, LLC | 65656 | Ortega Grid, LLC | CA | Riverside | HEORG | V | Batteries | BA | IPP Non-CHP | 2 | 20 | 20 | 20 | 6 | 2025 | 40 | 20 | 20 | LIB |  |  |  | 6 | CS CS: CS; N PR: PR; Y N: Y |  |  |  |  | N | [6 empty] | N
64936 | San Jacinto Grid, LLC | 65657 | San Jacinto Grid, LLC | CA | Riverside | HESJG | TS | Batteries | BA | IPP Non-CHP | 2 | 65 | 65 | 65 | 7 | 2025 | 40 | 20 | 20 | LIB |  |  |  | 19.5 | CS CS: CS; N PR: PR; Y N: Y |  |  |  |  | N | [6 empty] | N
64970 | Hecate Grid Humidor Storage 1 LLC | 65703 | Humidor Storage I | CA | Los Angeles | HEHUM | L | Batteries | BA | IPP Non-CHP | 2 | 300 | 300 | 300 | 9 | 2029 | 1200 | 300 | 300 | LIB |  |  |  | 1 | CS CS: CS; N PR: PR; Y N: Y |  |  |  |  | N | [6 empty] | N
64978 | Hecate Grid Carris Storage 1 LLC | 65733 | Carris Storage I | CA | Riverside | HECAR | TS | Batteries | BA | IPP Non-CHP | 2 | 10 | 10 | 10 | 6 | 2025 | 20 | 10 | 10 | LIB |  |  |  | 3 | CS CS: CS; N PR: PR; Y N: Y |  |  |  |  | N | [6 empty] | N
63289 | Key Capture Energy | 65788 | TX 14 Venus Mill Storage | TX | Ellis | TX14 | P | Batteries | BA | IPP Non-CHP | 2 | 100 | 100 | 100 | 12 | 2028 | 200 | 100 | 100 | LIB |  |  |  | 100 | CS CS: CS; Y N: PR; Y N: Y |  | N |  |  | N | [6 empty] | N
65072 | Sacramento Valley Energy Center, LLC | 65808 | Sacramento Valley Energy Center, LLC | CA | Sacramento | BSVEC | L | Batteries | BA | IPP Non-CHP | 2 | 100 | 100 | 100 | 12 | 2026 |  |  |  | LIB |  |  |  |  | CS | PR | N | N | N | N | N | N | N | N | N | N |  |  |  |  | N | [6 empty] | N
50123 | Leeward Asset Management, LLC | 65821 | Honey Creek Solar | IN | White | HNYBA | P | Batteries | BA | IPP Non-CHP | 2 | 20 | 20 | 20 | 12 | 2027 | 80 | 20 | 20 | LIB |  |  |  | 80 | CS CS: CS; PR N: PR; Y Y: Y |  |  |  | Y | Y | 65821 | HNYSR |  |  |  |  | N
50123 | Leeward Asset Management, LLC | 65823 | Parowan Solar | UT | Iron | PARB | P | Batteries | BA | IPP Non-CHP | 2 | 58 | 58 | 58 | 1 | 2027 | 232 | 58 | 58 | LIB |  |  |  |  | CS CS: CS; PR N: PR; Y Y: Y |  |  |  | Y | Y | 65823 | PARS0 |  |  |  |  | N
65079 | Solar Proponent LLC | 65842 | Clear Fork Creek Solar and BESS SLF | TX | Wilson | CFCBS | L | Batteries | BA | IPP Non-CHP | 2 | 600 | 600 | 600 | 12 | 2026 | 600 | 600 | 600 | LIB |  |  |  | 600 | CS CS: BL; N N: PR; Y N: N; N N: N; Y Y: Y | Y |  |  | N | Y | 1 | CFCPV |  |  |  |  | N
65084 | Eldora Energy LLC | 65847 | Eldora Energy LLC | TX | Matagorda | ELDBS | P | Batteries | BA | IPP Non-CHP | 2 | 200 | 200 | 200 | 6 | 2026 | 400 | 200 | 200 | LIB |  |  |  | 200 | CS CS: CS; N PR: PR; Y N: Y | Y |  |  |  | Y | 65084 | ELDPV |  |  |  |  | N
65081 | Oriana Solar LLC | 65849 | Oriana Solar LLC | TX | Victoria | ORIBS | P | Batteries | BA | IPP Non-CHP | 2 | 61 | 61 | 61 | 1 | 2026 | 120 | 60 | 60 | LIB |  |  |  | 3 | CS CS: CS; N PR: PR; Y N: Y; Y Y: Y | Y |  |  |  | Y | 65849 | ORIPV |  |  |  |  | Y
65080 | Elio Energy LLC | 65850 | Elio Energy LLC | TX | Brazoria | ELIBS | P | Batteries | BA | IPP Non-CHP | 2 | 300 | 300 | 300 | 12 | 2026 | 600 | 300 | 300 | LIB |  |  |  | 300 | CS CS: CS; N PR: PR; Y N: Y; N N: Y; Y N: Y |  |  |  |  | N | [6 empty] | N
65079 | Solar Proponent LLC | 65851 | Hollow Branch Creek 2 Solar and BESS SLF | TX | Madison | HB2BS | L | Batteries | BA | IPP Non-CHP | 2 | 460 | 460 | 460 | 8 | 2027 | 460 | 460 | 460 | LIB |  |  |  | 460 | CS CS: BL; Y N: Y; Y Y: PR | Y |  |  |  | Y | 1 | HB2PV |  |  |  |  | N
65079 | Solar Proponent LLC | 65852 | Lunis Creek Solar and BESS SLF | TX | Jackson | LUNBS | L | Batteries | BA | IPP Non-CHP | 2 | 621.4 | 621.4 | 621.4 | 10 | 2026 | 621.4 | 621.4 | 621.4 | LIB |  |  |  | 621.4 | CS CS: BL; Y N: Y; Y Y: PR | Y |  |  |  | Y | 1 | LUNPV |  |  |  |  | N
65079 | Solar Proponent LLC | 65853 | Middlebrook Creek Solar and BESS | TX | Nacogdoches | MIDBS | L | Batteries | BA | IPP Non-CHP | 2 | 302.9 | 302.9 | 302.9 | 4 | 2027 | 302.9 | 302.9 | 302.9 | LIB |  |  |  | 302.9 | CS CS: BL; Y N: Y; Y Y: PR | Y |  |  |  | Y | 1 | MIDPV |  |  |  |  | N
65079 | Solar Proponent LLC | 65854 | Rowdy Creek Solar and BESS | TX | Lamar | RDYBS | L | Batteries | BA | IPP Non-CHP | 2 | 350 | 350 | 350 | 5 | 2027 | 350 | 350 | 350 | LIB |  |  |  | 350 | CS CS: BL; Y N: Y; Y Y: PR | Y |  |  |  | Y | 1 | RDYPV |  |  |  |  | N
65079 | Solar Proponent LLC | 65855 | Tehuacana Creek 1 Solar and BESS | TX | Navarro | TE1BS | L | Batteries | BA | IPP Non-CHP | 2 | 418 | 418 | 418 | 12 | 2026 | 418 | 418 | 418 | LIB |  |  |  | 418 | CS CS: BL; Y N: Y; Y Y: PR | Y |  |  |  | Y | 1 | TE1PV |  |  |  |  | N
56201 | Engie North America | 65860 | Avila | TX | Pecos | AVILA | U | Batteries | BA | IPP Non-CHP | 2 | 160 | 160 | 160 | 8 | 2025 | 320 | 160 | 160 | LIB |  |  |  | 53.5 | CS CS: CS; N PR: Y; Y N: PR |  |  |  |  | N | [6 empty] | N
56201 | Engie North America | 65861 | Cachi | TX | Guadalupe | CACHI | U | Batteries | BA | IPP Non-CHP | 2 | 200 | 200 | 200 | 7 | 2025 | 400 | 200 | 200 | LIB |  |  |  | 66.2 | CS CS: CS; N PR: Y; Y N: PR |  |  |  |  | N | [6 empty] | N
56201 | Engie North America | 65870 | Castor | TX | Brazoria | CASTR | U | Batteries | BA | IPP Non-CHP | 2 | 200 | 200 | 200 | 9 | 2025 | 400 | 200 | 200 | LIB |  |  |  | 66.2 | CS CS: CS; N PR: Y; Y N: PR |  |  |  |  | N | [6 empty] | N
56201 | Engie North America | 65876 | Desna | TX | Brazoria | DESNA | U | Batteries | BA | IPP Non-CHP | 2 | 200 | 200 | 200 | 12 | 2025 | 400 | 200 | 200 | LIB |  |  |  | 66.2 | CS CS: CS; N PR: Y; Y N: PR |  |  |  |  | N | [6 empty] | N
56201 | Engie North America | 65880 | Zeya | TX | Galveston | ZEYA | U | Batteries | BA | IPP Non-CHP | 2 | 250 | 250 | 250 | 1 | 2026 | 500 | 250 | 250 | LIB |  |  |  | 82.1 | CS CS: CS; N PR: Y; Y N: PR |  |  |  |  | N | [6 empty] | N
65088 | Nighthawk Energy Storage, LLC | 65889 | Nighthawk Energy Storage, LLC | CA | San Diego | BESS | U | Batteries | BA | IPP Non-CHP | 2 | 300 | 300 | 300 | 3 | 2026 | 1200 | 300 | 300 | LIB |  |  |  | 300 | CS CS: CS; N PR: PR; Y N: Y; Y N: Y |  |  |  | N | N | [6 empty] | N
65093 | RPCA Storage 1, LLC | 65897 | Industrial Parkway Storage | CA | Santa Barbara | INPKY | T | Batteries | BA | IPP Non-CHP | 2 | 9.8 | 9.8 | 9.8 | 1 | 2026 | 37.6 | 9.4 | 9.4 | LIB |  |  |  | 1 | OT | PR | N | N | N | N | N | N | N | N | N | N |  |  |  |  | N | [6 empty] | N
65112 | TotalEnergies Distributed Generation, LLC | 65940 | Shasta College PH2 Solar Project | CA | Shasta | SCSPB | TS | Batteries | BA | Commercial Non-CHP | 4 | 0.5 | 0.5 | 0.5 | 7 | 2025 | 1 | 0.5 | 0.5 | LIB |  |  |  |  | CS | N | N | N | N | N | N | N | N | N | N | PR |  | Y |  | N | Y | 65940 | SCSP1 |  |  |  |  | N
20847 | Wisconsin Electric Power Co | 65967 | Paris Solar | WI | Racine | PSLR2 | V | Batteries | BA | Electric Utility | 1 | 100 | 100 | 100 | 5 | 2025 | 440 | 110 | 110 | LIB |  |  |  | 36 | CS CS: CS; N PR: PR; N N: Y; N N: Y |  |  |  |  | N | [6 empty] | N
62842 | Lightsource Renewable Energy Asset Management, LLC | 65975 | Starr Solar Ranch | TX | Starr | TXSD2 | L | Batteries | BA | IPP Non-CHP | 2 | 180 | 180 | 180 | 9 | 2026 | 180 | 90 | 90 | LIB |  |  |  | 52.1 | CS CS: CS; N PR: PR; Y N: Y; Y Y: Y | Y |  |  |  | N | [6 empty] | N
62842 | Lightsource Renewable Energy Asset Management, LLC | 65981 | Second Division Solar | TX | Brazoria | TXSD2 | L | Batteries | BA | IPP Non-CHP | 2 | 30 | 30 | 30 | 9 | 2026 | 60 | 30 | 30 | LIB |  |  |  | 16.4 | CS CS: CS; N PR: PR; Y N: Y; Y Y: Y | Y |  |  |  | N | [6 empty] | N
61012 | AES Distributed Energy | 66002 | AES Mountain View Solar | HI | Honolulu | MVSBA | V | Batteries | BA | IPP Non-CHP | 2 | 7 | 7 | 7 | 10 | 2025 | 35 | 6.4 | 7.4 | LIB |  |  |  | 4.1 | CS CS: CS; Y N: Y; N N: Y; N N: Y; N N: PR; Y Y: Y |  | Y |  |  | Y | 66002 | MVSPV |  |  |  |  | Y
61012 | AES Distributed Energy | 66066 | AES Waiawa Phase 2 Solar | HI | Honolulu | WAIBA | V | Batteries | BA | IPP Non-CHP | 2 | 30 | 30 | 30 | 12 | 2025 | 240 | 27.8 | 31.8 | LIB |  |  |  | 18.6 | CS CS: CS; Y N: Y; N N: Y; N N: Y; N N: PR; Y Y: Y |  | Y |  |  | Y | 66066 | WAIPV |  |  |  |  | Y
18454 | Tampa Electric Co | 66128 | Lake Mabel Solar and Battery Storage | FL | Polk | BESS1 | TS | Batteries | BA | Electric Utility | 1 | 40 | 40 | 40 | 3 | 2025 | 103 | 40 | 40 | LIB |  |  |  | 13.1 | CS | Y | Y | Y | Y | Y | Y | PR |  | Y |  | Y | N |  |  |  | N | [6 empty] | N
65329 | Yaupon Solar, LLC | 66216 | Yaupon Solar Project (Hybrid) | TX | Milam | BESS | P | Batteries | BA | IPP Non-CHP | 2 | 100 | 100 | 100 | 12 | 2027 | 100 | 100 | 100 | ECC |  |  |  | 100 | CS CS: CS; PR N: Y; Y Y: PR |  | Y |  |  | Y | 66216 | SOL |  |  |  |  | Y
65398 | Peregrine Energy Storage, LLC | 66286 | Peregrine Energy Storage LLC | CA | San Diego | PERE1 | V | Batteries | BA | IPP Non-CHP | 2 | 200 | 200 | 200 | 5 | 2025 | 400 | 200 | 200 | LIB |  |  |  | 200 | CS CS: CS; N PR: PR; Y N: Y; Y N: Y |  |  |  | N | N | [6 empty] | N
56769 | Consolidated Edison Development Inc. | 66301 | Peregrine BESS 1 | TX | Goliad | PGBS1 | P | Batteries | BA | IPP Non-CHP | 2 | 150 | 150 | 150 | 7 | 2025
56769 | Consolidated Edison Development Inc. | 66302 | Peregrine BESS 2 | TX | Goliad | PGBS2 | P | Batteries | BA | IPP Non-CHP | 2 | 150 | 150 | 150 | 7 | 2025
9191 | Idaho Power Co | 66325 | Hemmingway BESS | ID | Owyhee | 1 | TS | Batteries | BA | Electric Utility | 1 | 80 | 80 | 80 | 3 | 2025 | 320 | 20 | 80 | FLB |  |  |  | 56 | CS CS: CS; N N: PR; N N: Y |  |  |  | N | N | [6 empty] | N
9191 | Idaho Power Co | 66325 | Hemmingway BESS | ID | Owyhee | 3 | L | Batteries | BA | Electric Utility | 1 | 50 | 50 | 50 | 6 | 2026 | 200 | 15 | 50 | FLB |  |  |  | 35 | CS CS: CS; Y N: Y; N N: Y; N N: PR; Y N: Y |  |  |  | N | N | [6 empty] | N
9191 | Idaho Power Co | 66325 | Hemmingway BESS | ID | Owyhee | HGWP2 | TS | Batteries | BA | Electric Utility | 1 | 36 | 36 | 36 | 3 | 2025 | 144 | 9 | 36 | FLB |  |  |  | 25.2 | CS CS: CS; N N: PR; N N: Y; Y Y: N |  |  |  | N | N | [6 empty] | N
9191 | Idaho Power Co | 66327 | Elmore BESS | ID | Elmore | 1 | TS | Batteries | BA | Electric Utility | 1 | 4 | 4 | 4 | 3 | 2025 | 16 | 1 | 4 | FLB |  |  |  | 2.8 | CS | N | N | N | N | N | N | PR | N | N | Y | N |  |  |  | N | N | [6 empty] | N
9191 | Idaho Power Co | 66328 | Filer BESS | ID | Twin Falls | 1 | TS | Batteries | BA | Electric Utility | 1 | 2 | 2 | 2 | 3 | 2025 | 4 | 1 | 4 | FLB |  |  |  | 2.8 | CS | N | N | N | N | N | N | PR | N | N | Y | N |  |  |  | N | N | [6 empty] | N
9191 | Idaho Power Co | 66329 | Melba BESS | ID | Canyon | 1 | TS | Batteries | BA | Electric Utility | 1 | 2 | 2 | 2 | 3 | 2025 | 8 | 0.5 | 2 | FLB |  |  |  | 1.4 | CS CS CS: CS; PR PR PR: PR; Y Y Y: Y |  |  |  | N | N | [6 empty] | N
9191 | Idaho Power Co | 66330 | Weiser BESS | ID | Washington | 1 | TS | Batteries | BA | Electric Utility | 1 | 3 | 3 | 3 | 3 | 2025 | 12 | 0.8 | 3 | FLB |  |  |  | 2.1 | CS CS CS: CS; PR PR PR: PR; Y Y Y: Y |  |  |  | N | N | [6 empty] | N
65427 | Tidwell Prairie | 66337 | Tidwell Prairie Storage 1 | TX | Robertson | SGES1 | U | Batteries | BA | IPP Non-CHP | 2 | 200 | 200 | 200 | 7 | 2025 | 400 | 200 | 200 | LIB |  |  |  | 65.9 | CS CS CS: CS; CS N N: PR; CS N N: Y; CS N N: Y; PR N N: Y |  |  |  |  | N | [6 empty] | N
65815 | Sunraycer Assets I LLC | 66341 | Eagle Springs Hybrid | TX | Delta | EGSB | P | Batteries | BA | IPP Non-CHP | 2 | 55.1 | 61.5 | 61.5 | 12 | 2026 | 220 | 55 | 55 | LIB |  |  |  | 55 | CS | N | N | N | N | PR | N | N | N | N | N | N | N |  |  | N | N | [6 empty] | N
65815 | Sunraycer Assets I LLC | 66342 | Gaia Hybrid | TX | Navarro | GAIAB | P | Batteries | BA | IPP Non-CHP | 2 | 76.8 | 76.8 | 76.8 | 12 | 2025 | 307.2 | 76.8 | 76.8 | LIB |  |  |  | 76.8 | CS | N | N | N | N | PR | N | N | N | N | N | N | N |  |  |  | N | [6 empty] | N
61060 | Cypress Creek Renewables | 66363 | Black Walnut Solar, LLC | NC | Jones | GEN1B | P | Batteries | BA | IPP Non-CHP | 2 | 32 | 32 | 32 | 12 | 2028 | 128 | 32 | 32 | LIB |  |  |  | 10.5 | CS CS CS: CS; CS N N: Y; CS N N: Y; CS N N: PR; PR PR PR: Y; PR N N: Y; N N N: Y | Y |  |  |  | Y | 66363 | GEN1 |  |  |  |  | Y
61060 | Cypress Creek Renewables | 66385 | Panther Branch Solar, LLC | NC | Duplin | GEN1B | P | Batteries | BA | IPP Non-CHP | 2 | 32 | 32 | 32 | 12 | 2029 | 128 | 32 | 32 | LIB |  |  |  | 10.5 | CS CS CS: CS; CS N N: Y; CS N N: Y; CS N N: PR; PR PR PR: Y; PR N N: Y; N N N: Y | Y |  |  |  | Y | 66385 | GEN1 |  |  |  |  | Y
65445 | MRG Goody Solar Project, LLC | 66390 | MRG Goody Solar Project Hybrid | TX | Lamar | GDYES | L | Batteries | BA | IPP Non-CHP | 2 | 50.4 | 50.4 | 50.4 | 12 | 2025 | 232 | 50.4 | 50.4 | LIB |  |  |  | 40 | CS CS CS: CT; CS N N: PR; CS N N: Y; CS N N: Y; CS N N: Y; PR N N: Y; N N N: Y | Y |  |  |  | N | [6 empty] | N
65410 | ACTX BESS Project LLC | 66391 | Ash Creek BESS | TX | Hill | BESS | P | Batteries | BA | IPP Non-CHP | 2 | 306 | 306 | 306 | 3 | 2028 | 612 | 306 | 306 | LIB |  |  |  | 72 | [16 empty] | N | [6 empty] | N | bar: CS CS CS to CS N N
66064 | Bexar ESS, LLC | 66400 | Bexar ESS | TX | Bexar | OCBEX | V | Batteries | BA | IPP Non-CHP | 2 | 100 | 100 | 100 | 6 | 2025 | 100 | 100 | 100 | LIB |  |  |  | 100 | CS CS CS: CS; CS N N: PR; CS N N: Y; CS N N: Y; PR N N: Y |  |  |  | N | N | [6 empty] | N
66905 | HEC Renewable Energy America LLC | 66401 | OCI Hillsboro | TX | Hill | OHLBS | P | Batteries | BA | IPP Non-CHP | 2 | 200 | 200 | 200 | 7 | 2026 | 400 | 200 | 200 | LIB |  |  |  | 65.8 | CS CS CS: CS; CS N N: PR; CS N N: Y; CS N N: Y |  |  |  |  | N | [6 empty] | N
65481 | Hecate Grid Gwent Storage 1, LLC | 66409 | Hecate Grid Gwent Storage 1 | CA | Ventura | GWNT | P | Batteries | BA | IPP Non-CHP | 2 | 135 | 135 | 135 | 6 | 2026 | 540 | 135 | 135 | LIB |  |  |  | 1 | CS CS CS: CS; CS N N: PR; CS N N: Y |  |  |  |  | N | [6 empty] | N
65451 | Grizzly Ridge Solar LLC | 66410 | Grizzly Ridge Solar | TX | Hamilton | 596 | TS | Batteries | BA | IPP Non-CHP | 2 | 10 | 10 | 10 | 5 | 2025 | 20 | 10 | 10 | LIB |  |  |  | 10 | CS CS CS: CS; CS N N: PR; CS N N: Y; CS N N: Y; N N N: Y | Y |  |  |  | Y | 66410 | 375 |  |  |  |  | N
65485 | Hecate Grid East Valley Storage, LLC | 66411 | Hecate Grid East Valley Storage | TX | Cameron | RMSY | P | Batteries | BA | IPP Non-CHP | 2 | 255 | 255 | 255 | 12 | 2025 | 500 | 140 | 140 | LIB |  |  |  | 1 | CS CS CS: CS; CS N N: PR; CS N N: Y |  |  |  |  | N | [6 empty] | N
65483 | Hecate Energy Ramsey Storage, LLC | 66414 | Hecate Energy Ramsey Storage | TX | Wharton | RMSY | P | Batteries | BA | IPP Non-CHP | 2 | 500 | 500 | 500 | 12 | 2025 | 1000 | 500 | 500 | LIB |  |  |  | 1 | CS CS CS: CS; CS N N: PR; CS N N: Y |  |  |  |  | N | [6 empty] | N
65511 | Aragon Energy Storage LLC | 66431 | Aragon Energy Storage | GA | Polk | ARAG1 | P | Batteries | BA | IPP Non-CHP | 2 | 150 | 150 | 150 | 4 | 2029 | 600 | 150 | 150 | LIB |  |  |  | 49.3 | CS | N | N | N | N | N | N | PR | N | N | N | N |  |  |  |  | N | [6 empty] | Y
65512 | Catalyze Bloomington 2551 S Lilac Avenue Microgrid LLC | 66475 | CA Bloomington 2551 S Lilac Avenue Micro | CA | San Bernardino | B8263 | V | Batteries | BA | IPP Non-CHP | 2 | 1.5 | 1.5 | 1.5 | 9 | 2025 | 3 | 1.5 | 1.5 | LIB |  |  |  |  | CS CS CS: CS; CS N N: Y; CS N N: PR |  | Y |  |  | Y | 66475 | 18263 |  |  |  |  | N
65550 | Nova Power, LLC | 66494 | Menifee Power Bank | CA | Riverside | NOVA5 | U | Batteries | BA | IPP Non-CHP | 2 | 60 | 60 | 60 | 8 | 2025 | 240 | 60 | 60 | LIB |  |  |  | 0.9 | CS | N | N | N | N | N | N | N | PR | N | N | N |  |  |  |  | N | [6 empty] | N
61978 | Convergent Energy and Power LP | 66497 | Bensonhurst Energy Storage 1 LLC | NY | Kings | BHBA1 | L | Batteries | BA | IPP Non-CHP | 2 | 5 | 5 | 5 | 12 | 2025 | 20 | 5 | 5 | LIB |  |  |  | 5 | CS CS CS: CS; CS N N: Y; PR PR PR: PR |  |  |  |  | N | [6 empty] | N
65515 | Catalyze Moss Landing Hilltop Rd Microgrid, LLC | 66510 | CA Moss Landing 3040 Hilltop Rd | CA | Monterey | B9616 | U | Batteries | BA | IPP Non-CHP | 2 | 1 | 1 | 1 | 12 | 2025 | 2.5 | 1 | 1 | LIB |  |  |  |  | CS CS CS: CS; CS N N: Y; CS N N: PR | Y | N |  |  | Y | 66510 | 19616 |  |  |  |  | N
65559 | Catalyze Riverside 2356 Fleetwood Drive Microgrid LLC | 66511 | CA Riverside 2356 Fleetwood Dr. | CA | Riverside | B8262 | TS | Batteries | BA | IPP Non-CHP | 2 | 2 | 2 | 2 | 9 | 2025 | 4 | 2 | 2 | LIB |  |  |  |  | CS CS CS: CS; CS N N: Y; CS N N: PR |  | Y |  |  | Y | 66511 | 18262 |  |  |  |  | N
65561 | TJA 540R Main St. Acushnet, LLC | 66513 | MA Acushnet 540R Main St | MA | Bristol | B8229 | L | Batteries | BA | IPP Non-CHP | 2 | 2 | 2 | 2 | 12 | 2026 | 4 | 2 | 2 | LIB |  |  |  |  | CS CS CS: CS; CS N N: Y; CS N N: PR | Y |  |  |  | Y | 66513 | 18229 |  |  |  |  | N
65594 | EnerSmart Storage | 66551 | EnerSmart Imperial Beach BESS | CA | San Diego | IB193 | L | Batteries | BA | IPP Non-CHP | 2 | 3 | 3 | 3 | 9 | 2026 | 19.5 | 3 | 3 | LIB |  |  |  | 1.1 | CS CS CS: CS; CS N N: PR; CS N N: Y |  |  |  |  | N | [6 empty] | N
65594 | EnerSmart Storage | 66552 | EnerSmart Mesa Heights Sub Station | CA | San Diego | MH162 | L | Batteries | BA | IPP Non-CHP | 2 | 3 | 3 | 3 | 11 | 2025 | 15.8 | 3 | 3 | LIB |  |  |  | 1.1 | CS CS CS: CS; CS N N: PR; CS N N: Y |  |  |  |  | N | [6 empty] | N
16609 | San Diego Gas & Electric Co | 66599 | Dark Sky Energy Center | CA | San Diego | 1 | V | Batteries | BA | Electric Utility | 1 | 7.3 | 7.1 | 7.1 | 5 | 2025 | 7.1 | 7.1 | 7.1 | LIB |  |  |  | 6.5 | CS CS CS: CS; CS N N: PR; CS N N: Y; CS N N: Y |  |  |  | N | N | [6 empty] | N
65639 | Cross Town Energy Storage LLC | 66606 | Cross Town Energy Storage | ME | Cumberland | CROS1 | U | Batteries | BA | IPP Non-CHP | 2 | 175 | 175 | 175 | 8 | 2025 | 350 | 175 | 175 | LIB |  |  |  | 97.2 | [16 empty] | N | [6 empty] | N | bar: CS CS CS to CS N N
65673 | Blackwell Test Facility, LLC | 66648 | Blackwell?s Corner Storage Facility | CA | Kern | BLKWL | V | Batteries | BA | IPP Non-CHP | 2 | 2 | 2 | 2 | 5 | 2025 | 9 | 2 | 2 | LIB |  |  |  | 2 | CS CS CS: CS; CS N N: Y; CS N N: Y; CS N N: Y; CS N N: PR |  |  |  |  | N | [6 empty] | N
65678 | Malaga BESS LLC | 66659 | Acid BESS | CA | Fresno | MAL | TS | Batteries | BA | IPP Non-CHP | 2 | 97 | 97 | 97 | 3 | 2025 | 97 | 97 | 97 | LIB |  |  |  | 59.9 | CS CS CS: CS; CS N N: PR; CS N N: Y |  |  |  | N | N | [6 empty] | N
65680 | Hanford BESS LLC | 66660 | Lead BESS 1 | CA | Kings | HAN | V | Batteries | BA | IPP Non-CHP | 2 | 99.4 | 99.4 | 99.4 | 7 | 2025 | 99.4 | 99.4 | 99.4 | LIB |  |  |  | 39.7 | CS CS CS: CS; CS N N: PR; CS N N: Y |  |  |  | N | N | [6 empty] | Y
65681 | Henrietta BESS LLC | 66661 | Electrolyte BESS | CA | Kings | HEN | V | Batteries | BA | IPP Non-CHP | 2 | 99.4 | 99.4 | 99.4 | 5 | 2025 | 99.4 | 99.4 | 99.4 | LIB |  |  |  | 39.7 | CS CS CS: CS; CS N N: PR; CS N N: Y |  |  |  | N | N | [6 empty] | Y
65680 | Hanford BESS LLC | 66662 | Lead BESS 2 | CA | Kings | BIA | V | Batteries | BA | IPP Non-CHP | 2 | 32 | 32 | 32 | 7 | 2025 | 32 | 32 | 32 | LIB |  |  |  | 13.6 | CS CS CS: CS; CS N N: PR; CS N N: Y |  |  |  | N | N | [6 empty] | Y
65689 | Alfred Oaks Solar, LLC | 66675 | Alfred Oaks Solar, LLC | NY | Allegany | BA | P | Batteries | BA | IPP Non-CHP | 2 | 20 | 20 | 20 | 5 | 2026
65682 | IP Aramis, LLC | 66678 | Aramis I Solar Project | CA | Alameda | IPARB | L | Batteries | BA | IPP Non-CHP | 2 | 100 | 100 | 100 | 9 | 2026 | 400 | 100 | 100 | LIB |  |  |  | 32.8 | CS CS CS: CS; CS N N: PR; CS N N: Y; CS N N: Y; CS N N: Y; N N N: Y | Y |  |  |  | Y | 66678 | IPAR1 |  |  |  |  | N
63289 | Key Capture Energy | 66682 | KCE NY 10, LLC | NY | Erie | NY10 | P | Batteries | BA | IPP Non-CHP | 2 | 20 | 20 | 20 | 12 | 2027 | 80 | 20 | 20 | LIB |  |  |  | 20 | CS CS CS: CS; CS N N: PR; PR N N: Y |  | N |  |  | N | [6 empty] | N
65694 | Bright Arrow Solar, LLC | 66688 | Bright Arrow Solar, LLC | TX | Hopkins | BASS1 | V | Batteries | BA | IPP Non-CHP | 2 | 103.6 | 103.6 | 103.6 | 5 | 2025 | 100 | 100 | 100 | LIB |  |  |  | 100 | CS | N | PR | N | N | N | N | N | N | N | N | N | Y |  |  |  | N | [6 empty] | Y
65695 | Seven Flags BESS LLC | 66689 | Seven Flags BESS LLC | TX | Webb | 7FLAG | P | Batteries | BA | IPP Non-CHP | 2 | 100 | 100 | 100 | 12 | 2025 | 200 | 100 | 100 | LIB |  |  |  | 32.9 | CS CS: CT; CS N: PR; PR PR: Y; PR N: Y; Y N: Y |  |  |  | N | [6 empty] | N
65697 | Briggs Solar, LLC | 66691 | Briggs Solar, LLC | TX | Haskell | BRUGG | L | Batteries | BA | IPP Non-CHP | 2 | 70.5 | 70.5 | 70.5 | 12 | 2027 | 141 | 70.5 | 70.5 | LIB |  |  |  | 66 | CS CS: CS; CS N: Y; PR PR: N; Y N: PR; Y Y: Y | N |  |  | Y | 66691 | BRIGG |  |  |  |  | N
61060 | Cypress Creek Renewables | 66692 | Holly Branch Solar, LLC | TX | Robertson | HOLY | L | Batteries | BA | IPP Non-CHP | 2 | 100 | 100 | 100 | 8 | 2027 | 200 | 100 | 100 | LIB |  |  |  | 66 | CS CS: CT; CS N: PR; PR PR: Y; PR N: Y; Y N: Y | Y |  |  | Y | 66692 | HOLLY |  |  |  |  | N
61950 | Terra-Gen Operating Co-Solar | 66699 | Lockhart Solar PV II | CA | San Bernardino | LHC2 | U | Batteries | BA | IPP Non-CHP | 2 | 59.7 | 59.7 | 59.7 | 10 | 2025 | 59.7 | 59.7 | 59.7 | LIB |  |  |  | 1 | CS | PR | N | N | N | N | N | N | N | N | N | N |  |  |  |  | N | [6 empty] | N
65594 | EnerSmart Storage | 66754 | EnerSmart El Cajon BESS | CA | San Diego | EC01 | L | Batteries | BA | IPP Non-CHP | 2 | 3 | 3 | 3 | 7 | 2026 | 21 | 3 | 3 | LIB |  |  |  | 1.1 | CS CS: CS; CS N: PR; PR PR: Y |  |  |  | N | [6 empty] | N
65594 | EnerSmart Storage | 66755 | EnerSmart Murray BESS | CA | San Diego | M01 | P | Batteries | BA | IPP Non-CHP | 2 | 3 | 3 | 3 | 11 | 2026 | 15.8 | 3 | 3 | LIB |  |  |  | 1.1 | CS CS: CS; CS N: PR; PR PR: Y |  |  |  | N | [6 empty] | N
65594 | EnerSmart Storage | 66755 | EnerSmart Murray BESS | CA | San Diego | M02 | P | Batteries | BA | IPP Non-CHP | 2 | 3 | 3 | 3 | 11 | 2026 | 15.8 | 3 | 3 | LIB |  |  |  | 1.1 | CS CS: CS; CS N: PR; PR PR: Y |  |  |  | N | [6 empty] | N
65594 | EnerSmart Storage | 66755 | EnerSmart Murray BESS | CA | San Diego | M03 | P | Batteries | BA | IPP Non-CHP | 2 | 3 | 3 | 3 | 11 | 2026 | 15.8 | 3 | 3 | LIB |  |  |  | 1.1 | CS CS: CS; CS N: PR; PR PR: Y |  |  |  | N | [6 empty] | N
65594 | EnerSmart Storage | 66755 | EnerSmart Murray BESS | CA | San Diego | M04 | P | Batteries | BA | IPP Non-CHP | 2 | 3 | 3 | 3 | 11 | 2026 | 15.8 | 3 | 3 | LIB |  |  |  | 1.1 | CS CS: CS; CS N: PR; PR PR: Y |  |  |  | N | [6 empty] | N
65594 | EnerSmart Storage | 66755 | EnerSmart Murray BESS | CA | San Diego | M05 | P | Batteries | BA | IPP Non-CHP | 2 | 3 | 3 | 3 | 11 | 2026 | 15.8 | 3 | 3 | LIB |  |  |  | 1.1 | CS CS: CS; CS N: PR; PR PR: Y |  |  |  | N | [6 empty] | N
65594 | EnerSmart Storage | 66755 | EnerSmart Murray BESS | CA | San Diego | M06 | P | Batteries | BA | IPP Non-CHP | 2 | 3 | 3 | 3 | 11 | 2026 | 15.8 | 3 | 3 | LIB |  |  |  | 1.1 | CS CS: CS; CS N: PR; PR PR: Y |  |  |  | N | [6 empty] | N
65751 | RE Papago LLC | 66779 | Papago Energy Storage | AZ | Maricopa | PPABA | V | Batteries | BA | IPP Non-CHP | 2 | 300 | 300 | 300 | 5 | 2025 | 1200 | 300 | 300 | LIB |  |  |  | 98.7 | CS | Y | Y | PR | Y |  |  | Y |  | Y |  | Y |  |  |  |  | N | [6 empty] | N
65761 | Lighthouse Arthur Kill, LLC | 66785 | Elevate Arthur Kill | NY | Richmond | ELVAK | U | Batteries | BA | IPP Non-CHP | 2 | 15.1 | 15.1 | 15.1 | 9 | 2025 | 60.4 | 15.1 | 15.1 | LIB |  |  |  | 18.4 | CS CS: CS; CS N: PR; PR PR: N |  |  |  | N | [6 empty] | N
65762 | Lighthouse Middletown, LLC | 66786 | Elevate Middletown | CT | Middlesex | ELVMT | P | Batteries | BA | IPP Non-CHP | 2 | 275 | 275 | 275 | 12 | 2027 | 800 | 200 | 200 | LIB |  |  |  | 1320 | CS | PR | N | N | N | N | N | N | N | N | N | N |  |  |  |  | N | [6 empty] | N
65764 | Lighthouse Pier S, LLC | 66787 | Elevate Pier S | CA | Los Angeles | ELVPS | P | Batteries | BA | IPP Non-CHP | 2 | 70 | 70 | 70 | 6 | 2026 | 280 | 70 | 70 | LIB |  |  |  | 1320 | CS | PR | N | N | N | N | N | N | N | N | N | N |  |  |  |  | N | [6 empty] | N
64452 | EDF Renewables Development, Inc. | 66805 | Lycan Solar Project | CA | Riverside | LYCN2 | P | Batteries | BA | IPP Non-CHP | 2 | 400 | 400 | 400 | 4 | 2030 | 800 | 200 | 200 | LIB |  |  |  | 65.7 | CS CS: CS; PR PR: Y; Y N: Y; Y N: PR; Y Y: Y |  |  |  | Y | 66805 | LYCAN |  |  |  |  | Y
63289 | Key Capture Energy | 66862 | KCE NY 29, LLC | NY | Suffolk | NY29 | P | Batteries | BA | IPP Non-CHP | 2 | 79 | 79 | 79 | 3 | 2028 | 316 | 79 | 79 | LIB |  |  |  | 79 | CS CS: CS; PR PR: PR; Y N: Y | N |  |  | N | [6 empty] | N
65805 | GulfStar Power, LLC | 66871 | GulfStar Power, LLC | TX | Wharton | BESS | TS | Batteries | BA | IPP Non-CHP | 2 | 300 | 300 | 300 | 6 | 2025 | 467 | 300 | 300 | LIB |  |  |  | 469.1 | CS CS: CS; CS N: PR; PR PR: Y; Y N: Y; Y Y: N |  |  |  | N | [6 empty] | N
65799 | Enel Green Power Estonian Solar Project, LLC | 66872 | Estonian Solar Project, LLC | TX | Delta | BESS | TS | Batteries | BA | IPP Non-CHP | 2 | 100 | 100 | 100 | 1 | 2025 | 158.3 | 101.6 | 101.6 | LIB |  |  |  | 177.1 | CS CS: CS; CS N: PR; PR PR: Y; Y N: Y; Y N: Y; Y Y: N |  |  |  | N | [6 empty] | N
63289 | Key Capture Energy | 66879 | KCE CT 1, LLC | CT | Windham | CT1 | P | Batteries | BA | IPP Non-CHP | 2 | 45 | 45 | 45 | 4 | 2030 | 180 | 45 | 45 | LIB |  |  |  | 45 | CS CS: CS; PR PR: PR; Y N: Y | N |  |  | N | [6 empty] | N
9273 | AES Indiana | 66881 | Pike County Energy Storage | IN | Pike | BAT2 | TS | Batteries | BA | Electric Utility | 1 | 200 | 200 | 200 | 3 | 2025 | 877 | 200 | 200 | OTH |  |  |  | 114.3 | CS | Y | N | N | N | N | N | PR | N | N | N | N |  |  |  | N | N | [6 empty] | N
63137 | Idemitsu Renewables | 66890 | SF Azalea, LLC | CA | Kern | AZAL | U | Batteries | BA | IPP Non-CHP | 2 | 60 | 60 | 60 | 12 | 2025 | 152 | 38 | 38 | LIB |  |  |  | 12.5 | CS CS: CS; CS Y: Y; PR N: Y; PR N: Y; Y N: PR | Y |  |  |  | Y | 66890 | 63137 |  |  |  |  | N
65814 | Innovative Solar 245 LLC | 66891 | Indigo Solar & Storage | TX | Fisher | 245BS | P | Batteries | BA | IPP Non-CHP | 2 | 180 | 180 | 180 | 5 | 2026 | 330 | 165 | 165 | LIB |  |  |  | 165 | CS | PR | N | N | N | N | N | N | N | N | N | N |  |  |  |  | N | [6 empty] | N
65815 | Sunraycer Assets I LLC | 66894 | Albatross Solar, LLC | TX | McLennan | ALBBA | P | Batteries | BA | IPP Non-CHP | 2 | 50.4 | 50.4 | 50.4 | 12 | 2027 | 100 | 50 | 50 | LIB |  |  |  | 25 | [12 empty] | Y |  |  |  | Y | 66897 | ALBPV |  |  |  |  | N | bar: CS CS; PR N
65815 | Sunraycer Assets I LLC | 66895 | Lupinus Solar 1, LLC | TX | Franklin | LP1BA | P | Batteries | BA | IPP Non-CHP | 2 | 83 | 83 | 83 | 6 | 2026 | 160 | 80 | 80 | LIB |  |  |  | 40 | [12 empty] | Y |  |  |  | Y | 66895 | LP1PV |  |  |  |  | N | bar: CS CS; PR N
65815 | Sunraycer Assets I LLC | 66896 | Lupinus Solar 2, LLC | TX | Franklin | LP2BA | P | Batteries | BA | IPP Non-CHP | 2 | 122.9 | 122.9 | 122.9 | 12 | 2027 | 240 | 120 | 120 | LIB |  |  |  | 60 | [12 empty] | Y |  |  |  | Y | 66896 | LP2PV |  |  |  |  | N | bar: CS CS; PR N
65815 | Sunraycer Assets I LLC | 66897 | Midpoint Solar, LLC | TX | Hill | MIDBA | U | Batteries | BA | IPP Non-CHP | 2 | 50 | 50 | 50 | 12 | 2025 | 100 | 50 | 50 | LIB |  |  |  | 25 | [12 empty] | Y |  |  |  | Y | 66897 | MIDPV |  |  |  |  | N | bar: CS CS; PR N
65819 | Ables Springs Solar, LLC | 66905 | Ables Springs Solar & Storage | TX | Kaufman | BESS | V | Batteries | BA | IPP Non-CHP | 2 | 100 | 100 | 100 | 7 | 2025 | 157.7 | 100 | 100 | LIB |  |  |  | 156.7 | CS CS: CS; CS Y: PR; PR N: Y; Y N: Y; Y N: N | N |  |  |  | N | [6 empty] | N
64452 | EDF Renewables Development, Inc. | 66908 | Bonanza Solar and Storage Project | NV | Clark | BZES | L | Batteries | BA | IPP Non-CHP | 2 | 195 | 195 | 195 | 12 | 2027 | 780 | 195 | 195 | LIB |  |  |  | 195 | CS CS: CS; CS Y: Y; PR N: Y; PR N: PR; PR N: Y; PR N: Y; Y N: Y | Y |  |  |  | Y | 66908 | BZPV |  |  |  |  | N
65830 | Myrtle Storage, LLC | 66913 | Myrtle Storage | TX | Brazoria | MYRST | TS | Batteries | BA | IPP Non-CHP | 2 | 150 | 150 | 150 | 6 | 2025 | 225 | 150 | 150 | LIB |  |  |  | 49.4 | CS CS: CS; CS Y: PR; PR N: Y; PR N: Y; PR N: Y; PR N: Y; Y N: Y | Y |  |  |  | N | [6 empty] | N
65833 | Danish Fields Storage, LLC | 66916 | Danish Fields Storage | TX | Wharton | DANST | TS | Batteries | BA | IPP Non-CHP | 2 | 150 | 150 | 150 | 6 | 2025 | 225 | 150 | 150 | LIB |  |  |  | 49.4 | CS CS: CS; CS Y: PR; PR N: Y; PR N: Y; PR N: Y; PR N: Y; Y N: Y | Y |  |  |  | N | [6 empty] | N
65947 | Northern Orchard Solar PV, LLC | 67039 | Northern Orchard Solar PV, LLC | CA | Kern | NOBAT | U | Batteries | BA | IPP Non-CHP | 2 | 92 | 92 | 92 | 5 | 2025 | 368 | 92 | 92 | LIB |  |  |  | 55.2 | CS | N | N | N | N | PR | N | N | N | N | N | Y |  | Y |  |  | Y | 67039 | NO1 |  |  |  |  | Y
65967 | Iron Belt Energy Storage Project, LLC | 67059 | Iron Belt | TX | Borden | 1 | P | Batteries | BA | IPP Non-CHP | 2 | 400 | 400 | 400 | 6 | 2027 | 480 | 399 | 399 | LIB |  |  |  | 170.4 | CS: CS; N: PR; N: Y; N: Y; Y: N | N |  |  |  | N | [6 empty] | N
16609 | San Diego Gas & Electric Co | 67118 | Santee BESS | CA | San Diego | 1 | U | Batteries | BA | Electric Utility | 1 | 10 | 10 | 10 | 10 | 2025 | 10 | 10 | 10 | LIB |  |  |  | 8 | CS: CS; N: PR; N: Y; N: Y |  |  |  | N | N | [6 empty] | N
60025 | Greenbacker Renewable Energy Corporation | 67119 | Ring Road | MA | Plymouth | 686B | U | Batteries | BA | IPP Non-CHP | 2 | 2 | 2 | 2 | 5 | 2025 | 13.5 | 2 | 2 | LIB |  |  |  | 0.6 | CS | N | N | N | N | N | N | PR | N | N | N | N |  | Y |  |  | Y | 67119 | 686 |  |  |  |  | N
49893 | Invenergy Services LLC | 67157 | Powell Solar | OR | Crook | BESS1 | T | Batteries | BA | IPP Non-CHP | 2 | 20.5 | 20.5 | 20.5 | 12 | 2027 | 20.5 | 30 | 5 | OTH |  |  |  | 0.1 | CS | N | N | N | N | PR | N | N | N | N | N | N |  | Y |  |  | Y | 67157 | PV1 |  |  |  |  | Y
9191 | Idaho Power Co | 67183 | Franklin Battery Storage | ID | Twin Falls | FRBS | TS | Batteries | BA | Electric Utility | 1 | 60 | 60 | 60 | 2 | 2025 | 240 | 15 | 60 | FLB |  |  |  | 42 | CS: CS; N: PR; N: Y; Y: N |  |  |  | N | N | [6 empty] | N
66053 | Beehive Energy Storage, LLC | 67184 | Beehive Energy Storage | AZ | Maricopa | BHV1 | T | Batteries | BA | IPP Non-CHP | 2 | 250 | 250 | 250 | 9 | 2025 | 1000 | 250 | 250 | LIB |  |  |  | 82.2 | CS: CS; N: Y; N: PR |  |  |  |  | N | [6 empty] | N
66087 | Quail Ranch Solar and Battery Energy Storage System | 67204 | Quail Ranch Solar and BESS | NM | Bernalillo | QRBES | L | Batteries | BA | IPP Non-CHP | 2 | 100 | 100 | 100 | 11 | 2025 | 400 | 100 | 100 | LIB |  |  |  | 32.9 | CS | N | N | N | N | N | N | N | N | N | N | PR | Y |  |  |  | Y | 67204 | QRPV |  |  |  |  | N
66105 | Trestles Grid LLC | 67229 | Trestles Grid LLC | CA | Riverside | HGLPT | U | Batteries | BA | IPP Non-CHP | 2 | 150 | 150 | 150 | 12 | 2028 | 300 | 150 | 150 | LIB |  |  |  | 0.5 | CS CS: CS; Y N: PR; PR N: Y; PR N: Y; PR N: Y |  |  |  | N | [6 empty] | N
66107 | Carne Energy Storage, LLC | 67230 | Carne Energy Storage, LLC | NM | Luna | CS | U | Batteries | BA | IPP Non-CHP | 2 | 130 | 130 | 130 | 3 | 2026 | 260 | 65 | 65 | LIB |  |  |  | 21.4 | CS | PR | Y |  | Y | Y |  |  |  | Y |  | Y | Y |  |  |  | Y | 67260 | SPD |  |  |  |  | Y
60059 | ZGlobal Inc | 67234 | Lara 2 Hybrid | CA | Merced | LARAB | V | Batteries | BA | IPP Non-CHP | 2 | 0.9 | 0.9 | 0.9 | 6 | 2025 | 3.7 | 0.6 | 0.6 | LIB |  |  |  | 1.4 | CS CS: CS; Y N: PR; PR N: N; PR N: N; PR PR: Y | Y |  |  | Y | 67234 | LARAS |  |  |  |  | N
66121 | Rock Rose Energy Storage LLC | 67249 | Rock Rose Energy Storage LLC | TX | Fort Bend | RRES | P | Batteries | BA | IPP Non-CHP | 2 | 200 | 200 | 200 | 12 | 2026 | 400 | 200 | 200 | LIB |  |  |  | 65.7 | CS CS: CS; Y N: PR; PR N: Y; PR N: Y; PR N: Y |  |  |  | N | [6 empty] | N
66122 | Alina Energy LLC | 67250 | Alina Energy LLC | TX | Wilson | ALIBS | P | Batteries | BA | IPP Non-CHP | 2 | 200 | 200 | 200 | 6 | 2026 | 400 | 200 | 200 | LIB |  |  |  | 65 | CS CS: CS; Y N: PR; PR N: Y; PR N: Y; PR N: Y; PR PR: Y; PR Y: Y |  |  |  | Y | 67250 | ALIPV |  |  |  |  | N
17612 | Bear Valley Electric Service | 67257 | Bear Valley Battery Plant | CA | San Bernardino | BVEB1 | L | Batteries | BA | Electric Utility | 1 | 5 | 5 | 5 | 8 | 2026 | 5 | 5 | 5 | LIB |  |  |  | 5 | CS CS: CS; PR N: PR; PR N: Y |  |  | Y | Y | 67257 | BVEB1 |  |  |  |  | Y
60025 | Greenbacker Renewable Energy Corporation | 67276 | Upland | MA | Plymouth | 703B | V | Batteries | BA | IPP Non-CHP | 2 | 2.3 | 2.3 | 2.3 | 5 | 2025 | 5.4 | 2.3 | 2.3 | LIB |  |  |  | 0.7 | CS | N | N | N | N | N | N | PR | N | N | N | N |  | Y |  |  | Y | 67276 | 703 |  |  |  |  | N
66143 | Alcosta Boulevard BR 15-DD Solar Project 2020, LLC | 67277 | Bishop Ranch - BR 15-DD | CA | Contra Costa | 4657B | V | Batteries | BA | IPP Non-CHP | 2 | 0.5 | 0.5 | 0.5 | 3 | 2025 | 1.1 | 0.5 | 0.5 | LIB |  |  |  | 0.5 | CS CS: CS; PR N: Y; PR N: PR; PR Y: Y |  |  |  | Y | 67277 | 4657C | 67277 | 4657R |  |  | N
66144 | Camino Ramon BR 2600 Solar Project 2020, LLC | 67278 | Bishop Ranch - BR 2600 | CA | Contra Costa | 4146B | V | Batteries | BA | IPP Non-CHP | 2 | 1.1 | 1.1 | 1.1 | 6 | 2025 | 2.1 | 1.1 | 1.1 | LIB |  |  |  | 0.5 | CS CS: CS; PR N: Y; PR N: PR; PR Y: Y |  |  |  | Y | 67278 | 4146C | 67278 | 4147R |  |  | N
66145 | Highland Ave Solar 1, LLC | 67279 | Borrego - Highland Ave | MA | Bristol | 6572B | V | Batteries | BA | IPP Non-CHP | 2 | 5 | 5 | 5 | 5 | 2025 | 20 | 5 | 5 | LIB |  |  |  | 2 | CS CS: CS; PR N: Y; PR PR: PR | Y |  |  | Y | 67279 | 6572 |  |  |  |  | N
66149 | Magic Mountain Parkway Solar Project 2023, LLC | 67283 | Six Flags Magic Mountain | CA | Los Angeles | 6569B | V | Batteries | BA | IPP Non-CHP | 2 | 2 | 2 | 2 | 9 | 2025 | 7.8 | 2 | 2 | LIB |  |  |  | 2 | CS CS: CS; Y N: Y; PR PR: PR; PR Y: Y |  |  |  | Y | 67279 | 6572 |  |  |  |  | Y
66125 | Foster Clean Power A, LLC | 67288 | Foster Clean Power A | CA | Humboldt | BESSA | U | Batteries | BA | IPP Non-CHP | 2 | 1.3 | 1.3 | 1.3 | 6 | 2025 | 5.2 | 1.3 | 1.3 | LIB |  |  |  | 1.3 | CS CS: CS; Y N: Y; PR N: Y; PR N: PR; PR N: Y | Y |  |  | Y | 67288 | FOSTA |  |  |  |  | N
66152 | Sun Streams Expansion, LLC | 67291 | Sun Streams 4 | AZ | Maricopa | GEN02 | V | Batteries | BA | IPP Non-CHP | 2 | 300 | 300 | 300 | 3 | 2025 | 1200 | 300 | 300 | LIB |  |  |  | 70.7 | CS CS: CS; PR N: PR; PR N: Y; PR Y: Y |  |  |  | N | [6 empty] | N
61944 | MN8 Energy LLC | 67299 | Pome BESS | CA | San Diego | 10101 | U | Batteries | BA | IPP Non-CHP | 2 | 100 | 100 | 100 | 6 | 2025 | 400 | 100 | 100 | LIB |  |  |  | 100 | CS CS: CS; Y N: PR; PR N: Y; PR PR: N |  |  |  | N | [6 empty] | N
49893 | Invenergy Services LLC | 67321 | Yuma Solar + Storage | AZ | Yuma | BESS1 | V | Batteries | BA | IPP Non-CHP | 2 | 67 | 67 | 67 | 3 | 2025 | 268 | 70 | 67 | LIB |  |  |  | 22 | CS CS: CS; PR N: PR; PR N: Y; PR Y: Y |  |  |  | Y | 67321 | PV1 |  |  |  |  | N
64904 | AES Clean Energy | 67322 | Mamm Creek | CO | Garfield | MCESS | V | Batteries | BA | IPP Non-CHP | 2 | 11.2 | 10 | 10 | 8 | 2025 | 20 | 10 | 10 | LIB |  |  |  | 11.2 | CS CS: CS; PR N: Y; PR N: PR | Y |  |  | Y | 67322 | MCSCO |  |  |  |  | Y
64904 | AES Clean Energy | 67323 | High Mesa CO | CO | Garfield | HMESS | V | Batteries | BA | IPP Non-CHP | 2 | 11.2 | 10 | 10 | 3 | 2025 | 20 | 10 | 10 | LIB |  |  |  | 11.2 | CS CS: CS; PR N: Y; PR N: PR | Y |  |  | Y | 67323 | HMSCO |  |  |  |  | Y
66169 | Pluto Energy Storage, LLC | 67328 | Pluto Energy Storage | AZ | Maricopa | PLUTO | T | Batteries | BA | IPP Non-CHP | 2 | 75 | 75 | 75 | 10 | 2025 | 300 | 75 | 75 | LIB |  |  |  | 24.7 | CS CS: CS; Y N: PR; PR N: Y |  |  |  | N | [6 empty] | Y
66171 | SGT Hoskins Solar Project, LLC | 67341 | SGT Hoskins Solar Project Hybrid | TX | Lamar | NOSES | P | Batteries | BA | IPP Non-CHP | 2 | 102.1 | 102.1 | 102.1 | 12 | 2026 | 408.4 | 102.1 | 102.1 | LIB |  |  |  | 80 | CT | PR | Y | Y | Y | Y |  |  |  | Y |  | Y | Y |  |  |  | Y | 67341 | NOSPV |  |  |  |  | N
67092 | Scatter Wash Energy Storage, LLC | 67454 | Scatter Wash 1 | AZ | Maricopa | SW1 | U | Batteries | BA | IPP Non-CHP | 2 | 170 | 170 | 170 | 4 | 2025 | 680 | 170 | 170 | LIB |  |  |  | 56 | CS | N | N | N | N | N | N | PR | N | N | N | N |  |  |  |  | N | [6 empty] | N
67092 | Scatter Wash Energy Storage, LLC | 67455 | Scatter Wash 2 | AZ | Maricopa | SW2 | U | Batteries | BA | IPP Non-CHP | 2 | 85 | 85 | 85 | 5 | 2025 | 340 | 85 | 85 | LIB |  |  |  | 28 | CS | N | N | N | N | N | N | PR | N | N | N | N |  |  |  |  | N | [6 empty] | N
66217 | Copia Power | 67474 | Harquahala 2 | AZ | Maricopa | BESS1 | U | Batteries | BA | IPP Non-CHP | 2 | 300 | 300 | 300 | 4 | 2025 | 1200 | 37.1 | 37.5 | LIB |  |  |  | 371.7 | CS | N | N | N | N | N | N | N | N | N | N | PR | Y |  |  |  | Y | 67474 | PV1 |  |  |  |  | N
65076 | HEN Infrastructure, L.L.C. | 67495 | Russek | TX | Reagan | RUSSK | TS | Batteries | BA | IPP Non-CHP | 2 | 9.9 | 9.9 | 9.9 | 1 | 2025 | 9.9 | 9.9 | 9.9 | LIB |  |  |  | 9.9 | CS: CS; N: PR; N: Y; N: Y |  |  |  | N | [6 empty] | N
64904 | AES Clean Energy | 67498 | McFarland C | AZ | Yuma | MCFRC | U | Batteries | BA | IPP Non-CHP | 2 | 185 | 185 | 185 | 5 | 2025 | 740 | 185 | 185 | LIB |  |  |  | 79.5 | CS: CS; N: Y; N: Y; N: PR; N: Y; PR: Y; Y: Y |  |  |  | Y | 66636 | MCFRA | 66637 | MCFRB |  |  | Y
66232 | Green River Energy Center, LLC | 67501 | Green River Energy Center - Hybrid | UT | Emery | GRBS | T | Batteries | BA | IPP Non-CHP | 2 | 400 | 400 | 400 | 5 | 2026 | 1600 | 400 | 400 | LIB |  |  |  | 508.2 | CS: CS; N: Y; N: PR; PR: Y; Y: Y |  |  |  | Y | 67501 | GRPV |  |  |  |  | Y
66226 | Serrano Solar, LLC | 67503 | Serrano | AZ | Pima | GEN02 | V | Batteries | BA | IPP Non-CHP | 2 | 213.8 | 213.8 | 213.8 | 4 | 2025 | 855 | 100 | 213.8 | LIB |  |  |  | 70.3 | CS: CS; N: PR; N: Y; Y: Y |  |  |  | N | [6 empty] | N
66250 | Milagro Solar I, LLC | 67528 | Milagro Solar I | NM | Dona Ana | MLRBS | L | Batteries | BA | IPP Non-CHP | 2 | 75 | 75 | 75 | 9 | 2025 | 300 | 15 | 15 | LIB |  |  |  | 24.7 | CS: CT; N: PR; N: Y; N: Y; PR: Y; Y: Y |  |  |  | Y | 67528 | MLRPV |  |  |  |  | Y
66234 | Nexus Renewables U.S. Inc. | 67535 | Bell Creek BESS LLC | TX | Brazoria | ASHU1 | T | Batteries | BA | IPP Non-CHP | 2 | 200.9 | 200.9 | 200.9 | 6 | 2026 | 600 | 200 | 200 | LIB |  |  |  | 115.6 | CS | PR | N | N | N | N | N | N | N | N | N | N |  |  |  | Y | N | [6 empty] | N
66265 | Kuna BESS, LLC | 67549 | Kuna BESS | ID | Ada | 1 | U | Batteries | BA | IPP Non-CHP | 2 | 150 | 150 | 150 | 6 | 2025 | 600 | 150 | 150 | LIB |  |  |  | 49.3 | CS: CT; N: PR; N: Y; N: Y |  |  |  | N | [6 empty] | N
65654 | Birch Creek Development | 67552 | Elm Flats Solar | TX | Navarro | ELMBA | P | Batteries | BA | IPP Non-CHP | 2 | 50 | 50 | 50 | 6 | 2026 | 100 | 50 | 50 | LIB |  |  |  | 23 | CS: CS; N: PR; PR: Y; Y: Y | N |  |  | Y | 67552 | ELMFL |  |  |  |  | N
66255 | RIC Development, LLC | 67553 | Jim Wells BESS | TX | Jim Hogg | RIC99 | P | Batteries | BA | IPP Non-CHP | 2 | 100.3 | 100.3 | 100.3 | 4 | 2027 | 200.6 | 100.3 | 100.3 | LIB |  |  |  | 55.8 | CS | PR | Y |  | Y |  |  | Y |  | Y | Y | Y |  |  |  |  | N | [6 empty] | N
66255 | RIC Development, LLC | 67555 | Zephyr Storage | TX | Brown | RIC98 | P | Batteries | BA | IPP Non-CHP | 2 | 185.6 | 185.6 | 185.6 | 9 | 2026 | 371.2 | 185.6 | 185.6 | LIB |  |  |  | 94.3 | CS | PR | Y |  | Y |  |  | Y |  | Y | Y | Y |  |  |  |  | N | [6 empty] | N
66255 | RIC Development, LLC | 67556 | Serrano BESS | TX | Maverick | RIC97 | P | Batteries | BA | IPP Non-CHP | 2 | 185.6 | 185.6 | 185.6 | 4 | 2028 | 371.2 | 185.6 | 185.6 | LIB |  |  |  | 94.9 | CS | PR | Y | Y |  |  |  | Y |  | Y | Y | Y |  |  |  |  | N | [6 empty] | N
66255 | RIC Development, LLC | 67558 | Blackcat BESS | TX | Matagorda | RIC96 | P | Batteries | BA | IPP Non-CHP | 2 | 200.6 | 200.6 | 200.6 | 4 | 2028 | 401.6 | 200.6 | 200.6 | LIB |  |  |  | 102.6 | CS | PR | Y |  | Y |  |  | Y |  | Y | Y | Y |  |  |  |  | N | [6 empty] | N
66266 | Form Energy Inc. | 67565 | East Road Storage Project | CA | Mendocino | CEC01 | T | Batteries | BA | IPP Non-CHP | 2 | 5 | 5 | 5 | 9 | 2026 | 500 | 5 | 5 | MAB |  |  |  | 5 | CS: CS; N: Y; N: Y; N: Y; N: PR; PR: Y |  |  |  | N | [6 empty] | N
66272 | Cedar Hill ESS Assets, LLC | 67570 | Cedar Hill ESS | TX | Dallas | 3004 | L | Batteries | BA | IPP Non-CHP | 2 | 10 | 10 | 10 | 6 | 2030 | 20 | 10 | 10 | LIB | NIB |  |  | 10 | CS | PR | Y | N | N | N | N | N | N | N | N | N |  |  |  |  | N | [6 empty] | N
9191 | Idaho Power Co | 67573 | Happy Valley Battery Storage | ID | Canyon | HPVY | V | Batteries | BA | Electric Utility | 1 | 82 | 82 | 82 | 6 | 2025 | 328 | 15 | 82 | FLB |  |  |  | 57.4 | CS: CS; N: Y; N: PR; N: Y; N: Y |  |  |  |  | N | [6 empty] | N
65144 | Samsung C&T Renewables, LLC | 67581 | Cairos Solar and Storage | TX | Kinney | CIRSB | P | Batteries | BA | IPP Non-CHP | 2 | 77.3 | 77.3 | 77.3 | 12 | 2026 | 154.6 | 77.3 | 77.3 | LIB |  |  |  | 38 | CS: CS; PR: PR; N: Y | Y |  |  |  | Y | 67581 | CIRSA |  |  |  |  | N
66292 | Desert Willow Energy Storage | 67598 | Desert Willow Energy Storage | TX | Ellis | DWES | V | Batteries | BA | IPP Non-CHP | 2 | 150 | 150 | 150 | 5 | 2025 | 300 | 150 | 150 | LIB |  |  |  | 49.3 | CS | PR | N | N | N | N | N | N | N | N | N | N |  |  |  |  | N | [6 empty] | N
61060 | Cypress Creek Renewables | 67651 | Berkman Storage | TX | Galveston | BERK | T | Batteries | BA | IPP Non-CHP | 2 | 100 | 100 | 100 | 12 | 2025 | 200 | 100 | 100 | LIB |  |  |  | 32.9 | CS: CT; PR: PR; Y: Y; N: Y; N: Y |  |  |  | N | N | [6 empty] | N
61060 | Cypress Creek Renewables | 67652 | Bhalu | TX | Howard | BHALU | L | Batteries | BA | IPP Non-CHP | 2 | 200 | 200 | 200 | 12 | 2027 | 200 | 400 | 400 | LIB |  |  |  | 32.9 | CS: CT; PR: PR; Y: Y; N: Y; N: Y |  |  |  | N | N | [6 empty] | N
61060 | Cypress Creek Renewables | 67654 | Destiny Storage | TX | Harris | DESTS | T | Batteries | BA | IPP Non-CHP | 2 | 200 | 200 | 200 | 1 | 2026 | 400 | 200 | 200 | LIB |  |  |  | 65.7 | CS: CT; PR: PR; Y: Y; N: Y; N: Y |  |  |  | N | N | [6 empty] | N
61060 | Cypress Creek Renewables | 67656 | Fort Watt Storage | TX | Tarrant | FWATT | L | Batteries | BA | IPP Non-CHP | 2 | 200 | 200 | 200 | 12 | 2026 | 400 | 200 | 200 | LIB |  |  |  | 66 | CS: CS; PR: PR; Y: Y; N: Y |  |  |  | N | N | [6 empty] | Y
61060 | Cypress Creek Renewables | 67658 | Jerboa Storage | TX | Hidalgo | JERBO | L | Batteries | BA | IPP Non-CHP | 2 | 200 | 200 | 200 | 12 | 2026 | 400 | 200 | 200 | LIB |  |  |  | 66 | CS: CS; PR: PR; Y: Y; N: Y |  |  |  | N | N | [6 empty] | Y
61060 | Cypress Creek Renewables | 67660 | Malala | TX | Dallas | MALAL | L | Batteries | BA | IPP Non-CHP | 2 | 200 | 200 | 200 | 4 | 2028 | 400 | 200 | 200 | LIB |  |  |  | 32.9 | CS: CT; PR: PR; Y: Y; N: Y; N: Y; N: N |  |  |  | N | N | [6 empty] | Y
61060 | Cypress Creek Renewables | 67667 | Third Coast BESS, LLC | TX | Jackson | 3COAS | T | Batteries | BA | IPP Non-CHP | 2 | 100 | 100 | 100 | 12 | 2025 | 200 | 100 | 100 | LIB |  |  |  | 32.9 | CS: CT; PR: PR; Y: Y; N: N; N: Y; N: Y |  |  |  | N | N | [6 empty] | N
61060 | Cypress Creek Renewables | 67668 | Wallie Storage | TX | Howard | WALLE | L | Batteries | BA | IPP Non-CHP | 2 | 200 | 200 | 200 | 11 | 2026 | 400 | 200 | 200 | LIB |  |  |  | 66 | CS: CT; PR: PR; Y: Y; N: Y |  |  |  | N | N | [6 empty] | N
17470 | PUD No 1 of Snohomish County | 67669 | Arlington Battery Energy Storage System | WA | Snohomish | ABESS | L | Batteries | BA | Electric Utility | 1 | 25 | 25 | 25 | 4 | 2026 | 100 | 25 | 25 | LIB |  |  |  | 25 | CS: CS; PR: Y; N: PR |  |  |  | N | N | [6 empty] | N
65815 | Sunraycer Assets I LLC | 67674 | Lupinus Storage 3 | TX | Franklin | LUPE3 | P | Batteries | BA | IPP Non-CHP | 2 | 50.9 | 50.9 | 50.9 | 6 | 2026 | 101.6 | 50.8 | 50.8 | LIB |  |  |  | 22.1 | CS: CS; PR: N; Y: N; N: N; N: PR | Y |  |  | N | N | 66896 | LP2PV |  |  |  |  | N
66318 | Zeta Solar, LLC | 67676 | Zeta Solar & Storage | CA | Merced | GEN02 | P | Batteries | BA | IPP Non-CHP | 2 | 75 | 75 | 75 | 6 | 2027 | 300 | 75 | 75 | LIB |  |  |  | 0.3 | CS: CS; N: PR; N: Y | Y |  |  |  | N | [6 empty] | N
66317 | Kola Energy Storage, LLC | 67680 | Kola Energy Center | CA | San Joaquin | KOLA | V | Batteries | BA | IPP Non-CHP | 2 | 275 | 275 | 275 | 8 | 2025 | 1100 | 275 | 275 | LIB |  |  |  | 131.5 | CS | N | N | N | N | N | N | N | PR | N | N | N |  |  |  |  | N | [6 empty] | N
66317 | Kola Energy Storage, LLC | 67680 | Kola Energy Center | CA | San Joaquin | KOLA2 | V | Batteries | BA | IPP Non-CHP | 2 | 125 | 125 | 125 | 8 | 2025 | 700 | 175 | 175 | LIB |  |  |  | 131.5 | CS | N | N | N | N | N | N | N | PR | N | N | N |  |  |  |  | N | [6 empty] | N
66337 | Exus New Mexico | 67710 | TAG | NM | Sandoval | TAGB1 | U | Batteries | BA | IPP Non-CHP | 2 | 50 | 50 | 50 | 7 | 2025 | 231.4 | 57.8 | 57.8 | OTH |  |  |  | 29.6 | OT | N | N | N | N | N | N | N | N | N | N | PR | Y |  |  |  | Y | 67710 | TAGS1 |  |  |  |  | N
15248 | Portland General Electric Co | 67711 | Seaside BESS | OR | Multnomah | SESD1 | U | Batteries | BA | Electric Utility | 1 | 200 | 200 | 200 | 6 | 2025 | 800 | 200 | 200 | LIB |  |  |  | 200 | CS | Y | Y | N | PR |  |  | Y |  | Y |  | N |  |  |  | N | N | [6 empty] | N
66348 | Silver State South Storage, LLC | 67734 | Silver State South Storage | NV | Clark | SSSB | V | Batteries | BA | IPP Non-CHP | 2 | 200 | 200 | 200 | 4 | 2025 | 800 | 200 | 200 | LIB |  |  |  | 225 | CT | Y | Y | Y | Y |  |  | Y | Y | Y |  | PR |  |  |  | Y | Y | 58644 | All |  |  |  |  | N
66346 | Silver Peak Solar, LLC | 67736 | Silver Peak | NV | Clark | SP1 | V | Batteries | BA | IPP Non-CHP | 2 | 60 | 60 | 60 | 6 | 2025 | 240 | 60 | 60 | LIB |  |  |  | 60 | OT: CS; N: PR; N: Y; N: Y |  |  |  | N | [6 empty] | N
66346 | Silver Peak Solar, LLC | 67736 | Silver Peak | NV | Clark | SP2 | V | Batteries | BA | IPP Non-CHP | 2 | 109 | 109 | 109 | 6 | 2025 | 436 | 109 | 109 | LIB |  |  |  | 109 | OT: CS; N: PR; N: Y; N: Y |  |  |  | N | [6 empty] | N
66346 | Silver Peak Solar, LLC | 67736 | Silver Peak | NV | Clark | SP3 | V | Batteries | BA | IPP Non-CHP | 2 | 110 | 110 | 110 | 6 | 2025 | 440 | 110 | 110 | LIB |  |  |  | 110 | OT: CS; N: PR; N: Y; N: Y |  |  |  | N | [6 empty] | N
66352 | SMT Ironman BESS LLC | 67737 | SMT Ironman Battery Storage Plant | TX | Brazoria | SMTIR | TS | Batteries | BA | IPP Non-CHP | 2 | 304 | 304 | 304 | 6 | 2025 | 440.8 | 304 | 304 | LIB |  |  |  | 1.9 | OT: CS; N: PR; N: Y |  |  |  | N | [6 empty] | N
66354 | Anole Energy Storage, LLC | 67740 | Anole Energy Storage | TX | Dallas | AES | V | Batteries | BA | IPP Non-CHP | 2 | 240 | 240 | 240 | 7 | 2025 | 480 | 240 | 240 | LIB |  |  |  | 78.9 | OT: CS; N: PR; N: Y |  |  |  | N | [6 empty] | N
14354 | PacifiCorp | 67741 | OIT BESS | OR | Klamath | I | V | Batteries | BA | Electric Utility | 1 | 2 | 2 | 2 | 6 | 2025 | 8 | 0.7 | 0.7 | LIB |  |  |  | 0.7 | CS | N | N | PR | N | N | N | N | N | N | N | N |  |  |  | N | N | [6 empty] | N
66359 | Fort Duncan BESS, LLC | 67752 | Fort Duncan BESS | TX | Maverick | FTDUN | V | Batteries | BA | IPP Non-CHP | 2 | 102.6 | 102.6 | 102.6 | 6 | 2025 | 205.1 | 100 | 100 | LIB |  |  |  | 97.9 | OT: CS; N: Y; N: PR; N: Y; Y: Y |  |  |  | N | [6 empty] | N
5109 | DTE Electric Company | 67758 | Slocum Energy Storage | MI | Wayne | SLOES | TS | Batteries | BA | Electric Utility | 1 | 14 | 14 | 14 | 2 | 2025 | 56 | 14 | 14 | LIB |  |  |  | 4.6 | OT: CS; N: PR; N: Y; N: Y |  |  | N | N | [6 empty] | Y
5109 | DTE Electric Company | 67759 | Trenton Channel Energy Center | MI | Wayne | TCHEC | T | Batteries | BA | Electric Utility | 1 | 220 | 220 | 220 | 3 | 2026 | 880 | 220 | 220 | LIB |  |  |  | 72.3 | OT: CS; N: PR; N: Y; N: Y |  |  | N | N | [6 empty] | Y
66363 | Bypass BESS LLC | 67761 | Bypass BESS | TX | Fort Bend | 1 | T | Batteries | BA | IPP Non-CHP | 2 | 200 | 200 | 200 | 12 | 2025 | 400 | 200 | 200 | LIB |  |  |  | 65.8 | OT: CS; N: PR; N: Y |  |  | N | N | [6 empty] | N
66365 | Golden Fields Solar IV, LLC | 67764 | Rosamond South 1 | CA | Kern | RBESS | U | Batteries | BA | IPP Non-CHP | 2 | 117 | 117 | 117 | 8 | 2025 | 472 | 117 | 117 | LIB |  |  |  | 1 | CS | N | N | N | N | PR | N | N | N | N | N | Y | Y |  |  |  | Y | 67744 | RS1 |  |  |  |  | Y
66369 | Mission Clean Energy Devco LLC | 67767 | Bramble Energy Center | TX | Zavala | BECBA | P | Batteries | BA | IPP Non-CHP | 2 | 225.1 | 225.1 | 225.1 | 10 | 2026 | 900.4 | 225.1 | 225.1 | LIB |  |  |  | 74 | CS CS: CS; PR N: PR; Y N: Y; Y N: Y; Y N: Y; Y N: Y; Y N: Y |  |  |  | N | [6 empty] | N
66369 | Mission Clean Energy Devco LLC | 67768 | Cumbia Energy Center | TX | Nueces | CECBA | P | Batteries | BA | IPP Non-CHP | 2 | 200 | 200 | 200 | 9 | 2027 | 800 | 200 | 200 | LIB |  |  |  | 65.7 | CS CS: CS; PR N: PR; Y N: Y; Y N: Y; Y N: Y; Y N: Y; Y N: Y |  |  |  | N | [6 empty] | N
65986 | Gransolar Texas Three, LLC | 67774 | Pecan BESS | TX | Leon | GRS3 | L | Batteries | BA | IPP Non-CHP | 2 | 157.1 | 157.1 | 157.1 | 7 | 2027 | 302.1 | 150 | 150 | LIB |  |  |  | 89.1 | CS | PR | Y | Y | Y |  | Y |  |  | Y | Y | [5 empty] | N | [6 empty] | N
66373 | Gransolar Texas Two LLC | 67776 | Cuchillas PV and BESS | TX | Webb | GRS2B | L | Batteries | BA | IPP Non-CHP | 2 | 306.9 | 306.9 | 306.9 | 5 | 2026 | 625.1 | 300 | 300 | LIB |  |  |  | 173.9 | CS | PR | Y | Y | Y | Y | Y |  |  | Y | Y | Y | Y |  |  |  | Y | 67776 | GRS2P |  |  |  |  | N
66374 | Gransolar Texas Four LLC | 67777 | Harryoung PV and BESS | TX | Cameron | GRS4B | L | Batteries | BA | IPP Non-CHP | 2 | 190 | 190 | 190 | 5 | 2027 | 374.1 | 186 | 186 | LIB |  |  |  | 107.6 | CS | PR | Y | Y | Y | Y | Y |  |  | Y | Y | Y | Y |  |  |  | Y | 67777 | GRS4P |  |  |  |  | N
66375 | Gransolar Texas Sixteen, LLC | 67778 | Findley PV and BESS | TX | Limestone | GR16B | L | Batteries | BA | IPP Non-CHP | 2 | 50.3 | 50.3 | 50.3 | 1 | 2028 | 100.7 | 50 | 50 | LIB |  |  |  | 27.9 | CS | PR | Y | Y | Y | Y | Y |  |  | Y | Y | Y | Y |  |  |  | Y | 67778 | GR16P |  |  |  |  | N
66376 | Gransolar Texas Five LLC | 67779 | Hayrick BESS | TX | Coke | GRS5 | L | Batteries | BA | IPP Non-CHP | 2 | 113.9 | 113.9 | 113.9 | 2 | 2027 | 230.1 | 113.4 | 113.4 | LIB |  |  |  | 66.2 | CS | PR | Y | Y | Y |  | Y |  |  | Y | Y | [5 empty] | N | [6 empty] | N
66380 | Gransolar Texas Twenty Two LLC | 67782 | RedSun PV and BESS | TX | Burnet | GS22B | L | Batteries | BA | IPP Non-CHP | 2 | 84 | 84 | 84 | 6 | 2027 | 201.4 | 100 | 100 | LIB |  |  |  | 47.6 | CS | PR | Y | Y | Y | Y | Y |  |  | Y | Y | Y | Y |  |  |  | Y | 67782 | GS22P |  |  |  |  | N
66381 | Gransolar Texas Twelve LLC | 67783 | Ventures BESS | TX | Matagorda | GRS12 | L | Batteries | BA | IPP Non-CHP | 2 | 226.8 | 226.8 | 226.8 | 9 | 2028 | 402.8 | 200 | 200 | LIB |  |  |  | 82 | CS | PR | Y | Y | Y |  | Y |  |  | Y | Y | [5 empty] | N | [6 empty] | N
66382 | Gransolar Texas Eleven LLC | 67784 | Vial BESS | TX | Hill | GRS11 | L | Batteries | BA | IPP Non-CHP | 2 | 141.4 | 141.4 | 141.4 | 9 | 2027 | 273.3 | 134.4 | 134.4 | LIB |  |  |  | 84.8 | CS | PR | Y | Y | Y |  | Y |  |  | Y | Y | [5 empty] | N | [6 empty] | N
66384 | GRS BESS Texas Seven, LLC | 67798 | Steelhead Energy Storage | TX | Fannin | GRS7 | L | Batteries | BA | IPP Non-CHP | 2 | 193.7 | 190.1 | 190.1 | 7 | 2027 | 382.7 | 190 | 190 | LIB |  |  |  | 107.5 | CS | PR | Y | Y | Y |  | Y |  |  | Y | Y | [5 empty] | N | [6 empty] | N
65265 | Repsol Renewables NA | 67819 | Robinson Solar | NV | White Pine | CRSB1 | P | Batteries | BA | IPP Non-CHP | 2 | 300 | 300 | 300 | 12 | 2029 | 1200 | 300 | 300 | LIB |  |  |  | 328.7 | CS | Y | Y | Y | Y | Y |  | Y | Y |  |  | PR | Y |  |  |  | Y | 67819 | CRSS1 |  |  |  |  | N
60232 | Clenera LLC | 67823 | Roadrunner Solar and BESS | AZ | Cochise | RRBES | T | Batteries | BA | IPP Non-CHP | 2 | 235 | 235 | 235 | 12 | 2025 | 411 | 235 | 235 | LIB |  |  |  | 77.2 | CS | N | N | N | N | N | N | N | N | N | N | PR | Y |  |  |  | Y | 67823 | RRPV |  |  |  |  | N
66405 | Mordor ES1 LLC | 67828 | Mordor ES1 | CA | Inyo | MES1 | V | Batteries | BA | IPP Non-CHP | 2 | 25 | 25 | 25 | 5 | 2025 | 100 | 25 | 25 | LIB |  |  |  | 8.2 | CS | PR | N | N | N | N | N | N | N | N | N | N |  |  |  |  | N | [6 empty] | N
66406 | Mordor ES2 LLC | 67829 | Mordor ES2 | CA | Inyo | MES2 | V | Batteries | BA | IPP Non-CHP | 2 | 20 | 20 | 20 | 5 | 2025 | 80 | 20 | 20 | LIB |  |  |  | 8.2 | CS | PR | N | N | N | N | N | N | N | N | N | N |  |  |  |  | N | [6 empty] | N
66412 | Emeren US, LLC | 67836 | Gibson Solar Project - Hybrid | CA | Yolo | GSP2 | T | Batteries | BA | IPP Non-CHP | 2 | 13 | 13 | 13 | 12 | 2027 | 52 | 13 | 13 | LIB |  |  |  | 14.4 | CS: CS; N: PR; N: Y; N: Y; PR: Y | Y |  |  | Y | 67836 | GSP1 |  |  |  |  | Y
63289 | Key Capture Energy | 67838 | KCE NY 30, LLC | NY | Suffolk | NY30 | P | Batteries | BA | IPP Non-CHP | 2 | 50 | 50 | 50 | 12 | 2028 | 200 | 50 | 50 | LIB |  |  |  | 50 | CS: CS; N: PR; N: Y |  |  |  | N | [6 empty] | N
63289 | Key Capture Energy | 67839 | KCE NY 31, LLC | NY | Suffolk | NY31 | P | Batteries | BA | IPP Non-CHP | 2 | 50 | 50 | 50 | 12 | 2027 | 200 | 50 | 50 | LIB |  |  |  | 50 | CS: CS; N: PR; N: Y |  |  |  | N | [6 empty] | N
63289 | Key Capture Energy | 67841 | KCE NY 36, LLC | NY | Oneida | NY36 | P | Batteries | BA | IPP Non-CHP | 2 | 20 | 20 | 20 | 5 | 2029 | 80 | 20 | 20 | LIB |  |  |  | 20 | CS: CS; N: PR; N: Y |  |  |  | N | [6 empty] | N
66416 | SBESS TX7 LLC | 67843 | Farmersville West | TX | Collin | FARM | TS | Batteries | BA | IPP Non-CHP | 2 | 9.9 | 9.9 | 9.9 | 2 | 2025 | 24.7 | 9.9 | 9.9 | LIB |  |  |  | 3.3 | CS | PR | N | N | N | N | N | N | N | N | N | N |  |  |  |  | N | [6 empty] | N
66417 | SBESS TX6 LLC | 67844 | Hidden Lakes | TX | Galveston | HIDD | V | Batteries | BA | IPP Non-CHP | 2 | 9.9 | 9.9 | 9.9 | 9 | 2025 | 24.7 | 9.9 | 9.9 | LIB |  |  |  | 3.3 | CS | PR | N | N | N | N | N | N | N | N | N | N |  |  |  |  | N | [6 empty] | N
66418 | SBESS TX5 LLC | 67845 | Junction BESS | TX | Kimble | JUTX5 | TS | Batteries | BA | IPP Non-CHP | 2 | 9.9 | 9.9 | 9.9 | 3 | 2025 | 24.7 | 9.9 | 9.9 | LIB |  |  |  | 3.3 | CS | PR | N | N | N | N | N | N | N | N | N | N |  |  |  |  | N | [6 empty] | N
66422 | ORNI 30 LLC | 67850 | Arrowleaf Solar and Storage | CA | Imperial | ALBS1 | U | Batteries | BA | IPP Non-CHP | 2 | 35 | 35 | 35 | 11 | 2025 | 140 | 35 | 35 | LIB |  |  |  | 47.3 | CS: CS; N: PR; N: Y; Y: Y |  |  |  | N | 67850 | ALS1 |  |  |  |  | N
66423 | VESI 34 LLC | 67851 | Montague Energy Storage | NJ | Sussex | MONT1 | TS | Batteries | BA | IPP Non-CHP | 2 | 20 | 20 | 20 | 12 | 2024 | 18.1 | 20.6 | 24.7 | LIB |  |  |  | 25.2 | CS: CS; N: PR; N: Y; N: Y |  |  |  | N | [6 empty] | N
64904 | AES Clean Energy | 67855 | Westwing | AZ | Maricopa | WEST2 | V | Batteries | BA | IPP Non-CHP | 2 | 118 | 118 | 118 | 5 | 2025 | 481 | 118 | 118 | LIB |  |  |  | 38.6 | CS: CS; N: PR; N: Y; N: Y; N: Y |  |  |  | N | [6 empty] | Y
66434 | Foster Clean Power B, LLC | 67859 | Foster Clean Power B | CA | Humboldt | BESSB | U | Batteries | BA | IPP Non-CHP | 2 | 1.2 | 1.2 | 1.2 | 6 | 2025 | 5.4 | 1.4 | 1.4 | LIB |  |  |  | 1.4 | CS: CS; N: Y; PR: PR | Y |  |  | Y | 67859 | FOSTB |  |  |  |  | N
66431 | Liberty 1 Solar LLC | 67867 | Liberty Hybrid Solar and Storage Project | TX | Harris | LIB2 | V | Batteries | BA | IPP Non-CHP | 2 | 65 | 65 | 65 | 7 | 2025 | 62.4 | 60 | 60 | LIB |  |  |  | 28.3 | CS: CS; N: PR; N: Y; N: Y; PR: N |  |  |  | N | [6 empty] | Y
66448 | Parks Valley Energy LLC | 67874 | Parks Valley Energy LLC | WV | Hampshire | ENX32 | P | Batteries | BA | IPP Non-CHP | 2 | 150 | 150 | 150 | 12 | 2027 | 200 | 50 | 50 | LIB |  |  |  | 16.4 | CT | PR | N | N | N | N | N | N | N | N | N | N |  |  |  |  | N | [6 empty] | Y
20323 | Wellhead Services, Inc | 67878 | Chula Vista Energy Center 2 | CA | San Diego | BESS1 | U | Batteries | BA | Industrial Non-CHP | 6 | 50 | 50 | 50 | 1 | 2026 | 219 | 50 | 50 | LIB |  |  |  | 15 | CS: CS; N: PR; N: Y; N: Y; N: Y |  |  | N | N | [6 empty] | N
66445 | NineDot Holdings, LLC | 67880 | Arthur Kill Energy, LLC | NY | Richmond | ND009 | TS | Batteries | BA | IPP Non-CHP | 2 | 5 | 5 | 5 | 2 | 2025 | 21.7 | 2.3 | 5 | LIB |  |  |  | 4.4 | CS: CS; N: Y; N: Y; N: PR |  |  | N | N | [6 empty] | Y
66445 | NineDot Holdings, LLC | 67882 | Empire Clean Energy, LLC | NY | Richmond | ND007 | V | Batteries | BA | IPP Non-CHP | 2 | 5 | 5 | 5 | 2 | 2025 | 21.7 | 2.7 | 5 | LIB |  |  |  | 4.4 | CS: CS; N: Y; N: Y; N: PR |  |  | N | N | [6 empty] | Y
66445 | NineDot Holdings, LLC | 67882 | Empire Clean Energy, LLC | NY | Richmond | ND008 | V | Batteries | BA | IPP Non-CHP | 2 | 5 | 5 | 5 | 5 | 2025 | 21.7 | 2.7 | 5 | LIB |  |  |  | 4.4 | CS: CS; N: Y; N: Y; N: PR |  |  | N | N | [6 empty] | Y
66461 | Two Oaks Solar and Storage | 67884 | Two Oaks Solar and Storage LLC | VA | Louisa | ENX28 | P | Batteries | BA | IPP Non-CHP | 2 | 50 | 50 | 50 | 11 | 2027 | 200 | 50 | 50 | LIB |  |  |  | 16.4 | CT | PR | N | N | N | N | N | N | N | N | N | N |  |  |  |  | N | [6 empty] | Y
66445 | NineDot Holdings, LLC | 67885 | Nelson Clean Energy, LLC | NY | Richmond | ND005 | U | Batteries | BA | IPP Non-CHP | 2 | 3 | 3 | 3 | 6 | 2025 | 12.4 | 1.6 | 3 | LIB |  |  |  | 2.5 | CS: CS; N: Y; N: Y; N: PR |  |  | N | N | [6 empty] | Y
66445 | NineDot Holdings, LLC | 67885 | Nelson Clean Energy, LLC | NY | Richmond | ND006 | U | Batteries | BA | IPP Non-CHP | 2 | 5 | 5 | 5 | 6 | 2025 | 21.7 | 2.7 | 5 | LIB |  |  |  | 4.4 | CS: CS; N: Y; N: Y; N: PR |  |  | N | N | [6 empty] | Y
66462 | Dunns Bridge II Solar and Storage Generation LLC | 67893 | Dunns Bridge II Solar | IN | Starke | DB2BS | V | Batteries | BA | IPP Non-CHP | 2 | 56.3 | 56.3 | 56.3 | 1 | 2025 | 225 | 56.3 | 56.3 | LIB |  |  |  | 41.1 | CS | PR | Y |  | Y |  | N | Y |  | Y | Y | [5 empty] | N | [6 empty] | N
66463 | 51LV 8me, LLC | 67894 | Bellefield 3 Solar and Battery Storage | CA | Kern | 51LVB | P | Batteries | BA | IPP Non-CHP | 2 | 150 | 150 | 150 | 5 | 2027 | 600 | 150 | 150 | LIB |  |  |  | 75.5 | CS: CS; N: PR; N: Y; N: Y; PR: Y; Y: Y |  |  |  | Y | 67894 | 51LVA |  |  |  |  | Y
66464 | 210MS 8me, LLC | 67895 | Brittlebush Solar and Battery Storage | TX | Henderson | 21MSB | P | Batteries | BA | IPP Non-CHP | 2 | 400 | 400 | 400 | 4 | 2029 | 800 | 400 | 400 | LIB |  |  |  | 246.9 | CS: CS; N: PR; N: Y; N: Y; PR: Y; Y: Y |  |  |  | Y | 67895 | 21MSA |  |  |  |  | Y
66465 | 229HD 8me, LLC | 67896 | Holstein 2 Battery Storage | TX | Nolan | 229HD | P | Batteries | BA | IPP Non-CHP | 2 | 100 | 100 | 100 | 5 | 2027 | 200 | 100 | 100 | LIB |  |  |  | 33.7 | CS: CS; N: PR; PR: Y |  |  |  | N | [6 empty] | N
66466 | 452HL 8me, LLC | 67897 | Pasilla Solar and Battery Storage | NM | Lea | 45HLB | P | Batteries | BA | IPP Non-CHP | 2 | 250 | 250 | 250 | 10 | 2028 | 1000 | 250 | 250 | LIB |  |  |  | 114.2 | CS: CS; N: PR; N: Y; PR: Y; Y: Y |  |  |  | Y | 67897 | 45HLA |  |  |  |  | Y
66467 | Escape Solar LLC | 67898 | Escape Solar Plant | NV | Lincoln | ESPHB | L | Batteries | BA | IPP Non-CHP | 2 | 100 | 100 | 100 | 12 | 2025 | 400 | 100 | 100 | LIB |  |  |  | 32.9 | CS: CS; N: PR; PR: Y; Y: Y |  |  |  | Y | 67898 | ESPH2 |  |  |  |  | N
24211 | Tucson Electric Power Co | 67905 | Roadrunner Reserve Phase 1 | AZ | Pima | RDR1 | U | Batteries | BA | Electric Utility | 1 | 200 | 200 | 200 | 6 | 2025 | 800 | 200 | 200 | OTH |  |  |  | 65 | CS: CS; N: Y; N: PR; N: Y; PR: Y |  |  |  | N | [6 empty] | N
65144 | Samsung C&T Renewables, LLC | 67917 | Champaign BESS, LLC | TX | Glasscock | CHMPN | P | Batteries | BA | IPP Non-CHP | 2 | 202.7 | 202.7 | 202.7 | 9 | 2026 | 400 | 202.6 | 202.6 | LIB |  |  |  | 119.4 | CS: CS; N: PR; N: Y; Y: N |  |  | N | N | [6 empty] | N
65144 | Samsung C&T Renewables, LLC | 67918 | Dios BESS, LLC | TX | Jackson | DIOS | P | Batteries | BA | IPP Non-CHP | 2 | 201.6 | 201.6 | 201.6 | 3 | 2027 | 400 | 201.1 | 201.1 | LIB |  |  |  | 119.4 | CS: CS; N: PR; N: Y |  |  | N | N | [6 empty] | N
65144 | Samsung C&T Renewables, LLC | 67919 | Dolce BESS, LLC | TX | Mitchell | DOLCE | P | Batteries | BA | IPP Non-CHP | 2 | 101.4 | 101.4 | 101.4 | 4 | 2026 | 200 | 101.4 | 101.4 | LIB |  |  |  | 59.6 | CS: CS; N: PR; N: Y |  |  | N | N | [6 empty] | N
66480 | Daggett Solar Power 1 LLC | 67931 | Daggett 1 | CA | San Bernardino | DAG1 | V | Batteries | BA | IPP Non-CHP | 2 | 113.5 | 113.5 | 113.5 | 8 | 2025 | 454 | 113.5 | 113.5 | LIB |  |  |  | 47.6 | CS: CS; N: PR; N: Y; N: Y; PR: N |  |  |  | N | [6 empty] | Y
66485 | Vernon Solar and Storage, LLC | 67934 | Vernon Solar and Storage | TX | Wilbarger | VERNB | P | Batteries | BA | IPP Non-CHP | 2 | 38 | 38 | 38 | 2 | 2028 | 70 | 35 | 35 | LIB |  |  |  | 11.5 | CS: CS; N: PR; N: Y; N: Y |  |  |  | N | [6 empty] | N
64545 | Vesper Energy Development LLC | 67945 | Juniper Creek Storage | CA | Sacramento | JCSIB | T | Batteries | BA | IPP Non-CHP | 2 | 200 | 200 | 200 | 12 | 2026 | 800 | 200 | 200 | LIB |  |  |  | 200 | CS: CS; N: PR; N: Y; N: Y; N: Y |  |  |  | N | [6 empty] | N
65076 | HEN Infrastructure, L.L.C. | 67949 | Poteet | TX | Atascosa | POTEB | V | Batteries | BA | IPP Non-CHP | 2 | 9.9 | 9.9 | 9.9 | 10 | 2025 | 9.9 | 9.9 | 9.9 | LIB |  |  |  | 9.9 | CS: CS; N: PR; N: Y; N: Y |  |  |  | N | [6 empty] | N
66509 | Red River Clean Energy | 67956 | Concho Pearl Solar and Storage | TX | Concho | CONBS | T | Batteries | BA | IPP Non-CHP | 2 | 162.4 | 162.4 | 162.4 | 10 | 2027 | 324.8 | 162.4 | 162.4 | LIB |  |  |  | 191.5 | CS: CS; N: PR; N: Y; N: Y; N: Y |  |  |  | N | [6 empty] | N
65076 | HEN Infrastructure, L.L.C. | 67963 | Tynan | TX | Bee | TYNNB | V | Batteries | BA | IPP Non-CHP | 2 | 9.9 | 9.9 | 9.9 | 5 | 2025 | 9.9 | 9.9 | 9.9 | LIB |  |  |  | 9.9 | CS: CS; N: PR; N: Y; N: Y |  |  |  | N | [6 empty] | N
803 | Arizona Public Service Co | 67964 | Agave | AZ | Maricopa | A400M | U | Batteries | BA | Electric Utility | 1 | 150 | 150 | 150 | 6 | 2026 | 600 | 150 | 150 | LIB |  |  |  | 64.1 | CS: CS; N: Y; N: Y; N: PR; PR: Y; Y: Y |  |  |  | Y | 67964 | A150M |  |  |  |  | N
66526 | Burksol, LLC | 67968 | Burksol Energy Storage | TX | Dickens | BES | V | Batteries | BA | IPP Non-CHP | 2 | 100 | 100 | 100 | 3 | 2025 | 200 | 100 | 100 | LIB |  |  |  | 32.9 | CS: CS; N: PR; N: Y |  |  |  | N | [6 empty] | N
50123 | Leeward Asset Management, LLC | 67973 | Sierra Pinta BESS | AZ | Yuma | SP01 | U | Batteries | BA | IPP Non-CHP | 2 | 113 | 113 | 113 | 8 | 2025 | 113 | 113 | 113 | LIB |  |  |  | 113 | BL | N | N | N | N | N | N | N | N | PR | N | N |  |  |  | N | N | [6 empty] | Y
17166 | Sierra Pacific Power Co | 67978 | Sierra Solar Hybrid | NV | Churchill | SSES1 | L | Batteries | BA | Electric Utility | 1 | 400 | 400 | 400 | 7 | 2027 | 1600 | 400 | 400 | LIB |  |  |  | 131.5 | CS: CS; N: Y; N: Y; N: Y; PR: PR; Y: Y |  |  |  | Y | 67978 | SSPV1 |  |  |  |  | N
66527 | May Renewables LLC | 67981 | May Renewables | SC | Orangeburg | MAYB | P | Batteries | BA | IPP Non-CHP | 2 | 100 | 100 | 100 | 6 | 2031 | 400 | 100 | 100 | LIB |  |  |  |  | CS: CS; N: PR; N: Y; PR: Y; Y: Y |  |  |  | Y | 67981 | MAY |  |  |  |  | N
64545 | Vesper Energy Development LLC | 67982 | Athens Solar I (Hybrid) | CA | Placer | ATHSB | P | Batteries | BA | IPP Non-CHP | 2 | 250 | 250 | 250 | 6 | 2028 | 1000 | 250 | 250 | LIB |  |  |  | 1 | CS: CS; N: PR; N: Y; N: Y; N: Y; PR: Y; Y: Y |  |  |  | Y | 67982 | ATHS1 |  |  |  |  | N
64545 | Vesper Energy Development LLC | 67983 | Aurora Renewable Energy (Hybrid) | CA | Stanislaus | AURRB | P | Batteries | BA | IPP Non-CHP | 2 | 50 | 50 | 50 | 4 | 2028 | 200 | 50 | 50 | LIB |  |  |  | 1 | CS: CS; N: PR; N: Y; N: Y; N: Y; PR: Y; Y: Y |  |  |  | Y | 67983 | AURRE |  |  |  |  | N
64545 | Vesper Energy Development LLC | 67985 | Hornet Solar II (TX) (Hybrid) | TX | Swisher | HRT2B | L | Batteries | BA | IPP Non-CHP | 2 | 200 | 200 | 200 | 6 | 2026 | 800 | 200 | 200 | LIB |  |  |  | 200 | CS: CS; N: PR; PR: Y | Y |  |  | Y | 67985 | HRNT2 |  |  |  |  | N
64545 | Vesper Energy Development LLC | 67986 | Meadow Springs Renewable Energy (Hybrid) | IL | White | MSPRB | P | Batteries | BA | IPP Non-CHP | 2 | 150 | 150 | 150 | 12 | 2026 | 600 | 150 | 150 | LIB |  |  |  | 1 | CS: CS; N: Y; PR: PR | Y |  |  | Y | 67986 | MSPRE |  |  |  |  | N
64545 | Vesper Energy Development LLC | 67987 | Mystic Springs Renewable Energy (Hybrid) | TX | Kaufman | MYSPB | P | Batteries | BA | IPP Non-CHP | 2 | 250 | 250 | 250 | 12 | 2026 | 1000 | 250 | 250 | LIB |  |  |  | 250 | CS: CS; N: PR; PR: Y | Y |  |  | Y | 67987 | MYSPS |  |  |  |  | N
66549 | Caballero CA Storage LLC | 68012 | Caballero | CA | San Luis Obispo | CAB11 | TS | Batteries | BA | IPP Non-CHP | 2 | 99.7 | 99.7 | 99.7 | 4 | 2025 | 398.8 | 99.7 | 99.7 | LIB |  |  |  | 51.4 | CS: CS; N: PR; N: Y; N: Y; N: Y; N: Y; PR: N |  |  |  | N | [6 empty] | Y
64545 | Vesper Energy Development LLC | 68015 | Emerald Hill Energy Storage | TX | Dallas | EMHES | P | Batteries | BA | IPP Non-CHP | 2 | 250 | 250 | 250 | 4 | 2026 | 500 | 250 | 250 | LIB |  |  |  |  | CS | PR | Y |  |  |  |  | Y | Y | Y | Y | N |  |  |  | N | N | [6 empty] | Y
60059 | ZGlobal Inc | 68018 | Merced BESS | CA | Merced | MRCDB | U | Batteries | BA | IPP Non-CHP | 2 | 3 | 3 | 3 | 6 | 2025 | 12 | 0.3 | 0.3 | LIB |  |  |  | 1.5 | CS | PR | N | N | N | N | N | N | N | N | N | N |  |  |  | N | N | [6 empty] | N
65144 | Samsung C&T Renewables, LLC | 68019 | Richwood Solar and Storage | OH | Union | RICBA | P | Batteries | BA | IPP Non-CHP | 2 | 50 | 50 | 50 | 12 | 2028 | 200 | 50 | 50 | LIB |  |  |  | 19.3 | CS: CS; N: PR; N: Y; N: Y; N: Y; Y: N |  |  |  | N | [6 empty] | N
66554 | Cowboy Solar I | 68022 | Cowboy Solar I | WY | Laramie | CLPBS | P | Batteries | BA | IPP Non-CHP | 2 | 400 | 400 | 400 | 3 | 2027 | 544 | 136 | 136 | LIB |  |  |  | 0.9 | CS: CS; N: PR; N: Y; PR: Y |  |  |  | N | [6 empty] | N
66555 | BCE Seal Beach | 68023 | BCE Seal Beach | CA | Orange | SBBS1 | U | Batteries | BA | IPP Non-CHP | 2 | 16.7 | 16.7 | 16.7 | 7 | 2025 | 64 | 16.7 | 16.7 | LIB |  |  |  | 16.7 | CS: CS; N: PR; N: Y; N: Y; N: Y; PR: Y; Y: Y |  |  |  | Y | 68023 | SBBS1 |  |  |  |  | N
64545 | Vesper Energy Development LLC | 68030 | Red Hollow Renewable Energy | TX | Archer | RHLWB | P | Batteries | BA | IPP Non-CHP | 2 | 300 | 300 | 300 | 10 | 2027 | 1200 | 300 | 300 | LIB |  |  |  | 300 | CS: CS; N: PR; PR: Y | Y |  |  | Y | 68030 | RDHLW |  |  |  |  | N
64545 | Vesper Energy Development LLC | 68031 | Scopus Solar | MO | Bollinger | SCPSB | P | Batteries | BA | IPP Non-CHP | 2 | 200 | 200 | 200 | 12 | 2026 | 800 | 200 | 200 | LIB |  |  |  | 1 | CS: CS; N: Y; N: Y; N: Y; PR: PR | Y |  |  | Y | 68031 | SCPSR |  |  |  |  | N
64545 | Vesper Energy Development LLC | 68032 | Skylight Renewable Energy | CA | Sutter | SKREB | P | Batteries | BA | IPP Non-CHP | 2 | 100 | 100 | 100 | 6 | 2028 | 400 | 100 | 100 | LIB |  |  |  | 1 | CS: CS; N: PR; N: Y; N: Y; N: Y; PR: Y | Y |  |  | Y | 68032 | SKLRE |  |  |  |  | N
64545 | Vesper Energy Development LLC | 68033 | Sunrose Renewable Energy | TX | Austin | SRSEB | P | Batteries | BA | IPP Non-CHP | 2 | 300 | 300 | 300 | 12 | 2027 | 1200 | 300 | 300 | LIB |  |  |  | 300 | CS: CS; N: PR; PR: Y | Y |  |  | Y | 68033 | SNRSE |  |  |  |  | N
64545 | Vesper Energy Development LLC | 68034 | Sunscape Renewable Energy | TX | Nueces | SNSCB | P | Batteries | BA | IPP Non-CHP | 2 | 500 | 500 | 500 | 10 | 2028 | 2000 | 500 | 500 | LIB |  |  |  | 1 | CS: CS; N: Y; PR: PR; Y: Y |  |  |  | Y | 68034 | SNSCP |  |  |  |  | N
64545 | Vesper Energy Development LLC | 68035 | Syracuse and Tours Renewable Energy | CA | Kern | SYTOB | T | Batteries | BA | IPP Non-CHP | 2 | 40 | 40 | 40 | 11 | 2027 | 160 | 40 | 40 | LIB |  |  |  | 1 | CS: CS; N: PR; N: Y; N: Y; N: Y; PR: Y | Y |  |  | Y | 68035 | SYTOR |  |  |  |  | N
64545 | Vesper Energy Development LLC | 68036 | Vichy Solar | MO | Maries | VCHSB | P | Batteries | BA | IPP Non-CHP | 2 | 200 | 200 | 200 | 12 | 2026 | 800 | 200 | 200 | LIB |  |  |  | 1 | CS: CS; N: Y; N: Y; N: Y; PR: PR | Y |  |  | Y | 68036 | VCHSR |  |  |  |  | N
64904 | AES Clean Energy | 68043 | Robeson Solar I | NC | Robeson | ROBSS | P | Batteries | BA | IPP Non-CHP | 2 | 28 | 28 | 28 | 12 | 2028 | 28 | 28 | 28 | LIB |  |  |  | 9.2 | CS | PR | N | N | N | N | N | N | N | N | N | Y | Y |  |  |  | Y | 68043 | ROBES |  |  |  |  | N
11479 | Madison Gas & Electric Co | 68054 | Sunnyside Solar Energy Center | WI | Dane | SNSB | L | Batteries | BA | Electric Utility | 1 | 40 | 40 | 40 | 11 | 2026 | 160 | 40 | 40 | LIB |  |  |  | 885.2 | CS CS: CS; Y PR: PR; Y N: Y; Y N: Y; Y N: Y; Y N: Y |  |  | N | N | [6 empty] | N
66567 | Prospect Power, LLC | 68055 | Prospect Power BESS | VA | Rockingham | PPB | L | Batteries | BA | IPP Non-CHP | 2 | 150 | 150 | 150 | 2 | 2026 | 734 | 183.6 | 183.6 | LIB |  |  |  | 120 | CS CS: CS; Y PR: PR; Y N: Y; Y N: Y |  |  |  | N | [6 empty] | Y
66509 | Red River Clean Energy | 68078 | Chisme Solar and Storage | TX | Mills | CHIBS | T | Batteries | BA | IPP Non-CHP | 2 | 146 | 146 | 146 | 4 | 2027 | 292 | 146 | 146 | LIB |  |  |  | 171.4 | CS CS: CS; Y PR: PR; Y N: Y; Y N: Y; Y N: Y |  |  |  | N | [6 empty] | N
66581 | GRS BESS Texas Eight LLC | 68080 | Marcos PV and BESS | TX | Victoria | GRS8B | L | Batteries | BA | IPP Non-CHP | 2 | 115.9 | 115 | 115 | 8 | 2027 | 231.8 | 115 | 115 | LIB |  |  |  | 67.2 | CS | PR | N | N | N | N | N | N | Y | Y | N | Y | Y |  |  |  | Y | 68080 | GRS8P |  |  |  |  | N
50123 | Leeward Asset Management, LLC | 68084 | Morrow Lake BESS | TX | Frio | MLB | U | Batteries | BA | IPP Non-CHP | 2 | 200 | 200 | 200 | 1 | 2027 | 400 | 400 | 400 | LIB |  |  |  | 65.8 | CS CS: BL; Y N: PR; Y Y: Y |  |  |  | N | [6 empty] | Y
65801 | Angelo Storage, LLC | 68146 | Angelo Storage | TX | Tom Green | ANGBA | TS | Batteries | BA | IPP Non-CHP | 2 | 100 | 100 | 100 | 2 | 2025 | 249.4 | 100 | 100 | LIB |  |  |  | 32.9 | CS CS: CS; PR PR: PR; Y N: Y; Y N: Y; Y Y: Y |  |  |  | N | [6 empty] | N
65803 | Raven Storage, LLC | 68149 | Raven Storage | TX | Wharton | RAVEB | P | Batteries | BA | IPP Non-CHP | 2 | 100 | 100 | 100 | 7 | 2026 | 290.9 | 100 | 100 | LIB |  |  |  | 32.9 | CS CS: CS; PR PR: PR; Y N: Y; Y N: Y; Y Y: Y; Y N: N |  |  |  | N | [6 empty] | N
66616 | Fremont Solar, LLC | 68153 | Fremont Solar | UT | Iron | BA1 | L | Batteries | BA | IPP Non-CHP | 2 | 198 | 198 | 198 | 6 | 2027 | 198 | 50 | 50 | LIB |  |  |  | 25 | CS CS: CS; Y N: Y; Y Y: Y; Y Y: PR; Y Y: Y |  |  |  | Y | 68153 | PV1 |  |  |  |  | N
66607 | Belltown Power Texas 2, LLC | 68165 | Brotherton Storage | TX | Anderson | BROBA | L | Batteries | BA | IPP Non-CHP | 2 | 176.1 | 176.1 | 176.1 | 12 | 2026 | 352.3 | 176.1 | 176.1 | LIB |  |  |  | 87 | CS CS: CS; PR PR: PR; Y N: Y; Y N: Y; Y N: Y; Y Y: Y |  |  |  | N | [6 empty] | N
66607 | Belltown Power Texas 2, LLC | 68166 | Dolomite Storage | TX | Ellis | DOLBA | L | Batteries | BA | IPP Non-CHP | 2 | 125.7 | 125.7 | 125.7 | 11 | 2026 | 251.4 | 125.7 | 125.7 | LIB |  |  |  | 67.1 | CS CS: CS; PR PR: PR; Y N: Y; Y N: Y; Y N: Y; Y Y: Y |  |  |  | N | [6 empty] | N
66607 | Belltown Power Texas 2, LLC | 68168 | Kahla Storage | TX | Leon | KAHBA | L | Batteries | BA | IPP Non-CHP | 2 | 200.9 | 200.9 | 200.9 | 4 | 2026 | 401.8 | 200.9 | 200.9 | LIB |  |  |  | 67.1 | CS CS: CS; PR PR: PR; Y N: Y; Y N: Y; Y N: Y; Y Y: Y |  |  |  | N | [6 empty] | N
66607 | Belltown Power Texas 2, LLC | 68170 | Mcgee Storage | TX | Henderson | MCGBA | L | Batteries | BA | IPP Non-CHP | 2 | 151.3 | 151.3 | 151.3 | 12 | 2026 | 123 | 76.5 | 76.5 | LIB |  |  |  | 43.5 | CS CS: CS; PR PR: PR; Y N: Y; Y N: Y; Y N: Y; Y Y: Y |  |  |  | N | [6 empty] | N
66607 | Belltown Power Texas 2, LLC | 68171 | Mcmurtre Storage | TX | Hunt | MCMBA | L | Batteries | BA | IPP Non-CHP | 2 | 176.1 | 176.1 | 176.1 | 9 | 2026 | 352.3 | 176.1 | 176.1 | LIB |  |  |  | 87.1 | CS CS: CS; PR PR: PR; Y N: Y; Y N: Y; Y N: Y; Y Y: Y |  |  |  | N | [6 empty] | N
66607 | Belltown Power Texas 2, LLC | 68172 | Myers Solar and Storage | TX | Goliad | MYEBT | L | Batteries | BA | IPP Non-CHP | 2 | 75.7 | 75.7 | 75.7 | 8 | 2026 | 151.4 | 75.7 | 75.7 | LIB |  |  |  | 38 | CS CS: CS; PR PR: PR; Y N: Y; Y N: Y; Y N: Y; Y Y: Y |  |  |  | N | [6 empty] | N
66607 | Belltown Power Texas 2, LLC | 68173 | Sandford Solar and Storage | TX | Wise | SANBT | L | Batteries | BA | IPP Non-CHP | 2 | 100.9 | 100.9 | 100.9 | 5 | 2026 | 252.4 | 100.9 | 100.9 | LIB |  |  |  | 48 | CS CS: CS; PR PR: PR; Y N: Y; Y N: Y; Y N: Y; Y Y: Y |  |  |  | N | [6 empty] | N
66607 | Belltown Power Texas 2, LLC | 68174 | Stegall Solar and Storage | TX | Bell | STEBA | L | Batteries | BA | IPP Non-CHP | 2 | 50.5 | 50.5 | 50.5 | 12 | 2026 | 100.9 | 50.5 | 50.5 | LIB |  |  |  | 28.1 | CS CS: CS; PR PR: PR; Y N: Y; Y N: Y; Y N: Y; Y Y: Y |  |  |  | N | [6 empty] | N
66607 | Belltown Power Texas 2, LLC | 68176 | Willis Storage | TX | Hunt | WILBA | L | Batteries | BA | IPP Non-CHP | 2 | 176.1 | 176.1 | 176.1 | 9 | 2026 | 352.3 | 176.1 | 176.1 | LIB |  |  |  | 87 | CS CS: CS; PR PR: PR; Y N: Y; Y N: Y; Y N: Y; Y Y: Y |  |  |  | N | [6 empty] | N
66607 | Belltown Power Texas 2, LLC | 68177 | Windmill Ridge Storage | TX | Brazoria | WINBA | L | Batteries | BA | IPP Non-CHP | 2 | 151.4 | 151.4 | 151.4 | 12 | 2026 | 302.8 | 151.4 | 151.4 | LIB |  |  |  | 76.2 | CS CS: CS; PR PR: PR; Y N: Y; Y N: Y; Y N: Y; Y Y: Y |  |  |  | N | [6 empty] | N
66607 | Belltown Power Texas 2, LLC | 68178 | Yooperlite Storage | TX | Wise | YOOBA | L | Batteries | BA | IPP Non-CHP | 2 | 175.7 | 175.7 | 175.7 | 5 | 2026 | 351.3 | 175.7 | 175.7 | LIB |  |  |  | 88 | CS CS: CS; PR PR: PR; Y N: Y; Y N: Y; Y N: Y; Y Y: Y |  |  |  | N | [6 empty] | N
66617 | Big Elm Storage, LLC | 68181 | Big Elm Storage | TX | Bell | BELMB | V | Batteries | BA | IPP Non-CHP | 2 | 100 | 100 | 100 | 3 | 2026 | 250.8 | 100 | 100 | LIB |  |  |  | 32.9 | CS CS: CS; PR PR: PR; Y N: Y; Y N: Y; Y Y: Y |  |  |  | N | [6 empty] | N
66623 | Great Kiskadee Storage, LLC | 68189 | Great Kiskadee Storage | TX | Hidalgo | GKDBS | TS | Batteries | BA | IPP Non-CHP | 2 | 100 | 100 | 100 | 2 | 2025 | 249.4 | 100 | 100 | LIB |  |  |  | 32.9 | CS CS: CS; PR PR: PR; Y N: Y; Y N: Y; Y Y: Y |  |  |  | N | [6 empty] | N
66650 | Noble Solar LLC | 68209 | Purple Sage Energy Center | NV | Clark | PSGBS | P | Batteries | BA | IPP Non-CHP | 2 | 400 | 400 | 400 | 12 | 2026 | 1600 | 400 | 400 | LIB |  |  |  | 100 | CS CS: CS; PR PR: PR; Y N: Y; Y Y: Y |  |  |  | Y | 68209 | PSGPV |  |  |  |  | N
59300 | PNM Resources | 68210 | Sandia Energy Center | NM | Bernalillo | BESS | T | Batteries | BA | Electric Utility | 1 | 60 | 60 | 60 | 4 | 2026 | 240 | 60 | 60 | LIB |  |  |  | 19.7 | CS CS: CS; Y N: Y; Y N: Y; Y Y: Y; Y N: N; Y Y: PR |  |  | Y | N | [6 empty] | Y
66646 | ReWild Renewables, LLC | 68215 | Braley Hill North Solar | MA | Plymouth | BRAES | L | Batteries | BA | IPP Non-CHP | 2 | 5 | 5 | 5 | 12 | 2026 | 26 | 5 | 4.9 | LIB |  |  |  | 0 | CS | N | N | N | N | N | N | N | N | N | N | PR |  | Y |  |  | Y | 68215 | BRAPV |  |  |  |  | N
66646 | ReWild Renewables, LLC | 68216 | Cushman Road Solar | MA | Plymouth | CUSES | L | Batteries | BA | IPP Non-CHP | 2 | 3 | 3 | 3 | 12 | 2026 | 9.6 | 3 | 3 | LIB |  |  |  |  | CS | N | N | N | N | N | N | N | N | N | N | PR |  | Y |  |  | Y | 68216 | CUSPV |  |  |  |  | N
66646 | ReWild Renewables, LLC | 68217 | Featherbed Lane South Solar | MA | Plymouth | FEAES | L | Batteries | BA | IPP Non-CHP | 2 | 1 | 1 | 1 | 12 | 2026 | 5 | 1 | 1 | LIB |  |  |  |  | CS | N | N | N | N | N | N | N | N | N | N | PR |  | Y |  |  | Y | 68217 | FEAPV |  |  |  |  | N
66646 | ReWild Renewables, LLC | 68218 | Randall Lane Solar | MA | Plymouth | RANES | L | Batteries | BA | IPP Non-CHP | 2 | 5 | 5 | 5 | 12 | 2026 | 21 | 5 | 4.9 | LIB |  |  |  |  | CS | N | N | N | N | N | N | N | N | N | N | PR |  | Y |  |  | Y | 68218 | RANPV |  |  |  |  | N
66646 | ReWild Renewables, LLC | 68219 | Snipatuit Road Solar | MA | Plymouth | SNIES | L | Batteries | BA | IPP Non-CHP | 2 | 4 | 4 | 4 | 12 | 2026 | 12.8 | 4 | 4 | LIB |  |  |  |  | CS | N | N | N | N | N | N | N | N | N | N | PR |  | Y |  |  | Y | 68219 | SNIPV |  |  |  |  | N
65869 | Prologis Logistics Services Incorporated | 68235 | Romeoville 34B-SLCHI234 | IL | Will | C34BB | L | Batteries | BA | IPP Non-CHP | 2 | 0.5 | 0.5 | 0.5 | 4 | 2026 | 0.5 | 0.5 | 0.3 | LIB | NIB |  |  | 35 | CS CS: CS; PR PR: PR; Y N: Y; Y Y: Y; Y Y: Y |  |  |  | Y | 68235 | C234B |  |  |  |  | Y
65869 | Prologis Logistics Services Incorporated | 68239 | Romeoville 34A-SLCHI234 | IL | Will | C34AB | L | Batteries | BA | IPP Non-CHP | 2 | 0.5 | 0.5 | 0.5 | 4 | 2026 | 0.5 | 0.5 | 0.3 | LIB | NIB |  |  | 35 | CS CS: CS; PR PR: PR; Y N: Y; Y Y: Y; Y Y: Y |  |  |  | Y | 68239 | C234B |  |  |  |  | Y
66669 | Solar Star 3, LLC | 68240 | Solar Star 3 | CA | Kern | SS3BT | L | Batteries | BA | IPP Non-CHP | 2 | 23 | 23 | 23 | 11 | 2025 | 92 | 23 | 23 | LIB |  |  |  | 27.7 | CS CS: CS; PR PR: Y; Y N: Y; Y Y: PR; Y Y: Y |  |  |  | Y | 68240 | SS3PV |  |  |  |  | N
66670 | Solar Star 4, LLC | 68241 | Solar Star 4 | CA | Kern | SS4BT | L | Batteries | BA | IPP Non-CHP | 2 | 23 | 23 | 23 | 11 | 2025 | 92 | 23 | 23 | LIB |  |  |  | 27.7 | CS CS: CS; PR PR: Y; Y N: Y; Y Y: PR; Y Y: Y |  |  |  | N | 68241 | SS4PV |  |  |  |  | N
66687 | MS1 | 68261 | Sun Bear | CO | Montezuma | SNBR2 | L | Batteries | BA | IPP Non-CHP | 2 | 756 | 756 | 756 | 5 | 2029 | 3024 | 756 | 756 | LIB |  |  |  | 770 | CS |  | Y |  |  | Y |  | PR | Y |  | Y | Y | Y |  |  |  | Y | 68261 | SNBR1 |  |  |  |  | N
66700 | BOCA bn, LLC | 68281 | Box Canyon (AZ) | AZ | Pinal | BOCA2 | L | Batteries | BA | IPP Non-CHP | 2 | 300 | 300 | 300 | 12 | 2025 | 1200 | 300 | 300 | LIB |  |  |  | 145.3 | CS | Y | Y |  | Y | Y |  | PR |  | Y | Y | Y | Y |  |  |  | Y | 68281 | BOCA1 |  |  |  |  | N
66701 | CENT bn, LLC | 68282 | Centralia Battery Energy Storage System | WA | Thurston | CENT | L | Batteries | BA | IPP Non-CHP | 2 | 200 | 200 | 200 | 12 | 2028 | 800 | 200 | 200 | LIB |  |  |  | 96.9 | CS | Y | Y |  | Y | Y |  | PR |  | Y | Y | Y |  |  |  |  | N | [6 empty] | N
66702 | DESA bn, LLC | 68283 | Desert Sand BESS | AZ | Maricopa | DESA | L | Batteries | BA | IPP Non-CHP | 2 | 300 | 300 | 300 | 12 | 2028 | 1200 | 300 | 300 | LIB |  |  |  | 145.3 | CS | Y | Y |  | Y | Y |  | PR |  | Y | Y | Y |  |  |  |  | N | [6 empty] | N
66708 | Puuloa Solar LLC | 68285 | Puuloa Solar | HI | Honolulu | PS-2 | P | Batteries | BA | IPP Non-CHP | 2 | 6 | 6 | 6 | 12 | 2026 | 24 | 6 | 6 | LIB |  |  |  | 6.4 | CS | N | N | N | N | N | N | N | N | N | N | PR | Y |  |  |  | Y | 68285 | PS-1 |  |  |  |  | N
66681 | EAGL bn, LLC | 68287 | Eagle Eye Solar and Storage | AZ | La Paz | EAGL2 | L | Batteries | BA | IPP Non-CHP | 2 | 400 | 400 | 400 | 12 | 2027 | 1600 | 400 | 400 | LIB |  |  |  | 193.7 | CS | Y | Y |  | Y | Y |  | PR |  | Y | Y | Y | Y |  |  |  | N | [6 empty] | N
66684 | JUGU bn, LLC | 68291 | Juniper Gulch Solar and Storage | ID | Clark | JUGU2 | L | Batteries | BA | IPP Non-CHP | 2 | 200 | 200 | 200 | 6 | 2028 | 800 | 200 | 200 | LIB |  |  |  | 96.9 | CS | Y | Y |  | Y | Y |  | PR |  | Y | Y | Y |  |  |  |  | N | [6 empty] | N
66704 | THSI bn, LLC | 68298 | THREE SISTERS Solar Generation and BESS | AZ | Pinal | THSI1 | L | Batteries | BA | IPP Non-CHP | 2 | 300 | 300 | 300 | 8 | 2027 | 1200 | 600 | 600 | LIB |  |  |  | 145.3 | CS | Y | Y |  | Y | Y |  | PR |  | Y | Y | Y | Y |  |  |  | Y | 68298 | THSI2 |  |  |  |  | N
66705 | TUAL bn, LLC | 68299 | Tualatin Battery Energy Storage System | OR | Washington | TUAL | P | Batteries | BA | IPP Non-CHP | 2 | 400 | 400 | 400 | 12 | 2027 | 1600 | 400 | 400 | LIB |  |  |  | 183.4 | CS | Y | Y |  | Y | Y |  | PR |  | Y | Y | N | N |  |  |  | N | [6 empty] | N
66706 | SINC bn, LLC | 68300 | Sinclair BESS | WA | Jefferson | SINC | L | Batteries | BA | IPP Non-CHP | 2 | 200 | 200 | 200 | 4 | 2028 | 800 | 200 | 200 | LIB |  |  |  | 96.9 | CS | Y | Y |  | Y | Y |  | PR |  | Y | Y | Y | N |  |  |  | N | [6 empty] | N
66697 | Alpin Holding LLC | 68309 | Sunday Solar | VA | Rockingham | SUNB | P | Batteries | BA | IPP Non-CHP | 2 | 140 | 140 | 140 | 5 | 2028 | 140 | 140 | 140 | OTH | [5 empty] | N | N | N | N | N | N | N | N | N | N | PR | Y |  |  |  | Y | 68309 | SunB |  |  |  |  | N
66697 | Alpin Holding LLC | 68312 | Echelon Solar | OH | Carroll | ECHEB | P | Batteries | BA | IPP Non-CHP | 2 | 80 | 80 | 80 | 5 | 2028 | 80 | 80 | 80 | OTH | [5 empty] | N | N | N | N | N | N | N | N | N | N | PR | Y |  |  |  | Y | 69312 | EcheB |  |  |  |  | N
66697 | Alpin Holding LLC | 68313 | May Solar | VA | Pulaski | MAYB | P | Batteries | BA | IPP Non-CHP | 2 | 150 | 150 | 150 | 5 | 2028 | 150 | 150 | 150 | OTH | [5 empty] | N | N | N | N | N | N | N | N | N | N | PR | Y |  |  |  | Y | 68313 | MayB |  |  |  |  | N
66697 | Alpin Holding LLC | 68314 | Issa Solar | VA | Carroll | ISSAP | P | Batteries | BA | IPP Non-CHP | 2 | 150 | 150 | 150 | 5 | 2028 | 150 | 150 | 150 | OTH | [5 empty] | N | N | N | N | N | N | N | N | N | N | PR | Y |  |  |  | Y | 68314 | IssaP |  |  |  |  | N
66711 | ARFL bn, LLC | 68315 | Anthelope Hills Solar Generation BESS | MT | Beaverhead | ARFL2 | L | Batteries | BA | IPP Non-CHP | 2 | 200 | 200 | 200 | 12 | 2027 | 800 | 200 | 200 | LIB |  |  |  | 96.9 | CS | Y | Y |  | Y | Y |  | PR |  | Y | Y | Y | Y |  |  |  | Y | 68315 | ARFL1 |  |  |  |  | N
66712 | BIGL bn, LLC | 68316 | Biglow Solar Generation and BESS | OR | Sherman | BIGL2 | L | Batteries | BA | IPP Non-CHP | 2 | 250 | 250 | 250 | 12 | 2027 | 1000 | 250 | 250 | LIB |  |  |  | 121.1 | CS | Y | Y |  | Y | Y |  | PR |  | Y | Y | Y | Y |  |  |  | Y | 68316 | BIGL1 |  |  |  |  | N
66713 | DUTC bn, LLC | 68317 | Dutchman Solar generation and BESS | WY | Converse | DUTC2 | L | Batteries | BA | IPP Non-CHP | 2 | 499 | 499 | 499 | 8 | 2028 | 1996 | 499 | 499 | LIB |  |  |  | 241.7 | CS | Y | Y |  | Y | Y |  | PR |  | Y | Y | Y | Y |  |  |  | Y | 68317 | DUTC1 |  |  |  |  | N
66716 | ATLAS BESS IV, LLC | 68321 | Atlas BESS IV LLC | AZ | La Paz | ALT4 | V | Batteries | BA | IPP Non-CHP | 2 | 150 | 150 | 150 | 6 | 2026 | 600 | 150 | 150 | LIB |  |  |  | 93 | CS: CS; N: PR; N: Y; N: Y |  |  |  | N | [6 empty] | N
66717 | Atlas VII LLC | 68322 | Atlas VII | AZ | La Paz | ALT7A | V | Batteries | BA | IPP Non-CHP | 2 | 180 | 180 | 180 | 8 | 2025 | 720 | 180 | 180 | LIB |  |  |  | 111.6 | CS: CS; N: PR; N: Y; N: Y |  |  |  | N | [6 empty] | N
66717 | Atlas VII LLC | 68322 | Atlas VII | AZ | La Paz | ALT7B | V | Batteries | BA | IPP Non-CHP | 2 | 120 | 120 | 120 | 8 | 2025 | 480 | 120 | 120 | LIB |  |  |  | 74.4 | CS: CS; N: PR; N: Y; N: Y |  |  |  | N | [6 empty] | N
66718 | Atlas VIII LLC | 68323 | Atlas VIII | AZ | La Paz | ALT8A | V | Batteries | BA | IPP Non-CHP | 2 | 210.4 | 210.4 | 210.4 | 6 | 2026 | 841.6 | 210.4 | 210.4 | LIB |  |  |  | 130.2 | CS: CS; N: PR; N: Y; N: Y |  |  |  | N | [6 empty] | N
66718 | Atlas VIII LLC | 68323 | Atlas VIII | AZ | La Paz | ALT8B | V | Batteries | BA | IPP Non-CHP | 2 | 172 | 172 | 172 | 6 | 2026 | 688 | 172 | 172 | LIB |  |  |  | 106.6 | CS: CS; N: PR; N: Y; N: Y |  |  |  | N | [6 empty] | N
66719 | Atlas IX LLC | 68324 | Atlas IX | AZ | La Paz | ALT9 | V | Batteries | BA | IPP Non-CHP | 2 | 150 | 150 | 150 | 8 | 2025 | 600 | 150 | 150 | LIB |  |  |  | 93 | CS: CS; N: PR; N: Y; N: Y |  |  |  | N | [6 empty] | N
66715 | Yuma bn, LLC | 68328 | ORCHARD Solar Generation and BESS | AZ | Yuma | ORCH2 | L | Batteries | BA | IPP Non-CHP | 2 | 500 | 500 | 500 | 4 | 2027 | 2000 | 500 | 500 | LIB |  |  |  | 242.2 | CS | Y | Y |  | Y | Y |  | PR |  | Y | Y | Y | Y |  |  |  | Y | 68328 | ORCH1 |  |  |  |  | N
66735 | DEGA bn, LLC | 68332 | Dega Solar and Storage | AL | Talladega | DEGA2 | L | Batteries | BA | IPP Non-CHP | 2 | 200 | 200 | 200 | 12 | 2028 | 800 | 200 | 200 | LIB |  |  |  | 96.9 | CS | Y |  |  | Y | Y |  | PR |  | Y | Y | Y | Y |  |  |  | Y | 68332 | DEGA1 |  |  |  |  | N
66742 | Evans Creek Energy Storage LLC | 68334 | Evans Creek Energy Storage Project | TX | Val Verde | EVCRK | U | Batteries | BA | IPP Non-CHP | 2 | 103 | 103 | 103 | 6 | 2026 | 400 | [23 empty] | N | bar: N to N
66736 | GREE bn, LLC | 68341 | Greenwater BESS | WA | Pierce | GREE | P | Batteries | BA | IPP Non-CHP | 2 | 200 | 200 | 200 | 9 | 2026 | 800 | 200 | 200 | LIB |  |  |  | 96.9 | CS | Y | Y |  | Y | Y |  | PR |  | Y | Y | N |  |  |  |  | N | [6 empty] | N
66737 | HOHI bn, LLC | 68342 | Hop Hill Solar Generation and BESS | WA | Benton | HOHI2 | L | Batteries | BA | IPP Non-CHP | 2 | 1200 | 1200 | 1200 | 12 | 2028 | 5600 | 1400 | 1400 | LIB |  |  |  | 678.1 | CS | Y | Y |  | Y | Y |  | PR |  | Y | Y | Y | Y |  |  |  | Y | 68342 | HOHI1 |  |  |  |  | N
66738 | GRVA bn, LLC | 68343 | Grand Valley Solar Generation and BESS | CO | Mesa | GRVA2 | L | Batteries | BA | IPP Non-CHP | 2 | 100 | 100 | 100 | 12 | 2027 | 400 | 100 | 100 | LIB |  |  |  | 48.4 | CS | Y | Y |  | Y | Y |  | PR |  | Y | Y | Y | Y |  |  |  | Y | 68343 | GRVA1 |  |  |  |  | N
66739 | LOSN, LLC | 68344 | Lower Snake Solar Generation BESS | WA | Garfield | LOSN2 | L | Batteries | BA | IPP Non-CHP | 2 | 300 | 300 | 300 | 6 | 2028 | 1200 | 300 | 300 | LIB |  |  |  | 145.3 | CS | Y | Y |  | Y | Y |  | PR |  | Y | Y | Y | Y |  |  |  | Y | 68344 | LOSN1 |  |  |  |  | N
66740 | OPPO bn, LLC | 68345 | Oportunity Solar Generation and BESS | MT | Deer Lodge | OPPO2 | L | Batteries | BA | IPP Non-CHP | 2 | 200 | 200 | 200 | 6 | 2027 | 800 | 200 | 200 | LIB |  |  |  | 96.9 | CS | Y | Y |  | Y | Y |  | PR |  | Y | Y | Y | Y |  |  |  | Y | 68345 | OPPO1 |  |  |  |  | N
4226 | Consolidated Edison Co-NY Inc | 68346 | Brownsville Energy Storage System | NY | Kings | ESSBR | U | Batteries | BA | Electric Utility | 1 | 5.8 | 5.8 | 5.8 | 6 | 2025 | 5.8 | 5.8 | 5.8 | LIB |  |  |  | 5.8 | CS: CS; N: Y; N: PR |  |  | N | N | [6 empty] | Y
66751 | Alamo City ESS LLC | 68348 | Alamo City ESS | TX | Bexar | ACESS | P | Batteries | BA | IPP Non-CHP | 2 | 200 | 200 | 200 | 7 | 2027 | 400 | 200 | 20 | LIB |  |  |  | 65.8 | CS: CS; N: PR; N: Y; N: Y |  |  |  | N | [6 empty] | N
66752 | Avant Prairie ESS LLC | 68349 | Avant Prairie ESS | TX | Freestone | AVBS1 | P | Batteries | BA | IPP Non-CHP | 2 | 200 | 200 | 200 | 7 | 2027 | 400 | 200 | 200 | LIB |  |  |  | 65.8 | CS: CS; N: PR; N: Y; N: Y |  |  |  | N | [6 empty] | N
66754 | Bravo ESS LLC | 68350 | Bravo ESS | TX | Zapata | BESS1 | P | Batteries | BA | IPP Non-CHP | 2 | 200 | 200 | 200 | 7 | 2027 | 400 | 200 | 200 | LIB |  |  |  | 65.8 | CS: CS; N: PR; N: Y; N: Y |  |  |  | N | [6 empty] | N
66757 | La Salle ESS LLC | 68353 | La Salle ESS | TX | LaSalle | LSBS1 | P | Batteries | BA | IPP Non-CHP | 2 | 500 | 500 | 500 | 7 | 2027 | 1000 | 500 | 500 | LIB |  |  |  | 164.5 | CS: CS; N: PR; N: Y; N: Y |  |  |  | N | [6 empty] | N
66759 | Lazy U ESS 1 LLC | 68355 | Lazy U ESS 1 | TX | Hardeman | LUBA1 | P | Batteries | BA | IPP Non-CHP | 2 | 250 | 250 | 250 | 7 | 2027 | 1000 | 250 | 250 | LIB |  |  |  | 32.2 | CS: CS; N: PR; N: Y; N: Y |  |  |  | N | [6 empty] | N
66760 | Lazy U ESS 2 LLC | 68356 | Lazy U ESS 2 | TX | Hardeman | LUBA2 | P | Batteries | BA | IPP Non-CHP | 2 | 250 | 250 | 250 | 7 | 2026 | 1000 | 250 | 250 | LIB |  |  |  | 82.2 | CS: CS; N: PR; N: Y; N: Y |  |  |  | N | [6 empty] | N
66764 | Prost ESS LLC | 68360 | Prost ESS | TX | Austin | PRESS | P | Batteries | BA | IPP Non-CHP | 2 | 200 | 200 | 200 | 7 | 2027 | 800 | 200 | 200 | LIB |  |  |  | 65.8 | CS: CS; N: PR; N: Y; N: Y |  |  |  | N | [6 empty] | N
66765 | Rush ESS LLC | 68361 | Rush ESS | TX | Bexar | RUESS | P | Batteries | BA | IPP Non-CHP | 2 | 200 | 200 | 200 | 7 | 2027 | 800 | 200 | 200 | LIB |  |  |  | 65.8 | CS: CS; N: PR; N: Y; N: Y |  |  |  | N | [6 empty] | N
66766 | Sun Angel ESS LLC | 68362 | Sun Angel ESS | TX | Angelina | SABS1 | P | Batteries | BA | IPP Non-CHP | 2 | 200 | 200 | 200 | 7 | 2028 | 400 | 200 | 200 | LIB |  |  |  | 65.8 | CS: CS; N: PR; N: Y; N: Y |  |  |  | N | [6 empty] | N
66767 | SunShiner ESS LLC | 68363 | SunShiner ESS | TX | Zavala | SSESS | P | Batteries | BA | IPP Non-CHP | 2 | 200 | 200 | 200 | 7 | 2027 | 800 | 200 | 200 | LIB |  |  |  | 65.8 | CS: CS; N: PR; N: Y; N: Y |  |  |  | N | [6 empty] | N
66768 | Tex-Bar ESS LLC | 68364 | Tex-Bar ESS | TX | Madison | TBESS | P | Batteries | BA | IPP Non-CHP | 2 | 200 | 200 | 200 | 7 | 2027 | 800 | 200 | 200 | LIB |  |  |  | 65.8 | CS: CS; N: PR; N: Y; N: Y |  |  |  | N | [6 empty] | N
66769 | Old 300 Storage Center, LLC | 68365 | Old 300 Storage Center | TX | Fort Bend | 8681 | U | Batteries | BA | IPP Non-CHP | 2 | 250 | 250 | 250 | 3 | 2026 | 500 | 250 | 250 | LIB |  |  |  | 119.3 | CS: CS; N: PR; N: Y; N: N |  |  | N | N | [6 empty] | Y
66731 | BrightNight Power | 68366 | AGATE BESS | WA | Kitsap | AGAT | L | Batteries | BA | IPP Non-CHP | 2 | 170 | 170 | 170 | 12 | 2027 | 680 | 170 | 170 | LIB |  |  |  | 82.3 | CS | Y | Y |  | Y | Y |  | PR |  | Y | Y | Y | Y |  |  |  | N | [6 empty] | Y
66731 | BrightNight Power | 68367 | Pepper Hammock Solar and Storage | GA | Wayne | PEHA2 | L | Batteries | BA | IPP Non-CHP | 2 | 400 | 400 | 400 | 12 | 2028 | 1600 | 400 | 400 | LIB |  |  |  | 131.5 | CS | Y | Y |  | Y | Y |  |  |  | PR | Y | Y | Y |  |  |  | N | [6 empty] | N
66731 | BrightNight Power | 68370 | Salmonfly Solar and Storage | OR | Jefferson | SALM2 | L | Batteries | BA | IPP Non-CHP | 2 | 247 | 247 | 247 | 1 | 2028 | 988 | 247 | 247 | LIB |  |  |  | 119.6 | CS | Y | Y |  | Y | Y |  | PR |  | Y | Y | Y | Y |  |  |  | N | 68370 | SALM |  |  |  |  | N
66731 | BrightNight Power | 68371 | Red Butte Solar and Storage | UT | Iron | REBU2 | L | Batteries | BA | IPP Non-CHP | 2 | 300 | 300 | 300 | 12 | 2027 | 1200 | 300 | 300 | LIB |  |  |  | 145.3 | CS | Y | Y |  | Y | Y |  | PR |  | Y | Y | Y | Y |  |  |  | N | 68371 | REBU |  |  |  |  | N
66778 | Sunstone Solar, LLC | 68396 | Sunstone Solar | OR | Morrow | PGB45 | L | Batteries | BA | IPP Non-CHP | 2 | 1200 | 1200 | 1200 | 12 | 2027 | 4800 | 1200 | 1200 | OTH |  |  |  |  | CS: OT; N: Y; N: Y; N: PR; N: Y; PR: Y; Y: Y |  |  |  | Y | 68396 | PGR45 |  |  |  |  | N
66784 | 311SV 8me, LLC | 68414 | Catclaw Solar | AZ | Maricopa | SV | L | Batteries | BA | IPP Non-CHP | 2 | 250 | 250 | 250 | 11 | 2026 | 1000 | 250 | 250 | LIB |  |  |  | 82.1 | CS | PR | Y | Y | Y | Y |  |  |  | Y |  | Y | Y |  |  |  | Y | 68414 | CC8 |  |  |  |  | Y
66812 | Callisto II Energy Center LLC | 68422 | Callisto II Energy Center | TX | Harris | CALII | P | Batteries | BA | IPP Non-CHP | 2 | 400 | 400 | 400 | 6 | 2026 | 800 | 400 | 400 | LIB |  |  |  | 98.7 | CS: CS; N: PR; N: Y; N: Y |  |  |  | N | [6 empty] | N
66813 | St Gall Energy Storage II LLC | 68423 | St Gall Energy Storage II | TX | Pecos | SGES2 | P | Batteries | BA | IPP Non-CHP | 2 | 100 | 100 | 100 | 6 | 2025 | 200 | 100 | 100 | LIB |  |  |  | 32.9 | CS: CS; N: PR; N: Y; N: Y; N: N |  |  |  | N | [6 empty] | N
66814 | Tibbits Energy Storage LLC | 68424 | Tibbits Energy Storage | MI | Branch | TIBB1 | P | Batteries | BA | IPP Non-CHP | 2 | 104.9 | 100 | 100 | 6 | 2025 | 400 | 100 | 100 | LIB |  |  |  | 32.9 | CS: CS; N: PR; N: Y; N: Y |  |  |  | N | [6 empty] | N
66815 | Tidwell Prairie II LLC | 68425 | Tidwell Prairie II | TX | Robertson | TWPII | P | Batteries | BA | IPP Non-CHP | 2 | 200 | 200 | 200 | 3 | 2026 | 400 | 200 | 200 | LIB |  |  |  | 68.5 | CS: CS; N: PR; N: Y; N: Y |  |  |  | N | [6 empty] | N
66816 | Voyager Energy Storage LLC | 68426 | Voyager Energy Storage | MI | Washtenaw | VOYGR | P | Batteries | BA | IPP Non-CHP | 2 | 100 | 100 | 100 | 1 | 2027 | 400 | 100 | 100 | LIB |  |  |  | 32.9 | CS: CS; N: PR; N: Y; N: Y |  |  |  | N | [6 empty] | N
66786 | Gatsby Energy Storage LLC | 68428 | Gatsby Energy Storage Project | TX | Pecos | GTSBY | U | Batteries | BA | IPP Non-CHP | 2 | 103.4 | 103.4 | 103.4 | 3 | 2027 | 200 | [23 empty] | N | bar: N to N
66818 | 301AK 8me LLC | 68452 | Kitt Solar | AZ | Pinal | KITTB | P | Batteries | BA | IPP Non-CHP | 2 | 100 | 100 | 100 | 12 | 2026 | 400 | 100 | 100 | LIB |  |  |  | 33 | CS: CS; N: Y; N: Y; N: Y; N: Y; PR: PR; Y: Y |  |  |  | Y | 68452 | KITTS |  |  |  |  | N
66825 | Blue Summit II Storage, LLC | 68456 | Blue Summit II Storage | TX | Wilbarger | BSIIS | P | Batteries | BA | IPP Non-CHP | 2 | 150 | 150 | 150 | 12 | 2025 | 150 | 150 | 100 | LIB |  |  |  | 49.5 | CS | Y | Y |  | Y | Y |  |  |  | Y |  | PR | Y |  |  |  | Y | 61970 | BSII |  |  |  |  | N
66821 | Roadrunner Crossing Energy Storage LLC | 68460 | Roadrunner Crossing Energy Storage LLC | TX | Eastland | 7137 | U | Batteries | BA | Industrial Non-CHP | 6 | 150 | 150 | 150 | 12 | 2025 | 150 | 150 | 159.2 | LIB |  |  |  | 150 | CS | PR | Y |  | Y | Y |  |  |  | Y |  | Y | Y | N |  |  | Y | 66821 | 7137 |  |  |  |  | N
66831 | Key Energy Storage LLC | 68461 | Key Energy Storage | CA | Fresno | KEYBA | T | Batteries | BA | IPP Non-CHP | 2 | 75 | 75 | 75 | 10 | 2026 | 600 | 75 | 75 | LIB |  |  |  | 98.6 | CS | PR | N | N | N | N | N | N | Y | N | Y | N |  |  |  | N | N | [6 empty] | N
66831 | Key Energy Storage LLC | 68461 | Key Energy Storage | CA | Fresno | KEYBB | T | Batteries | BA | IPP Non-CHP | 2 | 190 | 190 | 190 | 4 | 2027 | 760 | 190 | 190 | LIB |  |  |  | 98.6 | CS: CS; PR: PR; Y: Y; Y: Y |  |  |  | N | N | [6 empty] | N
66831 | Key Energy Storage LLC | 68461 | Key Energy Storage | CA | Fresno | KEYBC | T | Batteries | BA | IPP Non-CHP | 2 | 35 | 35 | 35 | 4 | 2027 | 280 | 35 | 35 | LIB |  |  |  | 98.6 | CS: CS; PR: PR; Y: Y; Y: Y |  |  |  | N | N | [6 empty] | N
66217 | Copia Power | 68466 | Centennial Flats | AZ | La Paz | CFB1 | U | Batteries | BA | IPP Non-CHP | 2 | 89 | 89 | 89 | 1 | 2026
66217 | Copia Power | 68466 | Centennial Flats | AZ | La Paz | CFB2 | U | Batteries | BA | IPP Non-CHP | 2 | 89 | 89 | 89 | 1 | 2026
66217 | Copia Power | 68466 | Centennial Flats | AZ | La Paz | CFB3 | U | Batteries | BA | IPP Non-CHP | 2 | 89 | 89 | 89 | 1 | 2026
66843 | Kearsarge Riverpark I LLC | 68475 | Kearsarge Riverpark I LLC | MA | Middlesex | RIV1 | V | Batteries | BA | IPP Non-CHP | 2 | 5 | 5 | 5 | 5 | 2025 | 11.2 | 5 | 5 | LIB |  |  |  | 3 | CS | N | N | N | N | N | N | PR | N | N | N | N |  |  |  |  | N | [6 empty] | N
66843 | Kearsarge Riverpark I LLC | 68476 | Kearsarge Riverpark II LLC | MA | Middlesex | RIV2 | V | Batteries | BA | IPP Non-CHP | 2 | 5 | 5 | 5 | 5 | 2025 | 11.2 | 5 | 5 | LIB |  |  |  | 3 | CS | N | N | N | N | N | N | PR | N | N | N | N |  |  |  |  | N | [6 empty] | N
66844 | Pediment BESS I LLC | 68477 | Pediment BESS I | AZ | Maricopa | 1 | U | Batteries | BA | IPP Non-CHP | 2 | 250 | 250 | 250 | 4 | 2026 | 1000 | 250 | 250 | LIB |  |  |  | 81.4 | CS: CS; PR: PR; N: Y |  |  |  | N | N | [6 empty] | N
66856 | 22SV 8ME LLC | 68485 | Rexford 2 Solar Farm | CA | Tulare | 22SVB | P | Batteries | BA | IPP Non-CHP | 2 | 200 | 200 | 200 | 12 | 2028 | 800 | 200 | 200 | LIB | FLB |  |  | 400 | CS: BL; N: Y; N: PR; N: Y; N: Y |  | Y |  |  | Y | 68485 | 22SVA |  |  |  |  | Y
66857 | 44ST 8ME LLC | 68486 | Sienna 2 Solar and Storage Project | CA | San Bernardino | 44STB | P | Batteries | BA | IPP Non-CHP | 2 | 55 | 55 | 55 | 3 | 2029 | 220 | 55 | 55 | LIB | FLB |  |  | 110 | CS: BL; N: Y; N: PR; N: Y; N: Y |  | Y |  |  | Y | 68486 | 44STA |  |  |  |  | Y
66853 | Sun Pond, LLC | 68492 | Sun Pond | AZ | Maricopa | GEN02 | V | Batteries | BA | IPP Non-CHP | 2 | 85 | 85 | 85 | 4 | 2026 | 340 | 85 | 85 | LIB |  |  |  | 27.9 | CS: CS; N: PR; N: Y |  |  |  |  | N | [6 empty] | N
66848 | VESI 15 LLC | 68494 | Shirk Energy Storage | CA | Tulare | SHRK1 | U | Batteries | BA | IPP Non-CHP | 2 | 80 | 80 | 80 | 3 | 2026 | 320 | 80 | 80 | LIB |  |  |  | 100 | CS: CS; PR: PR; N: Y; N: Y |  |  |  |  | N | [6 empty] | N
66849 | VESI 37 LLC | 68495 | Bird Dog Energy Storage | TX | San Patricio | BDOG1 | U | Batteries | BA | IPP Non-CHP | 2 | 60 | 60 | 60 | 5 | 2026 | 120 | 60 | 60 | LIB |  |  |  | 81 | CS: CS; PR: PR; N: Y; N: Y |  |  |  |  | N | [6 empty] | N
66850 | VESI 38 LLC | 68496 | Lower Rio Energy Storage | TX | Hidalgo | LOWR1 | U | Batteries | BA | IPP Non-CHP | 2 | 60 | 60 | 60 | 8 | 2025 | 120 | 60 | 60 | LIB |  |  |  | 81 | CS: CS; PR: PR; N: Y; N: Y |  |  |  |  | N | [6 empty] | N
56215 | Big Sky Wind, LLC | 68499 | Crowned Heron 1 - Storage, LLC | TX | Fort Bend | CWHBA | U | Batteries | BA | IPP Non-CHP | 2 | 150 | 150 | 150 | 11 | 2025 | 300 | 150 | 150 | LIB |  |  |  | 49.8 | CS | Y | PR | Y | Y | Y | Y | Y | Y | Y | Y | [5 empty] | N | [6 empty] | N
56215 | Big Sky Wind, LLC | 68500 | Crowned Heron 2 - Storage, LLC | TX | Fort Bend | CWH2 | U | Batteries | BA | IPP Non-CHP | 2 | 150 | 150 | 150 | 12 | 2025 | 300 | 150 | 150 | LIB |  |  |  | 49.8 | CS | Y | PR | Y | Y | Y | Y | Y | Y | Y | Y | [5 empty] | N | [6 empty] | N
56215 | Big Sky Wind, LLC | 68509 | Ventasso Energy Storage, LLC | CA | San Diego | VNT | U | Batteries | BA | IPP Non-CHP | 2 | 50 | 50 | 50 | 8 | 2025 | 200 | 50 | 50 | LIB |  |  |  | 16.4 | CS: CS; PR: Y; N: PR; N: N; N: Y; N: Y |  |  |  |  | N | [6 empty] | N
7140 | Georgia Power Co | 68512 | McGrau Ford Battery Storage Facility | GA | Cherokee | 1 | U | Batteries | BA | Electric Utility | 1 | 265 | 265 | 265 | 2 | 2026 | 530 | 265 | 265 | LIB |  |  |  | 87.1 | CS: CS; PR: PR; N: Y; N: Y; N: Y; N: Y; N: Y |  |  |  | N | N | [6 empty] | N
7140 | Georgia Power Co | 68512 | McGrau Ford Battery Storage Facility | GA | Cherokee | 2 | U | Batteries | BA | Electric Utility | 1 | 265 | 265 | 265 | 10 | 2026 | 1060 | 265 | 265 | LIB |  |  |  | 87.1 | CS: CS; PR: PR; N: Y; N: Y; N: Y; N: Y; N: Y |  |  |  | N | N | [6 empty] | N
56215 | Big Sky Wind, LLC | 68513 | Cartwheel 1 - Storage, LLC | TX | Hopkins | CWHBA | U | Batteries | BA | IPP Non-CHP | 2 | 150 | 150 | 150 | 7 | 2025 | 300 | 150 | 150 | LIB |  |  |  | 49.8 | CS | Y | PR | Y | Y | Y | Y | Y | Y | Y | Y | [5 empty] | N | [6 empty] | N
60059 | ZGlobal Inc | 68518 | Merced 2 BESS | CA | Merced | MRC2B | U | Batteries | BA | IPP Non-CHP | 2 | 2 | 2 | 2 | 1 | 2026 | 8 | 2 | 2 | LIB |  |  |  | 0.9 | CS | PR | N | N | N | N | N | N | N | N | N | N |  |  |  | N | N | [6 empty] | N
60059 | ZGlobal Inc | 68519 | Madena 3 | CA | Yuba | MDNA3 | U | Batteries | BA | IPP Non-CHP | 2 | 3.9 | 3.9 | 3.9 | 6 | 2026 | 15.7 | 3.9 | 3.9 | LIB |  |  |  | 1.6 | CS | PR | N | N | N | N | N | N | N | N | N | N |  |  |  | N | N | [6 empty] | N
60059 | ZGlobal Inc | 68520 | Madena 4 | CA | Placer | MNDA4 | L | Batteries | BA | IPP Non-CHP | 2 | 5 | 5 | 5 | 6 | 2026 | 20 | 4.9 | 4.9 | LIB |  |  |  | 2.5 | CS | PR | N | N | N | N | N | N | N | N | N | N |  |  |  | N | N | [6 empty] | N
66893 | Executive Parkway BR8-O Solar Project 2020 LLC | 68522 | Bishop Ranch - BR 8-O | CA | Contra Costa | 4975B | V | Batteries | BA | IPP Non-CHP | 2 | 0.5 | 0.5 | 0.5 | 3 | 2025 | 1.1 | 0.5 | 0.5 | LIB |  |  |  | 0.1 | CS: CS; N: Y; Y: PR; N: Y | Y |  |  |  | Y | 68522 | 4975C |  |  |  |  | N
66894 | Executive Parkway BR8-Q Solar Project 2020 LLC | 68523 | Bishop Ranch - BR 8-Q | CA | Contra Costa | 4977B | V | Batteries | BA | IPP Non-CHP | 2 | 0.5 | 0.5 | 0.5 | 4 | 2025 | 1.1 | 0.5 | 0.5 | LIB |  |  |  | 0.1 | CS: CS; N: Y; Y: PR; N: Y | Y |  |  |  | Y | 68523 | 4977C |  |  |  |  | N
66895 | Alcosta Boulevard BR 15-AA Solar Project 2020 LLC | 68524 | Bishop Ranch - BR 15-AA | CA | Contra Costa | 4654B | V | Batteries | BA | IPP Non-CHP | 2 | 0.5 | 0.5 | 0.5 | 4 | 2025 | 1.1 | 0.5 | 0.5 | LIB |  |  |  | 0.1 | CS: CS; N: Y; Y: PR; N: Y | Y |  |  |  | Y | 68524 | 4654C | 68524 | 4654R |  |  | N
66896 | Alcosta Boulevard BR 15-CC Solar Project 2020, LLC | 68525 | Bishop Ranch - BR 15-CC | CA | Contra Costa | 4656B | V | Batteries | BA | IPP Non-CHP | 2 | 0.5 | 0.5 | 0.5 | 3 | 2025 | 1.1 | 0.5 | 0.5 | LIB |  |  |  | 0.1 | CS: CS; N: Y; Y: PR; N: Y | Y |  |  |  | Y | 68525 | 4656C | 68525 | 4656R |  |  | N
66908 | Flatland Storage LLC | 68529 | Flatland Storage | AZ | Pinal | FS01 | P | Batteries | BA | IPP Non-CHP | 2 | 200 | 200 | 200 | 9 | 2025 | 800 | 200 | 200 | LIB |  |  |  | 107 | CS |  | Y | Y | Y | Y |  | Y |  | Y |  | PR | Y |  |  |  | Y | 66394 | GEN01 |  |  |  |  | N
66911 | OE_MS7 | 68536 | Optimist | MS | Clay | MS7_S | T | Batteries | BA | IPP Non-CHP | 2 | 50 | 50 | 50 | 1 | 2026 | 200 | 50 | 50 | LIB |  |  |  | 19.8 | CS | N | PR | N | N | N | N | N | N | N | N | N | Y |  |  |  | N | [6 empty] | N
66917 | East Avenue Q Solar Project 2022, LLC | 68542 | Palmdale Water District 6MG Tank | CA | Los Angeles | 7170B | V | Batteries | BA | IPP Non-CHP | 2 | 0.3 | 0.3 | 0.3 | 5 | 2025 | 0.6 | 0.3 | 0.3 | LIB |  |  |  |  | CS: CS; N: Y; N: PR; N: Y; Y: Y |  |  |  | Y | 68542 | 7170G |  |  |  |  | N
66918 | Mountain Street Solar Project 2019, LLC | 68543 | Town of Sharon Portfolio -Mt St Landfill | MA | Norfolk | 3850B | V | Batteries | BA | IPP Non-CHP | 2 | 5.7 | 5.7 | 5.7 | 9 | 2025 | 13.5 | 5.7 | 5.7 | LIB |  |  |  | 0.7 | CS: CS; N: Y; N: PR; N: Y |  | Y |  | Y | 68543 | 3850G |  |  |  |  | N
66949 | Breckinridge Energy Storage LLC | 68576 | Breckinridge Energy Storage | OK | Garfield | BRKES | V | Batteries | BA | IPP Non-CHP | 2 | 65 | 65 | 65 | 5 | 2025 | 260 | 65 | 65 | LIB |  |  |  | 21.4 | CS: CS; N: Y; PR: Y; N: Y; N: Y; N: PR |  |  | Y | Y | 58994 | BWP |  |  |  |  | Y
66951 | Woodward Energy Storage, LLC | 68577 | Woodward Energy Storage | OK | Woodward | BESS1 | V | Batteries | BA | IPP Non-CHP | 2 | 40 | 40 | 40 | 5 | 2025 | 160 | 40 | 40 | LIB |  |  |  | 13.2 | CS: CS; N: Y; N: PR |  |  |  | N | [6 empty] | N
66950 | Lydian Energy | 68580 | Headcamp BESS | TX | Pecos | MHB | U | Batteries | BA | IPP Non-CHP | 2 | 150 | 150 | 150 | 11 | 2025 | 300 | 150 | 150 | LIB |  |  |  | 75.6 | CS: CS; N: PR; PR: Y |  |  | N | N | [6 empty] | N
66950 | Lydian Energy | 68581 | Mendoza Trail BESS | TX | Crane | MTB | U | Batteries | BA | IPP Non-CHP | 2 | 200 | 200 | 200 | 12 | 2025 | 400 | 200 | 200 | LIB |  |  |  | 121.1 | CS: CS; N: PR; PR: Y |  |  | N | N | [6 empty] | N
66950 | Lydian Energy | 68582 | Pintail BESS | TX | San Patricio | PPB | U | Batteries | BA | IPP Non-CHP | 2 | 200 | 200 | 200 | 9 | 2025 | 400 | 200 | 200 | LIB |  |  |  | 104 | CS: CS; N: PR; PR: Y |  |  | N | N | [6 empty] | N
66950 | Lydian Energy | 68583 | Rock N' Roll | TX | Brazoria | RRB | L | Batteries | BA | IPP Non-CHP | 2 | 250 | 250 | 250 | 5 | 2027 | 535 | 250 | 250 | LIB |  |  |  | 104.3 | CS: CS; N: PR; PR: Y |  |  | N | N | [6 empty] | N
66963 | Dominguez Grid, LLC | 68596 | Dominguez Energy Storage | UT | Salt Lake | DES1 | T | Batteries | BA | IPP Non-CHP | 2 | 200 | 200 | 200 | 12 | 2025 | 800 | 200 | 200 | LIB |  |  |  | 225 | CS: CS; N: Y; N: PR; N: Y |  |  |  | N | [6 empty] | N
66977 | Las Virgenes Road Solar Project 2022, LLC | 68600 | Las Virgenes MWD - Composting Plant | CA | Los Angeles | 7236B | V | Batteries | BA | IPP Non-CHP | 2 | 0.5 | 0.5 | 0.5 | 8 | 2025 | 1.1 | 0.5 | 0.5 | LIB |  |  |  | 0.1 | CS: CS; N: Y; N: PR; Y: Y |  |  |  | Y | 68600 | 7236G |  |  |  |  | N
66980 | Dahlia Energy LLC | 68604 | Dahlia Energy | TX | La Salle | DALBS | P | Batteries | BA | IPP Non-CHP | 2 | 100 | 100 | 100 | 6 | 2028 | 200 | 100 | 100 | LIB |  |  |  | 65 | CS: CS; N: PR; PR: Y; N: Y; N: Y; N: Y; Y: Y |  |  |  | Y | 68604 | DALPV |  |  |  |  | N
66994 | Guajillo Energy Storage, LLC | 68613 | Guajillo Energy Storage | TX | Webb | GUAJ1 | V | Batteries | BA | IPP Non-CHP | 2 | 228.7 | 200 | 200 | 7 | 2025 | 228.7 | 65 | 65 | LIB |  |  |  | 18 | CS: CS; N: Y; PR: PR |  |  |  | N | [6 empty] | N
66989 | Route 66 Energy Storage | 68616 | Route 66 Energy Storage | NM | Cibola | R66 | U | Batteries | BA | IPP Non-CHP | 2 | 49.5 | 49.5 | 49.5 | 11 | 2025
66988 | Sky Ranch Bess II | 68617 | Sky Ranch BESS II | NM | Valencia | SRII | U | Batteries | BA | IPP Non-CHP | 2 | 100 | 100 | 100 | 11 | 2025
67009 | Kingbird Solar Energy LLC | 68633 | Kingbird Solar Energy LLC | KS | Bourbon | KBESS | P | Batteries | BA | IPP Non-CHP | 2 | 300 | 300 | 300 | 3 | 2030 | 1200 | 300 | 300 | LIB |  |  |  | 34 | CS: CS; N: PR; N: Y; N: Y; Y: Y |  |  |  | Y | 68633 | KINGB |  |  |  |  | Y
67018 | 64NB 8me LLC | 68661 | Aratina Solar Center 1A | CA | San Bernardino | 64BES | U | Batteries | BA | IPP Non-CHP | 2 | 75 | 75 | 75 | 6 | 2026 | 300 | 75 | 75 | LIB |  |  |  | 65 | CS: CS; N: PR; Y: Y |  |  |  | Y | 68661 | 64NB8 |  |  |  |  | Y
66255 | RIC Development, LLC | 68665 | Summerhill BESS | TX | Taylor | RIC87 | P | Batteries | BA | IPP Non-CHP | 2 | 143 | 143 | 143 | 12 | 2028 | 286 | 286 | 286 | LIB |  |  |  | 47 | CS | PR | Y |  | Y |  |  | Y |  | Y | Y | Y |  |  |  |  | N | [6 empty] | N
66255 | RIC Development, LLC | 68666 | Stonewall BESS | TX | Stonewall | RIC88 | P | Batteries | BA | IPP Non-CHP | 2 | 135 | 135 | 135 | 12 | 2029 | 270 | 270 | 270 | LIB |  |  |  | 45 | CS | PR | Y |  | Y |  |  | Y |  | Y | Y | Y |  |  |  |  | N | [6 empty] | N
66255 | RIC Development, LLC | 68667 | Chimney Rock BESS | TX | Taylor | RIC89 | P | Batteries | BA | IPP Non-CHP | 2 | 156 | 156 | 156 | 4 | 2028 | 312 | 312 | 312 | LIB |  |  |  | 55 | CS | PR | Y |  | Y |  |  | Y |  | Y | Y | Y |  |  |  |  | N | [6 empty] | N
66255 | RIC Development, LLC | 68668 | Coke BESS | TX | Coke | RIC90 | P | Batteries | BA | IPP Non-CHP | 2 | 220 | 220 | 220 | 4 | 2028 | 440 | 440 | 440 | LIB |  |  |  | 75 | CS | PR | Y |  | Y |  |  | Y |  | Y | Y | Y |  |  |  |  | N | [6 empty] | N
66255 | RIC Development, LLC | 68671 | Houston County BESS | TX | Houston | RIC91 | P | Batteries | BA | IPP Non-CHP | 2 | 125 | 125 | 125 | 4 | 2027 | 250 | 250 | 250 | LIB |  |  |  | 85 | CS | PR | Y |  | Y |  |  | Y |  | Y | Y | Y |  |  |  |  | N | [6 empty] | N
67016 | OE_CHA, LLC | 68672 | Chalan | CA | Kern | CHA_B | T | Batteries | BA | IPP Non-CHP | 2 | 25 | 25 | 25 | 12 | 2026 | 100 | 25 | 25 | LIB |  |  |  | 55.7 | CS | N | N | N | N | N | N | N | PR | N | N | N | N |  |  |  | N | [6 empty] | N
67017 | OE_SLW, LLC | 68673 | Sand Luis West | CA | Fresno | SLW_S | T | Batteries | BA | IPP Non-CHP | 2 | 31.3 | 31.3 | 31.3 | 12 | 2026 | 125 | 31.3 | 31.3 | LIB |  |  |  | 69.8 | CS | N | N | N | N | N | N | N | PR | N | N | N | N |  |  |  | N | [6 empty] | N
67035 | Prologis Logistics Services Incorporated BESS | 68686 | Citrus City BESS | TX | Hidalgo | MCC01 | TS | Batteries | BA | IPP Non-CHP | 2 | 9.9 | 9.9 | 9.9 | 7 | 2025 | 24.7 | 4 | 9.9 | LIB |  |  |  | 12 | CS: CS; N: PR; PR: Y; N: Y; N: Y |  |  |  | N | [6 empty] | N
67035 | Prologis Logistics Services Incorporated BESS | 68687 | Rio Grande City BESS 2 | TX | Starr | RGC01 | TS | Batteries | BA | IPP Non-CHP | 2 | 9.9 | 9.9 | 9.9 | 7 | 2025 | 24.7 | 2 | 9.9 | LIB |  |  |  | 12 | CS: CS; N: PR; PR: Y; N: Y; N: Y |  |  |  | N | [6 empty] | N
66509 | Red River Clean Energy | 68738 | Cannibal Draw Solar and Storage | TX | Glasscock | CANBS | T | Batteries | BA | IPP Non-CHP | 2 | 98.6 | 98.6 | 98.6 | 4 | 2028 | 232 | 98.6 | 98.6 | LIB |  |  |  | 115.9 | CS: CS; N: PR; PR: Y; N: Y; N: Y |  |  |  | N | [6 empty] | N
67037 | Tierra Seca BESS, LLC | 68748 | Tierra Seca | TX | Val Verde | TS | U | Batteries | BA | IPP Non-CHP | 2 | 100 | 100 | 100 | 11 | 2025 | 200 | 100 | 100 | LIB |  |  |  | 32.9 | CS: CS; N: PR; PR: Y; N: Y; N: Y |  |  |  | N | [6 empty] | N
67038 | IP Easley, LLC | 68758 | Easley Solar | CA | Riverside | IPEA2 | T | Batteries | BA | IPP Non-CHP | 2 | 350 | 350 | 350 | 9 | 2026 | 1400 | 350 | 350 | LIB |  |  |  |  | CS | PR | Y | Y | Y |  |  | Y |  |  |  | Y | Y |  |  |  | Y | 68758 | IPEA1 |  |  |  |  | N
67038 | IP Easley, LLC | 68758 | Easley Solar | CA | Riverside | IPEA3 | T | Batteries | BA | IPP Non-CHP | 2 | 300 | 300 | 300 | 3 | 2028 | 1200 | 300 | 300 | LIB |  |  |  |  | CS | PR | Y | Y | Y |  |  | Y |  |  |  | Y | Y |  |  |  | Y | 68758 | IPEA1 |  |  |  |  | N
67039 | IP Quantum BESS, LLC | 68759 | Quantum BESS | TX | Haskell | IPQ1B | P | Batteries | BA | IPP Non-CHP | 2 | 321 | 321.02 | 321.02 | 6 | 2026 | 642 | 321 | 321 | LIB |  |  |  | 105.2 | CS | N | N | N | N | N | N | N | PR | N | N | N |  |  |  |  | N | [6 empty] | Y
67041 | IP Quantum II BESS, LLC | 68761 | Quantum II BESS | TX | Haskell | IPQ2B | P | Batteries | BA | IPP Non-CHP | 2 | 321 | 321.02 | 321.02 | 6 | 2026 | 642 | 321 | 321 | LIB |  |  |  | 105.2 | [16 empty] | N | [6 empty] | Y | bar: CS; N
67058 | DECH bn, LLC | 68763 | Deschutes Solar and BESS | OR | Wasco | DECH2 | L | Batteries | BA | IPP Non-CHP | 2 | 1000 | 1000 | 1000 | 12 | 2028 | 4000 | 1000 | 1000 | LIB |  |  |  | 484.3 | CS | Y | Y |  | Y | Y |  | PR |  | Y | Y | Y | Y |  |  |  | Y | 68763 | DECH1 |  |  |  |  | N
9191 | Idaho Power Co | 68799 | Boise Bench BESS | ID | Ada | BOBS | L | Batteries | BA | Electric Utility | 1 | 150 | 150 | 150 | 6 | 2026 | 600 | 15 | 150 | FLB |  |  |  | 105 | CS: CS; PR: Y; N: Y; N: PR; N: Y |  |  |  | N | [6 empty] | N
67071 | Kingman Energy Storage LLC | 68801 | Kingman Energy Storage | AZ | Mohave | NUCOR | V | Batteries | BA | IPP Non-CHP | 2 | 50 | 50 | 50 | 9 | 2025 | 200 | 50 | 50 | LIB |  |  |  | 16.4 | CS | N | N | N | N | N | N | N | PR | N | N | N |  |  |  |  | N | [6 empty] | Y
67074 | Minco II Energy Storage LLC | 68802 | Minco II Energy Storage | OK | Grady | MINS2 | V | Batteries | BA | IPP Non-CHP | 2 | 65 | 65 | 65 | 5 | 2025 | 65 | 65 | 65 | LIB |  |  |  | 4.2 | CS: CS; N: Y; PR: Y; N: Y; N: Y; N: PR; Y: Y |  |  |  | N | [6 empty] | Y
67079 | Evelyn Energy Storage LLC | 68809 | Hidden Lakes Reliability Project | TX | Galveston | HL001 | V | Batteries | BA | IPP Non-CHP | 2 | 220 | 220 | 220 | 6 | 2025 | 440 | 220 | 220 | LIB |  |  |  | 72.4 | CS: CS; N: PR; PR: Y; N: Y |  |  |  | N | [6 empty] | N
61060 | Cypress Creek Renewables | 68813 | Vitex Storage | NV | Clark | VITEX | L | Batteries | BA | IPP Non-CHP | 2 | 300 | 300 | 300 | 6 | 2028 | 1200 | 300 | 300 | LIB |  |  |  | 98.6 | CS: CS; N: PR; PR: Y; N: Y |  |  |  | N | [6 empty] | Y
66234 | Nexus Renewables U.S. Inc. | 68814 | Brazos River BESS LLC | TX | Brazoria | ASHU2 | P | Batteries | BA | IPP Non-CHP | 2 | 180 | 180 | 180 | 6 | 2026 | 360 | 180 | 180 | LIB |  |  |  | 108.2 | CS | PR | N | N | N | N | N | N | N | N | N | N |  |  |  |  | N | [6 empty] | N
67086 | Chillingham Storage LLC | 68842 | Chillingham Storage | TX | Bell | CHILB | TS | Batteries | BA | IPP Non-CHP | 2 | 150 | 150 | 150 | 6 | 2025 | 150 | 150 | 150 | LIB |  |  |  | 79.8 | CS: CS; N: PR; PR: Y; N: Y; N: Y; N: Y; N: Y |  |  |  | N | [6 empty] | N
67084 | Hermes BESS LLC | 68848 | Lithium BESS | CA | San Diego | HER | V | Batteries | BA | IPP Non-CHP | 2 | 54.1 | 52 | 52 | 7 | 2025 | 54.1 | 52 | 52 | LIB |  |  |  | 33.8 | CS: CS; N: PR; PR: Y; N: Y; N: Y; N: Y |  |  |  | N | [6 empty] | N
67096 | Bell 1 Storage, LLC | 68852 | Hermes Storage BESS | TX | Bell | HSBE1 | V | Batteries | BA | IPP Non-CHP | 2 | 100.4 | 100 | 100 | 1 | 2026 | 200 | 100 | 100 | LIB |  |  |  | 55.7 | CS: CT; N: PR; PR: Y; N: Y |  |  |  | N | [6 empty] | N
67114 | Santa Teresa Solar | 68866 | Santa Teresa Solar | NM | Dona Ana | SAN | U | Batteries | BA | IPP Non-CHP | 2 | 150 | 150 | 150 | 9 | 2026 | 600 | 150 | 150 | LIB |  |  |  | 49.3 | CS | PR | Y |  | Y | Y |  |  |  | Y |  | Y | Y |  |  |  | Y | 68866 | STS |  |  |  |  | Y
67115 | Shallow Basket Energy, LLC | 68868 | Shallow Basket | NM | Rio Arriba | SBBS1 | TS | Batteries | BA | IPP Non-CHP | 2 | 50 | 50 | 50 | 6 | 2025 | 200 | 50 | 50 | LIB |  |  |  | 34 | CS: CS; N: Y; N: Y; N: PR; Y: Y |  |  |  | Y | 68868 | SBPV1 |  |  |  |  | N
61060 | Cypress Creek Renewables | 68871 | Timber Mill Solar | NC | Jones | TIMIB | P | Batteries | BA | IPP Non-CHP | 2 | 32 | 32 | 32 | 12 | 2028 | 128 | 32 | 32 | LIB |  |  |  | 10.5 | CS | Y | Y |  | N | PR |  | Y |  | Y |  | Y | Y |  |  |  | Y | 68871 | TIMIL |  |  |  |  | Y
67128 | Inertia Energy Storage LLC | 68874 | Inertia Energy Storage | TX | Haskell | IES | TS | Batteries | BA | IPP Non-CHP | 2 | 13 | 13 | 13 | 5 | 2025 | 45 | 13 | 13 | LIB |  |  |  | 16.8 | CS: CS; N: PR; N: Y |  |  | Y | Y | 65546 | WINER |  |  |  |  | N
67129 | Lightshift Energy | 68875 | Wakefield MA BESS 1 | MA | Middlesex | 90914 | U | Batteries | BA | IPP Non-CHP | 2 | 5 | 5 | 5 | 6 | 2025 | 2.4 | 5 | 5 | LIB |  |  |  | 5 | CS: CS; PR: Y; N: PR |  |  |  | N | [6 empty] | N
67134 | Wildcat Ranch Energy Storage, LLC | 68877 | Wildcat Ranch Energy Storage | TX | Cochran | WLDC1 | P | Batteries | BA | IPP Non-CHP | 2 | 48 | 43 | 48 | 12 | 2026 | 192 | 48 | 48 | LIB | [20 empty] | N | [6 empty] | N | bar: CS to PR; N; N; N
67130 | Bocanova Power LLC | 68879 | Bocanova Energy Storage | TX | Brazoria | BCNV1 | U | Batteries | BA | IPP Non-CHP | 2 | 150 | 150 | 150 | 8 | 2025 | 300 | 150 | 150 | LIB |  |  |  | 158.6 | CS: CS; N: PR; PR: Y; N: Y |  |  |  | N | [6 empty] | N
64452 | EDF Renewables Development, Inc. | 68883 | Sawtooth Solar | AZ | Pinal | STBA | L | Batteries | BA | IPP Non-CHP | 2 | 250 | 250 | 250 | 6 | 2028 | 1000 | 250 | 250 | LIB |  |  |  | 197 | CS | Y | Y | PR | Y | Y | [5 empty] | Y | Y |  |  |  | Y | 68883 | STPV |  |  |  |  | Y
66922 | Pacifico Power | 68891 | Visalia - (CA) | CA | Tulare | VISB | TS | Batteries | BA | IPP Non-CHP | 2 | 1 | 1 | 1 | 5 | 2025 | 3.9 | 1 | 1 | LIB |  |  |  | 0.5 | CS: CS; N: PR; N: Y; Y: Y |  |  |  | Y | 68891 | VISS |  |  |  |  | N
67148 | BT Claxton Solar, LLC | 68901 | Claxton Solar | TX | Hopkins | CLABA | L | Batteries | BA | IPP Non-CHP | 2 | 75.7 | 75.7 | 75.7 | 9 | 2027 | 151.4 | 75.7 | 75.7 | LIB |  |  |  | 38.4 | CS: CS; N: PR; PR: Y; N: Y; N: Y; N: Y |  |  |  | N | [6 empty] | N
67149 | BT Ferguson Solar, LLC | 68902 | Echols Creek Solar | TX | Lamar | ECHBA | L | Batteries | BA | IPP Non-CHP | 2 | 100.6 | 100.57 | 100.57 | 12 | 2025 | 100.6 | 100.6 | 100.6 | LIB |  |  |  | 53.6 | CS: CS; N: PR; PR: Y; N: Y; N: Y; N: Y |  |  |  | N | [6 empty] | N
67151 | Pine Forest Solar I, LLC | 68906 | Pine Forest Solar I | TX | Hopkins | PFBA | U | Batteries | BA | IPP Non-CHP | 2 | 200 | 200 | 200 | 9 | 2025 | 200 | 200 | 200 | LIB |  |  |  | 65.7 | CS: CS; N: PR; PR: Y; N: Y |  |  |  | N
67151 | Pine Forest Solar I, LLC | 68906 | Pine Forest Solar I | TX | Hopkins | PFBA2 | U | Batteries | BA | IPP Non-CHP | 2 | 200 | 200 | 200 | 8 | 2027 | 200 | 200 | 200 | LIB |  |  |  | 65.7 | CS: CS; N: PR; PR: Y; N: Y |  |  |  | N
67152 | CDH Vidal LLC | 68907 | Vidal Energy Center | CA | San Bernardino | 1 | U | Batteries | BA | IPP Non-CHP | 2 | 160 | 160 | 160 | 12 | 2026 | 640 | 160 | 160 | LIB |  |  |  | 52.6 | CS: CS; N: PR; N: Y |  |  |  | N | [6 empty] | N
67154 | Imperial Sun Solar LLC | 68909 | Imperial Sun Solar | CA | Imperial | ISSBA | P | Batteries | BA | IPP Non-CHP | 2 | 100 | 100 | 100 | 12 | 2026 | 400 | 100 | 100 | LIB |  |  |  | 32.9 | CS: CS; N: PR; PR: Y; N: Y; N: N; N: Y |  |  |  | N | [6 empty] | N
67157 | Flint | 68911 | Flint | OH | Franklin | 27288 | U | Batteries | BA | IPP Non-CHP | 2 | 200 | 200 | 200 | 7 | 2027 | 1000 | 200 | 200 | LIB |  |  |  |  | CS | Y | Y | Y | Y |  |  |  | PR |  | Y |  | N |  |  |  | N | [6 empty] | Y
67158 | Padua 1 | 68912 | Padua 1 | TX | Bexar | 12341 | U | Batteries | BA | IPP Non-CHP | 2 | 50 | 50 | 50 | 7 | 2025 | 200 | 50 | 50 | LIB |  |  |  | 16.4 | CS: CS; N: Y; PR: Y; N: Y; N: Y; N: PR; N: Y |  |  |  | N | [6 empty] | N
67159 | Padua 2 | 68913 | Padua 2 | TX | Bexar | 12342 | U | Batteries | BA | IPP Non-CHP | 2 | 150 | 150 | 150 | 5 | 2026 | 600 | 150 | 150 | LIB |  |  |  |  | CS: CS; N: Y; PR: Y; N: Y; N: Y; N: PR; N: Y |  |  |  | N | [6 empty] | Y
67160 | Padua 3 | 68914 | Padua 3 | TX | Bexar | 12343 | U | Batteries | BA | IPP Non-CHP | 2 | 200 | 200 | 200 | 7 | 2026 | 800 | 200 | 200 | LIB |  |  |  |  | CS: CS; N: Y; PR: Y; N: Y; N: Y; N: PR; N: Y |  |  |  | N | [6 empty] | Y

## Retired and Canceled
This is an early release of the final EIA-860 data for calendar year 2024. The early release is provided for the express purpose of providing immediate access to individual plant and generator data for analysts who use this type of information. The data has not been fully edited and is inappropriate for aggregation, such as to state or national totals. Also, in some cases, data for a certain number of plants and generators has been excluded from this early release pending further data validation. Final, complete, and fully-edited data will be released by EIA later in 2025. Questions or comments regarding this data release should be directed to eiainfoelectric@eia.gov.
2024 Form EIA-860 Data - Schedule 3, 'Energy Storage Data' (Retired & Canceled Units Only)
Utility ID | Utility Name | Plant Code | Plant Name | State | County | Generator ID | Status | Technology | Prime Mover | Sector Name | Sector | Nameplate Capacity (MW) | Summer Capacity (MW) | Winter Capacity (MW) | Operating Month | Operating Year | Retirement Month | Retirement Year | Nameplate Energy Capacity (MWh) | Maximum Charge Rate (MW) | Maximum Discharge Rate (MW) | Storage Technology 1 | Storage Technology 2 | Storage Technology 3 | Storage Technology 4 | Nameplate Reactive Power Rating | Storage Enclosure Type | Arbitrage | Frequency Regulation | Load Following | Ramping / Spinning Reserve | Co-Located Renewable Firming | Transmission and Distribution Deferral | System Peak Shaving | Load Management | Voltage or Reactive Power Support | Backup Power | Excess Wind and Solar Generation | AC Coupled | DC Coupled | DC Tightly Coupled | Independent | Direct Support of Another Unit | Direct Support Plant ID 1 | Direct Support Gen ID 1 | Direct Support Plant ID 2 | Direct Support Gen ID 2 | Direct Support Plant ID 3 | Direct Support Gen ID 3 | Support T&D Asset
61130 | Ravenswood Operations LLC | 2500 | Ravenswood | NY | Queens | RWES1 | IP | Batteries | BA | IPP Non-CHP | 2 | 129 | 129 | 129
61130 | Ravenswood Operations LLC | 2500 | Ravenswood | NY | Queens | RWES2 | IP | Batteries | BA | IPP Non-CHP | 2 | 98 | 98 | 98
61130 | Ravenswood Operations LLC | 2500 | Ravenswood | NY | Queens | RWES3 | IP | Batteries | BA | IPP Non-CHP | 2 | 89 | 89 | 89
59155 | Evergreen Wind, LLC | 57087 | Kahuku Wind Power LLC | HI | Honolulu | 2 | RE | Batteries | BA | IPP Non-CHP | 2 | 15 | 15 | 15 | 3 | 2011 | 8 | 2013 | 15
11204 | Los Alamos County | 58256 | Los Alamos PV Site | NM | Los Alamos | 2 | RE | Batteries | BA | Electric Utility | 1 | 1 | 1 | 1 | 9 | 2012 | 11 | 2019 | 6 | 1 | 1 | NAB |  |  |  | 0.5 | CS |  |  |  | Y | [5 empty] | Y
11204 | Los Alamos County | 58256 | Los Alamos PV Site | NM | Los Alamos | 3 | RE | Batteries | BA | Electric Utility | 1 | 0.8 | 0.8 | 0.8 | 9 | 2012 | 11 | 2019 | 2.3 | 0.8 | 0.8 | PBB |  |  |  | 0.5 | CS |  |  |  | Y | [5 empty] | Y
58489 | OCI Energy LLC | 58537 | OCI Alamo Solar I Hybrid | TX | Bexar | ASTRO | RE | Batteries | BA | IPP Non-CHP | 2 | 1 | 1 | 1 | 8 | 2016 | 11 | 2022 | 0.3 | 1 | 1 | LIB |  |  |  | 0.6 | CS |  | Y
13781 | Northern States Power Co - Minnesota | 58579 | Laverne Battery | MN | Rock | 1 | RE | Batteries | BA | Electric Utility | 1 | 1.1 | 1 | 1 | 1 | 2013 | 12 | 2019 | 7.6 | 1 | 1 | NAB |  |  |  | 1.3 | CS | [5 empty] | Y
58549 | County of Alameda GSA | 58625 | Santa Rita Jail Hybrid | CA | Alameda | SRJBA | RE | Batteries | BA | IPP CHP | 3 | 2 | 2 | 2 | 7 | 2012 | 1 | 2023 | 4 | 0.3 | 0.3 | LIB |  |  |  | 2 | CS |  |  | PR |  |  |  | Y |  |  |  |  | Y |  |  |  | N | [6 empty] | N
10071 | Kauai Island Utility Cooperative | 58639 | KRS I Anahola Solar Hybrid | HI | Kauai | B5B6 | RE | Batteries | BA | Electric Utility | 1 | 6 | 6 | 6 | 8 | 2015 | 12 | 2022 | 4.6 | 2 | 6 | LIB |  |  |  | 6 | CS |  | Y |  |  | Y |  |  |  |  | Y | Y
10071 | Kauai Island Utility Cooperative | 58640 | KRS II Koloa Solar | HI | Kauai | BESS3 | RE | Batteries | BA | Electric Utility | 1 | 1.5 | 1.5 | 1.5 | 6 | 2014 | 5 | 2018 | 1 | 0.7 | 1.5 | PBB |  |  |  | 1.5 | CS |  | Y
50123 | Leeward Asset Management, LLC | 58710 | Barilla Solar | TX | Pecos | BARBA | IP | Batteries | BA | IPP Non-CHP | 2 | 20 | 20 | 20 |  |  |  |  | 92 |  |  | LIB |  |  |  |  | CS |  |  |  |  | PR | [5 empty] | Y |  |  |  | Y | Y | 58710 | BRLA |  |  |  |  | N
14328 | Pacific Gas & Electric Co. | 59256 | Vaca Dixon Battery Storage System | CA | Solano | BAT1 | RE | Batteries | BA | Electric Utility | 1 | 2 | 2 | 2 | 1 | 2013 | 7 | 2021 | 14 | 2 | 2 | NAB |  |  |  | 2.5 | CS | Y | Y |  | Y
14328 | Pacific Gas & Electric Co. | 59257 | Yerba Buena | CA | Santa Clara | YB1 | RE | Batteries | BA | Electric Utility | 1 | 4 | 4 | 4 | 11 | 2013 | 7 | 2021 | 28 | 4 | 4 | NAB |  |  |  | 5 | CS | Y | Y |  | Y | [5 empty] | Y
17609 | Southern California Edison Co | 59661 | Tehachapi Energy Storage Project | CA | Kern | TSP1 | RE | Batteries | BA | Electric Utility | 1 | 8 | 8 | 8 | 4 | 2016 | 12 | 2022 | 32 | 8 | 8 | LIB |  |  |  | 4 | BL | N | N |  | Y | N
7140 | Georgia Power Co | 59864 | Kings Bay Solar Facility | GA | Camden | BESS | CN | Batteries | BA | Electric Utility | 1 | 1.5 | 1.5 | 1.5 |  |  |  |  | 1 | 3 | 2 | LIB |  |  |  | 1.5 | CS |  | Y
59712 | AES Tait LLC | 59949 | AES Warrior Run Energy Storage Project | MD | Allegany | BESS1 | RE | Batteries | BA | IPP Non-CHP | 2 | 11 | 5 | 5 | 12 | 2015 | 10 | 2024 | 5 | 5 | 5 | LIB |  |  |  | 5 | BL |  | PR | [13 empty] | N | [6 empty] | N
3046 | Duke Energy Progress - (NC) | 59966 | Camp Lejeune Solar and Energy Storage | NC | Onslow | ES1 | RE | Batteries | BA | Electric Utility | 1 | 11 | 11 | 11 | 3 | 2023 | 12 | 2023 | 11 | 11 | 11 | LIB |  |  |  | 3.4 | CS |  | Y |  |  | PR |  | Y |  |  | Y | Y | Y |  |  | N | Y | 59966 | PV1 |  |  |  |  | Y
733 | Appalachian Power Co | 59995 | AEP Milton NaS | WV | Cabell | 1 | RE | Batteries | BA | Electric Utility | 1 | 2 | 2 | 2 | 11 | 2009 | 4 | 2021 | 2 | 2 | 2 | NAB |  |  |  | 2 | CS | [7 empty] | Y
17470 | PUD No 1 of Snohomish County | 60021 | MESA 2 | WA | Snohomish | MESA2 | RE | Batteries | BA | Electric Utility | 1 | 2.4 | 2.2 | 2.2 | 7 | 2017 | 12 | 2020 | 8 | 2.2 | 2.2 | FLB |  |  |  | 2.2 | CS | Y | [5 empty] | Y | Y
15248 | Portland General Electric Co | 60441 | Salem Smart Power Center | OR | Marion | SSPC | RE | Batteries | BA | Electric Utility | 1 | 5 | 5 | 5 | 8 | 2013 | 7 | 2024 | 5 | 5 | 5 | LIB |  |  |  | 5 | BL |  | PR |  |  | Y |  | Y | Y |  |  |  |  | Y |  |  | Y | 60441 | 1 |  |  |  |  | Y
7140 | Georgia Power Co | 60561 | Cedartown Battery Energy Storage Project | GA | Polk | 1 | RE | Batteries | BA | Electric Utility | 1 | 1 | 1 | 1 | 10 | 2015 | 9 | 2022 | 2 | 1 | 1 | LIB |  |  |  | 1.5 | CT |  |  |  |  | Y | Y | Y | Y |  |  | Y
60336 | SDGE Batteries | 60566 | Pala Energy Storage Yard | CA | San Diego | SES1 | RE | Batteries | BA | Electric Utility | 1 | 0.5 | 0.5 | 0.5 | 12 | 2012 | 12 | 2021 | 1.5 | 0.5 | 0.5 | LIB |  |  |  | 1.5 | CS | PR | [5 empty] | Y | [7 empty] | N | N | [6 empty] | N
9324 | Indiana Michigan Power Co | 60617 | AEP Churubusco NaS | IN | Whitley | 1 | RE | Batteries | BA | Electric Utility | 1 | 2 | 2 | 2 | 1 | 2009 | 2 | 2021 | 2 | 2 | 2 | NAB |  |  |  | 2 | CS | [7 empty] | Y
20169 | Avista Corp | 60675 | Turner Energy Storage Project | WA | Whitman | TES | RE | Batteries | BA | Electric Utility | 1 | 1.2 | 1.2 | 1.2 | 4 | 2014 | 9 | 2018 | 3.2 | 1.2 | 1.2 | FLB |  |  |  | 1 | CS | Y | Y | Y | Y | Y |  | Y | Y | Y |  | Y
17609 | Southern California Edison Co | 60699 | DESI-1 Battery Energy Storage Facility | CA | Orange | DESI1 | RE | Batteries | BA | Electric Utility | 1 | 2.4 | 2.4 | 2.4 | 12 | 2016 | 4 | 2024 | 3.9 | 2.4 | 2.4 | LIB |  |  |  | 2.4 | CS | [5 empty] | Y | PR | [8 empty] | N | [6 empty] | Y
54888 | NRG Texas Power LLC | 61362 | NRG Elbow Creek Energy Storage Project | TX | Howard | ECBS | RE | Batteries | BA | IPP Non-CHP | 2 | 2 | 2 | 2 | 11 | 2017 | 11 | 2024 | 0.7 | 2 | 2 | LIB |  |  |  | 2 | CS | Y | PR | [13 empty] | N | [6 empty] | N
59380 | Enel Green Power NA, Inc. | 61390 | Pomerado Energy Storage, LLC | CA | San Diego | PMRDO | CN | Batteries | BA | IPP Non-CHP | 2 | 6 | 6 | 6 |  |  |  |  | 12 | 3 | 3 | LIB |  |  |  | 3 | BL | Y | Y |  | Y
15466 | Public Service Co of Colorado | 61439 | Panasonic Carport Solar Hybrid | CO | Adams | PANBS | RE | Batteries | BA | Electric Utility | 1 | 1 | 1 | 1 | 8 | 2017 | 9 | 2022 | 2.2 | 1 | 1 | LIB |  |  |  | 1 | CS | Y | Y |  | Y |  |  | PR |  |  | Y | N | N |  |  |  | N | [6 empty] | N
13478 | Entergy New Orleans, LLC | 61647 | ENO Paterson Solar | LA | Orleans | NOSPB | RE | Batteries | BA | Electric Utility | 1 | 0.5 | 0.5 | 0.5 | 6 | 2016 | 12 | 2023 | 0.5 | 0.5 | 0.5 | LIB |  |  |  | 0.4 | CS |  | Y |  |  | Y |  |  | Y | Y |  | Y
17833 | City Utilities of Springfield - (MO) | 61679 | Cox Battery Energy Storage | MO | Greene | 1 | RE | Batteries | BA | Electric Utility | 1 | 1.2 | 1.2 | 1.2 | 9 | 2017 | 12 | 2023 | 1.5 | 1.2 | 1 | PBB |  |  |  | 1.2 | CS | [7 empty] | Y
59380 | Enel Green Power NA, Inc. | 61802 | Kingston Energy Storage, LLC | CA | Madera | 10001 | CN | Batteries | BA | IPP Non-CHP | 2 | 50 | 50 | 50
19547 | Hawaiian Electric Co Inc | 61851 | Campbell Industrial Park BESS | HI | Honolulu | CIPB1 | RE | Batteries | BA | Electric Utility | 1 | 1 | 1 | 1 | 3 | 2016 | 2 | 2020 | 0.3 | 1 | 1 | LIB |  |  |  | 1 | CS |  |  | Y |  | Y |  |  |  | Y
803 | Arizona Public Service Co | 61913 | Punkin Center Battery Storage | AZ | Gila | B1 | RE | Batteries | BA | Electric Utility | 1 | 2 | 2 | 2 | 6 | 2018 | 4 | 2019 | 8 | 2 | 2 | LIB |  |  |  | 2.2 | CS |  | Y |  |  |  |  | PR |  |  | Y |  |  |  |  | N | N | [6 empty] | N
61344 | Electrodes | 62515 | Hybrid Holdings 1 Capistrano | CA | Orange | HH4MW | CN | Batteries | BA | IPP Non-CHP | 2 | 4 | 4 | 4
59497 | Eversource | 62605 | Martha's Vineyard Community Battery | MA | Dukes | MVESS | CN | Batteries | BA | IPP Non-CHP | 2 | 4.9 | 4.9 | 4.9 |  |  |  |  | 38 |  |  | LIB |  |  |  | 16.5 | BL | [6 empty] | Y |  | PR | [6 empty] | N | [6 empty] | Y
62765 | High Bridge Wind, LLC | 62894 | High Bridge Wind Project | NY | Chenango | HBBSF | CN | Batteries | BA | IPP Non-CHP | 2 | 7 | 7 | 7
15399 | Avangrid Power LLC | 63508 | Camino Solar Hybrid | CA | Kern | CSBA1 | CN | Batteries | BA | IPP Non-CHP | 2 | 11 | 11 | 11
14328 | Pacific Gas & Electric Co. | 63529 | Renz Energy Storage | CA | Santa Clara | LLAGS | CN | Batteries | BA | Electric Utility | 1 | 20 | 20 | 20
61944 | MN8 Energy LLC | 63545 | Chevron - Lost Hills Hybrid | CA | Kern | BESS1 | CN | Batteries | BA | IPP Non-CHP | 2 | 10 | 10 | 10
61198 | esVolta LP | 63736 | Goleta Grid Resiliency | CA | Santa Barbara | BESS1 | CN | Batteries | BA | IPP Non-CHP | 2 | 10 | 10 | 10
61222 | 174 Power Global Corp. | 63799 | Kupehau | HI | Honolulu | KUPB1 | CN | Batteries | BA | IPP Non-CHP | 2 | 60 | 60 | 60
63553 | Haymaker Energy Project LLC | 63878 | Haymaker Hybrid | MT | Wheatland | HBESS | CN | Batteries | BA | IPP Non-CHP | 2 | 0
63289 | Key Capture Energy | 63879 | TX18 Cottage Meadow Storage | TX | Cameron | TX18 | CN | Batteries | BA | IPP Non-CHP | 2 | 100 | 100 | 100
63289 | Key Capture Energy | 63880 | TX17 Nickel Prairie Storage | TX | Brazoria | TX17 | CN | Batteries | BA | IPP Non-CHP | 2 | 100 | 100 | 100
56769 | Consolidated Edison Development Inc. | 63898 | CED Denmark Solar Hybrid | ME | Oxford | DSBS | CN | Batteries | BA | IPP Non-CHP | 2 | 2.3 | 2.3 | 2.3
63702 | Barbers Point Solar, LLC | 64094 | Barbers Point Solar, LLC | HI | Honolulu | BPBA | IP | Batteries | BA | IPP Non-CHP | 2 | 15 | 15 | 15 |  |  |  |  | 15 | 15 | 15 | LIB |  |  |  | 15 | CS |  |  | Y | [7 empty] | PR |  | Y |  |  | Y | 64094 | PBS0L |  |  |  |  | Y
64904 | AES Clean Energy | 64095 | Kahana Solar, LLC | HI | Maui | KSBA | IP | Batteries | BA | IPP Non-CHP | 2 | 20 | 20 | 20
65411 | Duke Energy Renewables Services | 64212 | Pike Solar Hybrid | CO | El Paso | PSBES | IP | Batteries | BA | IPP Non-CHP | 2 | 25 | 25 | 25
63839 | Hecate Grid Clermont 1 LLC | 64236 | Clermont | NY | Nassau | CLRMT | CN | Batteries | BA | IPP Non-CHP | 2 | 100 | 100 | 100 |  |  |  |  | 400 | 100 | 100 | LIB |  |  |  | 1 | CS | PR | Y | [13 empty] | N | [6 empty] | N
20847 | Wisconsin Electric Power Co | 64534 | Darien Solar | WI | Rock | 2 | IP | Batteries | BA | Electric Utility | 1 | 75 | 75 | 75
15500 | Puget Sound Energy Inc | 65019 | Beaver Creek Wind Facility | MT | Stillwater | BCW1B | IP | Batteries | BA | Electric Utility | 1 | 30 | 30 | 30
15500 | Puget Sound Energy Inc | 65019 | Beaver Creek Wind Facility | MT | Stillwater | BCW2B | IP | Batteries | BA | Electric Utility | 1 | 20 | 20 | 20
15500 | Puget Sound Energy Inc | 65019 | Beaver Creek Wind Facility | MT | Stillwater | BCW3B | IP | Batteries | BA | Electric Utility | 1 | 20 | 20 | 20
15500 | Puget Sound Energy Inc | 65019 | Beaver Creek Wind Facility | MT | Stillwater | BCW4B | IP | Batteries | BA | Electric Utility | 1 | 30 | 30 | 30
3046 | Duke Energy Progress - (NC) | 65126 | Riverside BESS | NC | Buncombe | ES1 | IP | Batteries | BA | Electric Utility | 1 | 5 | 5 | 5
64607 | Salt City Solar LLC | 65302 | Salt City Solar Project - Hybrid | OH | Ross | BESS | CN | Batteries | BA | IPP Non-CHP | 2 | 12.5 | 12.5 | 12.5 | [13 empty] | N | N | N | N | N | N | N | N | N | N | N |  |  |  |  | N
64609 | ENGIE Solidago Solar LLC | 65304 | ENGIE Solidago Solar Project - Hybrid | DE | New Castle | BESS | CN | Batteries | BA | IPP Non-CHP | 2 | 12.5 | 12.5 | 12.5
64610 | Powells Creek Farm Solar, LLC | 65305 | Powells Creek Solar - Hybrid | VA | Halifax | BESS | CN | Batteries | BA | IPP Non-CHP | 2 | 17.5 | 17.5 | 17.5
64612 | Sunnybrook Farm Solar, LLC | 65307 | Sunnybrook Solar Project - Hybrid | VA | Halifax | SUNB | CN | Batteries | BA | IPP Non-CHP | 2 | 12.5 | 12.5 | 12.5
13407 | Nevada Power Co | 65377 | Iron Point Solar (Hybrid) | NV | Humboldt | IPB | IP | Batteries | BA | Electric Utility | 1 | 200 | 200 | 200
13407 | Nevada Power Co | 65419 | Hot Pot Solar | NV | Humboldt | HPB | IP | Batteries | BA | Electric Utility | 1 | 280 | 280 | 280
64776 | Wolf Pit Branch Solar, LLC | 65437 | Wolf Pit Branch Solar, LLC | SC | Lexington | PGB38 | CN | Batteries | BA | IPP Non-CHP | 2 | 15.5 | 15.5 | 15.5
56201 | Engie North America | 65488 | Crockett | TX | Houston | CROKT | CN | Batteries | BA | IPP Non-CHP | 2 | 9.9 | 9.9 | 9.9 |  |  |  |  | 9.9 | 9.9 | 9.9 | LIB |  |  |  | 3.2 | CS | Y | PR | [13 empty] | N | [6 empty] | N
64947 | EDPR CA Solar Park II LLC | 65664 | Sandrini Solar 100 | CA | Kern | GENBA | CN | Batteries | BA | IPP Non-CHP | 2 | 95.4 | 95.4 | 95.4
63522 | Johanna Energy Center, LLC | 65789 | Santa Ana Storage 3 | CA | Orange | SAP3 | CN | Batteries | BA | IPP Non-CHP | 2 | 40 | 40 | 40 | [23 empty] | PR
65079 | Solar Proponent LLC | 65843 | Dogwood Creek Solar and BESS | TX | Bastrop | DOGBS | CN | Batteries | BA | IPP Non-CHP | 2 | 443.2 | 443.2 | 443.2
65079 | Solar Proponent LLC | 65845 | Goldenrod Creek Solar and BESS SLF | TX | Jackson | GOLBS | CN | Batteries | BA | IPP Non-CHP | 2 | 660 | 660 | 660
65079 | Solar Proponent LLC | 65856 | Tehuacana Creek 2 Solar and BESS | TX | Navarro | TE2BS | CN | Batteries | BA | IPP Non-CHP | 2 | 359 | 350 | 350
65082 | Orange Grove | 65891 | Orange Grove | TX | Jim Wells | TALBS | CN | Batteries | BA | IPP Non-CHP | 2 | 61 | 61 | 61 | [13 empty] | N | N | N | N | N | N | N | N | N | N | N
58489 | OCI Energy LLC | 65893 | OCI SunRoper | TX | Wharton | OCIES | CN | Batteries | BA | IPP Non-CHP | 2 | 260 | 260 | 260 |  |  |  |  | 520 | 260 | 260 | LIB |  |  |  | 86 | CS | PR | Y |  | Y | N | [9 empty] | Y | N | [6 empty] | N
65105 | Peeler Solar, LLC | 65932 | Peeler Solar, LLC | TX | Atascosa | PEEL2 | CN | Batteries | BA | IPP Non-CHP | 2 | 50 | 50 | 50
65104 | Vermillion Rise Solar, LLC | 65935 | Vermillion Rise Solar | IN | Vermillion | BAT | CN | Batteries | BA | IPP Non-CHP | 2 | 40 | 40 | 40
65113 | Grey Fox Wind | 65939 | Grey Fox Wind | IL | Cass | WNDG2 | CN | Batteries | BA | IPP Non-CHP | 2 | 150 | 150 | 150
62842 | Lightsource Renewable Energy Asset Management, LLC | 66131 | Peony Solar 1 | IN | Greene | INPE2 | CN | Batteries | BA | IPP Non-CHP | 2 | 62.5 | 62.5 | 62.5
62842 | Lightsource Renewable Energy Asset Management, LLC | 66132 | Trinity River Solar 1 | TX | Liberty | TXTR2 | CN | Batteries | BA | IPP Non-CHP | 2 | 75 | 75 | 75 | [7 empty] | LIB |  |  |  |  | CS | PR
56769 | Consolidated Edison Development Inc. | 66293 | Alamo 3 BESS 2 | TX | Bexar | A3BS2 | IP | Batteries | BA | IPP Non-CHP | 2 | 100 | 100 | 100
56769 | Consolidated Edison Development Inc. | 66294 | Alamo 4 BESS | TX | Kinney | A4BS1 | IP | Batteries | BA | IPP Non-CHP | 2 | 100 | 100 | 100
56769 | Consolidated Edison Development Inc. | 66295 | Alamo 5 BESS 1 | TX | Uvalde | A5BS1 | IP | Batteries | BA | IPP Non-CHP | 2 | 100 | 100 | 100
56769 | Consolidated Edison Development Inc. | 66296 | Alamo 5 BESS 2 | TX | Uvalde | A5BS2 | IP | Batteries | BA | IPP Non-CHP | 2 | 100 | 100 | 100
56769 | Consolidated Edison Development Inc. | 66297 | Alamo 7 BESS 1 | TX | Haskell | A7BS1 | IP | Batteries | BA | IPP Non-CHP | 2 | 150 | 150 | 150
56769 | Consolidated Edison Development Inc. | 66298 | Alamo 7 BESS 2 | TX | Haskell | A7BS2 | IP | Batteries | BA | IPP Non-CHP | 2 | 150 | 150 | 150
56769 | Consolidated Edison Development Inc. | 66300 | Crane 2 BESS 2 | TX | Hidalgo | CRBS2 | IP | Batteries | BA | IPP Non-CHP | 2 | 150 | 150 | 150
56769 | Consolidated Edison Development Inc. | 66303 | Upton BESS 2 | TX | Hidalgo | UPBS2 | IP | Batteries | BA | IPP Non-CHP | 2 | 150 | 150 | 150
56769 | Consolidated Edison Development Inc. | 66304 | Uvalde 2 BESS 1 | TX | Uvalde | UVBS1 | IP | Batteries | BA | IPP Non-CHP | 2 | 75 | 75 | 75
56769 | Consolidated Edison Development Inc. | 66305 | Uvalde 2 BESS 2 | TX | Uvalde | UVBS2 | IP | Batteries | BA | IPP Non-CHP | 2 | 150 | 150 | 150
61978 | Convergent Energy and Power LP | 66498 | Staten Island Energy Storage 1 LLC | NY | Richmond | SIBA1 | IP | Batteries | BA | IPP Non-CHP | 2 | 5 | 5 | 5
65562 | TJA Off South Main St. Lanesboro, LLC | 66514 | MA Lanesboro S. Main St. | MA | Berkshire | B8233 | CN | Batteries | BA | IPP Non-CHP | 2 | 2.5 | 2.5 | 2.5 |  |  |  |  | 3.8 | 1.9 | 1.9 | LIB |  |  |  |  | CS | Y |  | PR | [11 empty] | Y | Y | 66514 | 18233 |  |  |  |  | N
65565 | Catalyze Houston Express Lane Microgrid, LLC | 66517 | TX Houston 7080 Express Lane | TX | Harris | B9344 | CN | Batteries | BA | IPP Non-CHP | 2 | 1.5 | 1.5 | 1.5
65594 | EnerSmart Storage | 66551 | EnerSmart Imperial Beach BESS | CA | San Diego | IB192 | CN | Batteries | BA | IPP Non-CHP | 2 | 3 | 3 | 3
65594 | EnerSmart Storage | 66755 | EnerSmart Murray BESS | CA | San Diego | M07 | CN | Batteries | BA | IPP Non-CHP | 2 | 3 | 3 | 3
18454 | Tampa Electric Co | 66869 | South Tampa Energy Storage | FL | Hillsborough | BESS1 | IP | Batteries | BA | Electric Utility | 1 | 20 | 20 | 20 |  |  |  |  | 40 | 20 | 20 | LIB |  |  |  | 6.5 | CS | Y | Y | Y | Y | Y |  | PR |  | Y |  | Y |  |  |  | Y | N | [6 empty] | N
65821 | Hecate Grid Intrepid 1 LLC | 66911 | Hecate Grid Intrepid | NY | Nassau | HGIN1 | CN | Batteries | BA | IPP Non-CHP | 2 | 250 | 250 | 250 |  |  |  |  | 1000 | 250 | 250 | LIB |  |  |  | 1 | CS | PR | Y | [13 empty] | N | [6 empty] | N
65821 | Hecate Grid Intrepid 1 LLC | 66911 | Hecate Grid Intrepid | NY | Nassau | HGIN6 | CN | Batteries | BA | IPP Non-CHP | 2 | 50 | 50 | 50 |  |  |  |  | 200 | 50 | 50 | LIB |  |  |  | 1 | CS | PR | Y | [13 empty] | N | [6 empty] | N
65861 | Enel X North America, Inc | 66967 | Gateway BESS | NY | Kings | S049 | RE | Batteries | BA | IPP Non-CHP | 2 | 4.8 | 4.8 | 4.8 | 5 | 2019 | 8 | 2024 | 16.4 | 1.6 | 4 | LIB |  |  |  | 4 | CS | [5 empty] | Y | PR | [8 empty] | N | [6 empty] | N
66059 | Hornshadow Solar, LLC | 67497 | Hornshadow Solar, LLC | UT | Emery | HSESS | IP | Batteries | BA | IPP Non-CHP | 2 | 25 | 25 | 25 |  |  |  |  | 100 | 25 | 25 | LIB |  |  |  | 8.2 | CS | Y | Y | Y | Y |  | Y |  | Y |  | Y | PR | Y |  |  |  | Y | 67497 | HSL |  |  |  |  | Y
66070 | Hornshadow Solar II, LLC | 67511 | Hornshadow Solar II, LLC | UT | Emery | HS2ES | IP | Batteries | BA | IPP Non-CHP | 2 | 50 | 50 | 50 |  |  |  |  | 200 | 50 | 50 | LIB |  |  |  | 16.4 | CS | PR | Y | Y | Y |  |  | Y |  | Y |  | Y | Y |  |  |  | Y | 67511 | HS2L |  |  |  |  | Y
66316 | Energix US, LLC | 67675 | Northumberland Solar I | PA | Northumberland | ENX34 | CN | Batteries | BA | IPP Non-CHP | 2 | 20 | 20 | 20 |  |  |  |  | 20 | 20 | 20 | LIB |  |  |  | 20 | CT | PR | N | N | N | N | N | N | N | N | N | N | Y |  |  |  | N | [6 empty] | Y
63289 | Key Capture Energy | 67840 | KCE NY 35, LLC | NY | Greene | NY35 | CN | Batteries | BA | IPP Non-CHP | 2 | 200 | 200 | 200 |  |  |  |  | 800 | 200 | 200 | LIB |  |  |  |  | CT: CS; N: PR; N: Y |  |  |  | N | [6 empty] | N
64545 | Vesper Energy Development LLC | 68017 | Cooper Canyon Renewable Energy | NV | White Pine | CCREB | CN | Batteries | BA | IPP Non-CHP | 2 | 100 | 100 | 100 |  |  |  |  | 400 | 100 | 100 | LIB | [17 empty] | N |  |  | N | [6 empty] | Y | bar: CT to PR; N; N; N
66607 | Belltown Power Texas 2, LLC | 68164 | Augite Storage | TX | Starr | AUGBA | CN | Batteries | BA | IPP Non-CHP | 2 | 151.4 | 151.4 | 151.4 |  |  |  |  | 151.4 | 151.4 | 151.4 | LIB |  |  |  | 76.2 | CT: CS; PR: PR; N: Y; N: Y; N: Y; N: Y |  |  |  | N | [6 empty] | N
66607 | Belltown Power Texas 2, LLC | 68167 | Hooper Solar and Storage | TX | Lee | HOOBA | CN | Batteries | BA | IPP Non-CHP | 2 | 30.7 | 30.7 | 30.7 |  |  |  |  | 61.4 | 30.7 | 30.7 | LIB |  |  |  | 16.1 | CT: CS; PR: PR; N: Y; N: N; N: Y; N: Y; N: Y |  |  |  | N | [6 empty] | N
66607 | Belltown Power Texas 2, LLC | 68169 | Kobernat Solar and Storage | TX | Starr | KOBBA | CN | Batteries | BA | IPP Non-CHP | 2 | 51.5 | 51.5 | 51.5 |  |  |  |  | 201.1 | 51.5 | 51.5 | LIB |  |  |  | 26.3 | CT: CS; PR: PR; N: Y; N: Y; N: Y; N: Y |  |  |  | N | [6 empty] | N
66694 | Sandman Solar LLC | 68304 | Sandman Solar | TX | Collin | SAND | CN | Batteries | BA | IPP Non-CHP | 2 | 100 | 100 | 100
66697 | Alpin Holding LLC | 68307 | Matador Solar | OH | Mahoning | MATAB | CN | Batteries | BA | IPP Non-CHP | 2 | 150 | 150 | 150 |  |  |  |  | 150 | 150 | 150 | OTH | [20 empty] | Y | 68307 | Matad |  |  |  |  | N | bar: N to Y
66697 | Alpin Holding LLC | 68308 | Wolf Creek Solar | OH | Washington | WOLFB | CN | Batteries | BA | IPP Non-CHP | 2 | 150 | 150 | 150 |  |  |  |  | 150 | 150 | 150 | OTH | [20 empty] | Y | 68308 | WolfB |  |  |  |  | N | bar: N to Y
66697 | Alpin Holding LLC | 68310 | Iris Solar | VA | Frederick | IRISB | CN | Batteries | BA | IPP Non-CHP | 2 | 90 | 90 | 90 |  |  |  |  | 90 | 90 | 90 | OTH | [20 empty] | Y | 68310 | IrisB |  |  |  |  | N | bar: N to Y
66697 | Alpin Holding LLC | 68311 | Twins Solar | VA | Rockingham | TWINB | CN | Batteries | BA | IPP Non-CHP | 2 | 150 | 150 | 150 |  |  |  |  | 150 | 150 | 150 | OTH | [20 empty] | Y | 68311 | TwinB |  |  |  |  | N | bar: N to Y