## Table_6_05
Table 6.5. Planned U.S. Electric Generating Unit Additions
Year | Month | Entity ID | Entity Name | Plant Producer Type | Plant Name | Plant State | Plant ID | Generator ID | Net Summer Capacity (MW) | Technology | Energy Source Code | Prime Mover Code | Status | Nameplate Capacity (MW)
2026 | 6 | 66784 | 311SV 8me, LLC | IPP | Catclaw Solar | AZ | 68414 | CC8 | 200 | Solar Photovoltaic | SUN | PV | (TS) Construction complete, but not yet in commercial operation | 200
2026 | 6 | 67018 | 64NB 8me LLC | IPP | Aratina Solar Center 1A | CA | 68661 | 64BES | 75 | Batteries | MWH | BA | (V) Under construction, more than 50 percent complete | 75
2026 | 6 | 67018 | 64NB 8me LLC | IPP | Aratina Solar Center 1A | CA | 68661 | 64NB8 | 120 | Solar Photovoltaic | SUN | PV | (V) Under construction, more than 50 percent complete | 120
2026 | 6 | 60796 | 91MC 8me LLC | IPP | Aratina Solar Center 1B | CA | 61167 | 91MC8 | 80 | Solar Photovoltaic | SUN | PV | (V) Under construction, more than 50 percent complete | 80
2026 | 6 | 60796 | 91MC 8me LLC | IPP | Aratina Solar Center 1B | CA | 61167 | BESS | 50 | Batteries | MWH | BA | (V) Under construction, more than 50 percent complete | 50
2026 | 6 | 64904 | AES Clean Energy | IPP | AES Rt 5 Solar CSG | NY | 68388 | RT5SS | 4.9 | Solar Photovoltaic | SUN | PV | (V) Under construction, more than 50 percent complete | 5
2026 | 6 | 64904 | AES Clean Energy | IPP | Geer Road Solar 3 | NY | 67413 | GEER3 | 5 | Solar Photovoltaic | SUN | PV | (V) Under construction, more than 50 percent complete | 5
2026 | 6 | 65819 | Ables Springs Solar, LLC | IPP | Ables Springs Solar & Storage | TX | 66905 | SOLAR | 151 | Solar Photovoltaic | SUN | PV | (TS) Construction complete, but not yet in commercial operation | 151
2026 | 6 | 67411 | Apple Infra, LLC | IPP | Apple BESS | TX | 69318 | APPLE | 9.9 | Batteries | MWH | BA | (U) Under construction, less than or equal to 50 percent complete | 9.9
2026 | 6 | 67503 | Archtop Property Management LLC | IPP | Archtop Solar | IL | 69521 | ARCH1 | 61.4 | Solar Photovoltaic | SUN | PV | (TS) Construction complete, but not yet in commercial operation | 61.4
2026 | 6 | 67503 | Archtop Property Management LLC | IPP | Archtop Solar | IL | 69521 | ARCH2 | 53.3 | Solar Photovoltaic | SUN | PV | (TS) Construction complete, but not yet in commercial operation | 53.3
2026 | 6 | 67503 | Archtop Property Management LLC | IPP | Archtop Solar | IL | 69521 | ARCH3 | 36.9 | Solar Photovoltaic | SUN | PV | (TS) Construction complete, but not yet in commercial operation | 36.9
2026 | 6 | 67503 | Archtop Property Management LLC | IPP | Archtop Solar | IL | 69521 | ARCH4 | 24.6 | Solar Photovoltaic | SUN | PV | (TS) Construction complete, but not yet in commercial operation | 24.6
2026 | 6 | 67503 | Archtop Property Management LLC | IPP | Archtop Solar | IL | 69521 | ARCH5 | 49.2 | Solar Photovoltaic | SUN | PV | (TS) Construction complete, but not yet in commercial operation | 49.2
2026 | 6 | 67503 | Archtop Property Management LLC | IPP | Archtop Solar | IL | 69521 | ARCH6 | 61.4 | Solar Photovoltaic | SUN | PV | (TS) Construction complete, but not yet in commercial operation | 61.4
2026 | 6 | 803 | Arizona Public Service Co | Electric Utility | Ironwood Solar | AZ | 68397 | I168M | 168 | Solar Photovoltaic | SUN | PV | (TS) Construction complete, but not yet in commercial operation | 168
2026 | 6 | 67186 | Ashley Solar LLC PV | IPP | Ashley Solar LLC PV | IL | 68974 | 13526 | 5 | Solar Photovoltaic | SUN | PV | (U) Under construction, less than or equal to 50 percent complete | 5
2026 | 6 | 67619 | Balboa Avenue I Solar Project 2023, LLC | IPP | L3 Harris San Diego | CA | 69711 | 6672 | 1.6 | Solar Photovoltaic | SUN | PV | (V) Under construction, more than 50 percent complete | 1.6
2026 | 6 | 67095 | Bell 1 Solar, LLC | IPP | Hermes Solar PV | TX | 68851 | HSPV1 | 100 | Solar Photovoltaic | SUN | PV | (V) Under construction, more than 50 percent complete | 100.4
2026 | 6 | 67096 | Bell 1 Storage, LLC | IPP | Hermes Storage BESS | TX | 68852 | HSBE1 | 100 | Batteries | MWH | BA | (V) Under construction, more than 50 percent complete | 100.4
2026 | 6 | 67550 | Bexar Corrilla LLC | IPP | Bexar Corrilla BESS | TX | 69607 | CORR1 | 9.9 | Batteries | MWH | BA | (TS) Construction complete, but not yet in commercial operation | 9.9
2026 | 6 | 67127 | Big Sampson Wind Project, LLC | IPP | Big Sampson Wind | TX | 68873 | BIGS | 265 | Onshore Wind Turbine | WND | WT | (TS) Construction complete, but not yet in commercial operation | 265
2026 | 6 | 65654 | Birch Creek Development | IPP | Elm Flats Solar | TX | 67552 | ELMBA | 50 | Batteries | MWH | BA | (U) Under construction, less than or equal to 50 percent complete | 50
2026 | 6 | 65654 | Birch Creek Development | IPP | Elm Flats Solar | TX | 67552 | ELMFL | 125 | Solar Photovoltaic | SUN | PV | (U) Under construction, less than or equal to 50 percent complete | 125
2026 | 6 | 65654 | Birch Creek Development | IPP | FR_Williamsport LLC | PA | 69666 | WSSPV | 20 | Solar Photovoltaic | SUN | PV | (U) Under construction, less than or equal to 50 percent complete | 20
2026 | 6 | 65654 | Birch Creek Development | IPP | Samaritan Solar | PA | 69670 | SAMPV | 12 | Solar Photovoltaic | SUN | PV | (V) Under construction, more than 50 percent complete | 12
2026 | 6 | 64266 | Blue Jay Solar I, LLC | IPP | Blue Jay Solar I, LLC | TX | 64672 | BLUJS | 210 | Solar Photovoltaic | SUN | PV | (TS) Construction complete, but not yet in commercial operation | 210
2026 | 6 | 66782 | Brazoria Solar i, LLC | IPP | Brazoria Solar I | TX | 68410 | BRAZ | 125 | Solar Photovoltaic | SUN | PV | (TS) Construction complete, but not yet in commercial operation | 125
2026 | 6 | 66782 | Brazoria Solar i, LLC | IPP | Brazoria Solar I | TX | 68410 | BRAZ2 | 125 | Solar Photovoltaic | SUN | PV | (TS) Construction complete, but not yet in commercial operation | 125
2026 | 6 | 67416 | Buda Infra LLC | IPP | Buda BESS | TX | 69324 | BUDA | 9.9 | Batteries | MWH | BA | (U) Under construction, less than or equal to 50 percent complete | 9.9
2026 | 6 | 66180 | CPV Rogue's Wind, LLC | IPP | CPV Rogue's Wind, LLC | PA | 67348 | ROGUE | 109.9 | Onshore Wind Turbine | WND | WT | (V) Under construction, more than 50 percent complete | 114
2026 | 6 | 67885 | CVE US PA New Alexandria 185 LLC | IPP | New Alexandria - PA 0185 (Weimer) | PA | 70120 | 185 | 3 | Solar Photovoltaic | SUN | PV | (U) Under construction, less than or equal to 50 percent complete | 3
2026 | 6 | 67886 | CVE US VA Petersburg 224 LLC | IPP | Petersburg - VA 0224 (Murphy) | VA | 70123 | 224 | 2.6 | Solar Photovoltaic | SUN | PV | (U) Under construction, less than or equal to 50 percent complete | 2.6
2026 | 6 | 67306 | Carambola BESS LLC | IPP | Carambola BESS | TX | 69168 | CRBLA | 98.4 | Batteries | MWH | BA | (TS) Construction complete, but not yet in commercial operation | 98.4
2026 | 6 | 67729 | Cartwright Solar II LLC | IPP | Cartwright Solar II | OR | 69782 | CW216 | 17.6 | Solar Photovoltaic | SUN | PV | (TS) Construction complete, but not yet in commercial operation | 17.6
2026 | 6 | 65564 | Catalyze Dallas 7750 Dynasty Drive Microgrid, LLC | IPP | TX Dallas 7750 Dynasty Drive | TX | 66516 | 19500 | 2.3 | Solar Photovoltaic | SUN | PV | (TS) Construction complete, but not yet in commercial operation | 2.3
2026 | 6 | 67510 | Catalyze National City Terminal Avenue Microgrid, LLC | IPP | CA National City Terminal Ave | CA | 69533 | 21938 | 1.1 | Solar Photovoltaic | SUN | PV | (V) Under construction, more than 50 percent complete | 1.1
2026 | 6 | 66576 | Chillingham Solar LLC | IPP | Chillingham Solar | TX | 68065 | CHILS | 350 | Solar Photovoltaic | SUN | PV | (TS) Construction complete, but not yet in commercial operation | 350
2026 | 6 | 67723 | Choctaw Fields Solar Project, LLC | IPP | Choctaw Fields Solar Project | OK | 68786 | USMNC | 85 | Solar Photovoltaic | SUN | PV | (TS) Construction complete, but not yet in commercial operation | 85
2026 | 6 | 14199 | City of Osage City - (KS) | Electric Utility | Osage City | KS | 1313 | 11 | 1.9 | Petroleum Liquids | DFO | IC | (V) Under construction, more than 50 percent complete | 2
2026 | 6 | 14199 | City of Osage City - (KS) | Electric Utility | Osage City | KS | 1313 | 12 | 1.9 | Petroleum Liquids | DFO | IC | (V) Under construction, more than 50 percent complete | 2
2026 | 6 | 20069 | City of Wamego - (KS) | Electric Utility | Public Works Generation | KS | 69783 | PW13 | 3 | Petroleum Liquids | DFO | IC | (V) Under construction, more than 50 percent complete | 3
2026 | 6 | 63260 | Cobb Electric Membership Corporation | Electric Utility | Allatoona Substation #10 | GA | 69688 | BES02 | 10 | Batteries | MWH | BA | (V) Under construction, more than 50 percent complete | 10
2026 | 6 | 66217 | Copia Power | IPP | Centennial Flats | AZ | 68466 | CFB1 | 89 | Batteries | MWH | BA | (U) Under construction, less than or equal to 50 percent complete | 89
2026 | 6 | 66217 | Copia Power | IPP | Centennial Flats | AZ | 68466 | CFB2 | 89 | Batteries | MWH | BA | (U) Under construction, less than or equal to 50 percent complete | 89
2026 | 6 | 66217 | Copia Power | IPP | Centennial Flats | AZ | 68466 | CFPV1 | 166.7 | Solar Photovoltaic | SUN | PV | (U) Under construction, less than or equal to 50 percent complete | 166.7
2026 | 6 | 66217 | Copia Power | IPP | Centennial Flats | AZ | 68466 | CFPV2 | 166.7 | Solar Photovoltaic | SUN | PV | (U) Under construction, less than or equal to 50 percent complete | 166.7
2026 | 6 | 59319 | Cotton Solar, LLC | IPP | Cotton Solar | SC | 59572 | PV1 | 16 | Solar Photovoltaic | SUN | PV | (T) Regulatory approvals received. Not under construction | 16
2026 | 6 | 65832 | Cottonwood Bayou Solar, LLC | IPP | Cottonwood Bayou Solar | TX | 66915 | CTW | 350 | Solar Photovoltaic | SUN | PV | (TS) Construction complete, but not yet in commercial operation | 350
2026 | 6 | 67413 | County Rd Infra LLC | IPP | County Road BESS | TX | 69422 | CTRD | 9.9 | Batteries | MWH | BA | (TS) Construction complete, but not yet in commercial operation | 9.9
2026 | 6 | 64843 | Dakota County, MN | Electric Utility | Byllesby | MN | 50328 | NOR-1 | 2 | Conventional Hydroelectric | WAT | HY | (TS) Construction complete, but not yet in commercial operation | 2
2026 | 6 | 64843 | Dakota County, MN | Electric Utility | Byllesby | MN | 50328 | SOU-2 | 2 | Conventional Hydroelectric | WAT | HY | (TS) Construction complete, but not yet in commercial operation | 2
2026 | 6 | 65831 | Danish Fields Solar, LLC | IPP | Danish Fields Solar, LLC | TX | 66914 | DAN | 600 | Solar Photovoltaic | SUN | PV | (TS) Construction complete, but not yet in commercial operation | 600
2026 | 6 | 67294 | Deer Creek Solar I, LLC | IPP | Deer Creek Hybrid | CA | 69121 | DERBA | 50 | Batteries | MWH | BA | (TS) Construction complete, but not yet in commercial operation | 51.4
2026 | 6 | 67294 | Deer Creek Solar I, LLC | IPP | Deer Creek Hybrid | CA | 69121 | DERPV | 50 | Solar Photovoltaic | SUN | PV | (TS) Construction complete, but not yet in commercial operation | 51.4
2026 | 6 | 66426 | Dill Holdings LLC | IPP | Dill Holdings LLC | NC | 67858 | DILL1 | 10 | Solar Photovoltaic | SUN | PV | (U) Under construction, less than or equal to 50 percent complete | 10
2026 | 6 | 65677 | Dimension Energy LLC | IPP | Chaberton Solar Biggins Creek LLC | DE | 69832 | BIGGC | 4 | Solar Photovoltaic | SUN | PV | (V) Under construction, more than 50 percent complete | 4
2026 | 6 | 65677 | Dimension Energy LLC | IPP | Chaberton Solar Blue Hen LLC | DE | 69831 | BLUHN | 4 | Solar Photovoltaic | SUN | PV | (V) Under construction, more than 50 percent complete | 4
2026 | 6 | 65677 | Dimension Energy LLC | IPP | Corfee Solar LLC | IL | 69849 | CORFE | 5 | Solar Photovoltaic | SUN | PV | (TS) Construction complete, but not yet in commercial operation | 5
2026 | 6 | 65677 | Dimension Energy LLC | IPP | Gracy Solar 1, LLC | IL | 69839 | GRACY | 5 | Solar Photovoltaic | SUN | PV | (TS) Construction complete, but not yet in commercial operation | 5
2026 | 6 | 65677 | Dimension Energy LLC | IPP | Hampden CSG 1 LLC | PA | 69830 | HMPD1 | 1.8 | Solar Photovoltaic | SUN | PV | (V) Under construction, more than 50 percent complete | 1.8
2026 | 6 | 65677 | Dimension Energy LLC | IPP | Kanesolar01 LLC | IL | 69829 | KANE1 | 5 | Solar Photovoltaic | SUN | PV | (TS) Construction complete, but not yet in commercial operation | 5
2026 | 6 | 65677 | Dimension Energy LLC | IPP | Salvia Solar, LLC | IL | 69851 | SALVI | 5 | Solar Photovoltaic | SUN | PV | (V) Under construction, more than 50 percent complete | 5
2026 | 6 | 65677 | Dimension Energy LLC | IPP | Starke Solar LLC | NJ | 69835 | STARK | 2.5 | Solar Photovoltaic | SUN | PV | (V) Under construction, more than 50 percent complete | 2.5
2026 | 6 | 65677 | Dimension Energy LLC | IPP | Wild Cat Solar 22 LLC | IL | 69843 | WILD2 | 2.3 | Solar Photovoltaic | SUN | PV | (V) Under construction, more than 50 percent complete | 2.3
2026 | 6 | 3046 | Duke Energy Progress - (NC) | Electric Utility | Warsaw 2 Energy Storage | NC | 69988 | WBA2 | 10.1 | Batteries | MWH | BA | (V) Under construction, more than 50 percent complete | 11
2026 | 6 | 67773 | Dusty Rose Wind, LLC | IPP | Dusty Rose Wind | CO | 69893 | 5937 | 502 | Onshore Wind Turbine | WND | WT | (V) Under construction, more than 50 percent complete | 502
2026 | 6 | 67337 | ESTX-PLD-HOUSTON2, LLC | IPP | SAHARA BESS (SOHO BESS) | TX | 69200 | SOHO1 | 204.4 | Batteries | MWH | BA | (TS) Construction complete, but not yet in commercial operation | 204.4
2026 | 6 | 67337 | ESTX-PLD-HOUSTON2, LLC | IPP | SAHARA BESS (SOHO BESS) | TX | 69200 | SOHO2 | 204.3 | Batteries | MWH | BA | (TS) Construction complete, but not yet in commercial operation | 204.3
2026 | 6 | 67348 | Edinburg ESS Assets LLC | IPP | North Edinburg BESS 1 | TX | 69253 | NEBA1 | 10 | Batteries | MWH | BA | (V) Under construction, more than 50 percent complete | 10
2026 | 6 | 67336 | Elawan Pitts Dudik Solar II, LLC | IPP | Pitts Dudik Solar II | TX | 69674 | PDII | 30.4 | Solar Photovoltaic | SUN | PV | (TS) Construction complete, but not yet in commercial operation | 30.4
2026 | 6 | 67414 | Elm St Infra LLC | IPP | Elm Street BESS | TX | 69322 | ELMST | 9.9 | Batteries | MWH | BA | (TS) Construction complete, but not yet in commercial operation | 9.9
2026 | 6 | 64438 | Enel Green Power Roseland Solar, LLC | IPP | Roseland Solar Project, LLC | TX | 65028 | ROSES | 500 | Solar Photovoltaic | SUN | PV | (TS) Construction complete, but not yet in commercial operation | 500
2026 | 6 | 56201 | Engie North America | IPP | Castor | TX | 65870 | CASTR | 200 | Batteries | MWH | BA | (U) Under construction, less than or equal to 50 percent complete | 200
2026 | 6 | 56201 | Engie North America | IPP | Desna | TX | 65876 | DESNA | 200 | Batteries | MWH | BA | (U) Under construction, less than or equal to 50 percent complete | 200
2026 | 6 | 66742 | Evans Creek Energy Storage LLC | IPP | Evans Creek Energy Storage Project | TX | 68334 | EVCRK | 103 | Batteries | MWH | BA | (U) Under construction, less than or equal to 50 percent complete | 103
2026 | 6 | 67162 | Ferdinand Grid, LLC | IPP | Ferdinand Energy Center | TX | 68915 | 1 | 200 | Batteries | MWH | BA | (TS) Construction complete, but not yet in commercial operation | 200
2026 | 6 | 62759 | Geronimo Power | IPP | Blevins Solar & Storage | TX | 69414 | BSLR2 | 132 | Solar Photovoltaic | SUN | PV | (TS) Construction complete, but not yet in commercial operation | 132
2026 | 6 | 62759 | Geronimo Power | IPP | Blevins Solar & Storage | TX | 69414 | BSLR3 | 138 | Solar Photovoltaic | SUN | PV | (TS) Construction complete, but not yet in commercial operation | 138
2026 | 6 | 67333 | GoldenMax Energy Inc | IPP | Knapp BESS | TX | 69226 | KNBA1 | 10 | Batteries | MWH | BA | (V) Under construction, more than 50 percent complete | 10
2026 | 6 | 7490 | Grand River Dam Authority | Electric Utility | GREC | OK | 165 | 4 | 416 | Natural Gas Fired Combustion Turbine | NG | GT | (V) Under construction, more than 50 percent complete | 594
2026 | 6 | 67558 | Greater Bryant G Solar, LLC | Industrial | GBG SOLAR | TX | 69628 | GBPV1 | 17.7 | Solar Photovoltaic | SUN | PV | (TS) Construction complete, but not yet in commercial operation | 22.2
2026 | 6 | 66232 | Green River Energy Center, LLC | IPP | Green River Energy Center - Hybrid | UT | 67501 | GRBS | 400 | Batteries | MWH | BA | (V) Under construction, more than 50 percent complete | 400
2026 | 6 | 66232 | Green River Energy Center, LLC | IPP | Green River Energy Center - Hybrid | UT | 67501 | GRPV | 400 | Solar Photovoltaic | SUN | PV | (V) Under construction, more than 50 percent complete | 400
2026 | 6 | 65805 | GulfStar Power, LLC | IPP | GulfStar Power, LLC | TX | 66871 | SOLAR | 451.6 | Solar Photovoltaic | SUN | PV | (TS) Construction complete, but not yet in commercial operation | 451.6
2026 | 6 | 67347 | Harlingen ESS Assets LLC | IPP | Harlingen #1 BESS 1 | TX | 69252 | HABA1 | 10 | Batteries | MWH | BA | (V) Under construction, more than 50 percent complete | 10
2026 | 6 | 67082 | Headwater Energy, LLC | IPP | Flying Goose | CA | 68753 | FLYGS | 3 | Solar Photovoltaic | SUN | PV | (TS) Construction complete, but not yet in commercial operation | 3
2026 | 6 | 67082 | Headwater Energy, LLC | IPP | Pruger Solar II | SC | 62293 | 64 | 2 | Solar Photovoltaic | SUN | PV | (TS) Construction complete, but not yet in commercial operation | 2
2026 | 6 | 65829 | Hill Solar 1, LLC | IPP | Hill Solar 1 | TX | 66912 | HS1 | 405 | Solar Photovoltaic | SUN | PV | (TS) Construction complete, but not yet in commercial operation | 405
2026 | 6 | 66829 | Hill Solar II, LLC | IPP | Hill Solar II | TX | 68481 | HS2 | 200 | Solar Photovoltaic | SUN | PV | (TS) Construction complete, but not yet in commercial operation | 200
2026 | 6 | 67448 | Honeycomb Solar Holdco, LLC | IPP | Honeycomb Solar and Storage | TX | 69351 | HNYBS | 76.5 | Batteries | MWH | BA | (V) Under construction, more than 50 percent complete | 76.5
2026 | 6 | 67448 | Honeycomb Solar Holdco, LLC | IPP | Honeycomb Solar and Storage | TX | 69351 | HNYPV | 74.8 | Solar Photovoltaic | SUN | PV | (V) Under construction, more than 50 percent complete | 74.8
2026 | 6 | 63792 | Hornet Solar LLC | IPP | Hornet Solar | NC | 64167 | GEN | 73 | Solar Photovoltaic | SUN | PV | (V) Under construction, more than 50 percent complete | 73
2026 | 6 | 67415 | Hwy 6 Infra LLC | IPP | Highway 6 BESS | TX | 69323 | HWY6 | 9.9 | Batteries | MWH | BA | (TS) Construction complete, but not yet in commercial operation | 9.9
2026 | 6 | 9191 | Idaho Power Co | Electric Utility | Boise Bench BESS | ID | 68799 | BOBS | 150 | Batteries | MWH | BA | (TS) Construction complete, but not yet in commercial operation | 150
2026 | 6 | 9191 | Idaho Power Co | Electric Utility | Hemmingway BESS | ID | 66325 | 3 | 50 | Batteries | MWH | BA | (TS) Construction complete, but not yet in commercial operation | 50
2026 | 6 | 49893 | Invenergy Services LLC | IPP | Split Rail Solar Energy LLC | MO | 69475 | SPTRL | 300 | Solar Photovoltaic | SUN | PV | (TS) Construction complete, but not yet in commercial operation | 300
2026 | 6 | 49893 | Invenergy Services LLC | IPP | Trade Post Solar | IN | 69111 | TRADE | 200 | Solar Photovoltaic | SUN | PV | (V) Under construction, more than 50 percent complete | 200
2026 | 6 | 67316 | Juniper Sol Solar | IPP | Juniper Sol Solar CSG | NM | 69270 | JUNIP | 5 | Solar Photovoltaic | SUN | PV | (TS) Construction complete, but not yet in commercial operation | 5
2026 | 6 | 50123 | Leeward Asset Management, LLC | IPP | Saltbranch 2 | OK | 68009 | SB12 | 73 | Solar Photovoltaic | SUN | PV | (V) Under construction, more than 50 percent complete | 73
2026 | 6 | 65761 | Lighthouse Arthur Kill, LLC | IPP | Elevate Arthur Kill | NY | 66785 | ELVAK | 15.1 | Batteries | MWH | BA | (V) Under construction, more than 50 percent complete | 15.1
2026 | 6 | 62842 | Lightsource Renewable Energy Asset Management, LLC | IPP | Jones City 1 Solar | TX | 66559 | TXJC1 | 215 | Solar Photovoltaic | SUN | PV | (V) Under construction, more than 50 percent complete | 215
2026 | 6 | 62842 | Lightsource Renewable Energy Asset Management, LLC | IPP | Jones City 2 Solar | TX | 66893 | TXJC2 | 185 | Solar Photovoltaic | SUN | PV | (V) Under construction, more than 50 percent complete | 185
2026 | 6 | 62842 | Lightsource Renewable Energy Asset Management, LLC | IPP | Juliet Energy Project, LLC | OH | 68938 | OHJE1 | 50 | Solar Photovoltaic | SUN | PV | (V) Under construction, more than 50 percent complete | 50
2026 | 6 | 62664 | Lock 14 Hydro Partners, LLC | IPP | Heidelberg Hydroelectric Project | KY | 62749 | 1 | 0.6 | Conventional Hydroelectric | WAT | HY | (TS) Construction complete, but not yet in commercial operation | 0.6
2026 | 6 | 62664 | Lock 14 Hydro Partners, LLC | IPP | Heidelberg Hydroelectric Project | KY | 62749 | 2 | 0.6 | Conventional Hydroelectric | WAT | HY | (TS) Construction complete, but not yet in commercial operation | 0.6
2026 | 6 | 62664 | Lock 14 Hydro Partners, LLC | IPP | Heidelberg Hydroelectric Project | KY | 62749 | 3 | 0.2 | Conventional Hydroelectric | WAT | HY | (TS) Construction complete, but not yet in commercial operation | 0.2
2026 | 6 | 62664 | Lock 14 Hydro Partners, LLC | IPP | Heidelberg Hydroelectric Project | KY | 62749 | 4 | 0.2 | Conventional Hydroelectric | WAT | HY | (TS) Construction complete, but not yet in commercial operation | 0.2
2026 | 6 | 62664 | Lock 14 Hydro Partners, LLC | IPP | Heidelberg Hydroelectric Project | KY | 62749 | 5 | 0.6 | Conventional Hydroelectric | WAT | HY | (TS) Construction complete, but not yet in commercial operation | 0.6
2026 | 6 | 62664 | Lock 14 Hydro Partners, LLC | IPP | Heidelberg Hydroelectric Project | KY | 62749 | 6 | 0.6 | Conventional Hydroelectric | WAT | HY | (TS) Construction complete, but not yet in commercial operation | 0.6
2026 | 6 | 66950 | Lydian Energy | IPP | Headcamp BESS | TX | 68580 | MHB | 150 | Batteries | MWH | BA | (U) Under construction, less than or equal to 50 percent complete | 150
2026 | 6 | 65043 | Madison Energy Investments LLC | IPP | IL2 - W109 | IL | 68392 | IL2PV | 4.9 | Solar Photovoltaic | SUN | PV | (U) Under construction, less than or equal to 50 percent complete | 4.9
2026 | 6 | 65043 | Madison Energy Investments LLC | IPP | Sturbridge Road Solar | MA | 63677 | STURB | 5 | Solar Photovoltaic | SUN | PV | (TS) Construction complete, but not yet in commercial operation | 5
2026 | 6 | 67597 | Mallard Energy Storage, LLC | IPP | Mallard Energy Storage | TX | 69681 | DRAKE | 250 | Batteries | MWH | BA | (U) Under construction, less than or equal to 50 percent complete | 250
2026 | 6 | 67504 | Marubeni Power International, Inc. | IPP | Cotulla BESS 1 | TX | 69510 | COTUL | 9.9 | Batteries | MWH | BA | (V) Under construction, more than 50 percent complete | 9.9
2026 | 6 | 67504 | Marubeni Power International, Inc. | IPP | Palmview BESS | TX | 69511 | PALMV | 9.9 | Batteries | MWH | BA | (V) Under construction, more than 50 percent complete | 9.9
2026 | 6 | 67504 | Marubeni Power International, Inc. | IPP | SE Edinburg BESS | TX | 69512 | SEEDI | 9.9 | Batteries | MWH | BA | (V) Under construction, more than 50 percent complete | 9.9
2026 | 6 | 66777 | McCrae Wind Energy II, LLC | IPP | McCrae Wind Energy II | TX | 63342 | BKII | 162.1 | Onshore Wind Turbine | WND | WT | (TS) Construction complete, but not yet in commercial operation | 162.1
2026 | 6 | 66427 | McDowell Creek Solar LLC | IPP | McDowell Creek Solar LLC | NC | 67857 | MCDOW | 2 | Solar Photovoltaic | SUN | PV | (V) Under construction, more than 50 percent complete | 2
2026 | 6 | 67524 | Minneola Solar | IPP | Minneola Solar | CA | 69562 | MINNE | 3 | Solar Photovoltaic | SUN | PV | (U) Under construction, less than or equal to 50 percent complete | 3
2026 | 6 | 66680 | Mondu Solar LLC | IPP | Mondu Solar LLC | LA | 68263 | M4515 | 150 | Solar Photovoltaic | SUN | PV | (U) Under construction, less than or equal to 50 percent complete | 150
2026 | 6 | 56990 | NJR Clean Energy Ventures Corporation | IPP | Esky Solar | NJ | 69291 | ESKY1 | 7 | Solar Photovoltaic | SUN | PV | (V) Under construction, more than 50 percent complete | 7
2026 | 6 | 56990 | NJR Clean Energy Ventures Corporation | IPP | Mansfield Landfill | CT | 69515 | MNSFL | 1.8 | Solar Photovoltaic | SUN | PV | (V) Under construction, more than 50 percent complete | 1.8
2026 | 6 | 65088 | Nighthawk Energy Storage, LLC | IPP | Nighthawk Energy Storage, LLC | CA | 65889 | BESS | 300 | Batteries | MWH | BA | (V) Under construction, more than 50 percent complete | 300
2026 | 6 | 58764 | Origis Energy USA, Inc | IPP | Rockhound A | TX | 68592 | OERHA | 245 | Solar Photovoltaic | SUN | PV | (TS) Construction complete, but not yet in commercial operation | 245
2026 | 6 | 58764 | Origis Energy USA, Inc | IPP | Rockhound C | TX | 68593 | OERHC | 61 | Solar Photovoltaic | SUN | PV | (TS) Construction complete, but not yet in commercial operation | 61
2026 | 6 | 58764 | Origis Energy USA, Inc | IPP | Rockhound D | TX | 68594 | OERHD | 28 | Solar Photovoltaic | SUN | PV | (TS) Construction complete, but not yet in commercial operation | 28
2026 | 6 | 59300 | PNM Resources | Electric Utility | Sandia Energy Center | NM | 68210 | BESS | 60 | Batteries | MWH | BA | (TS) Construction complete, but not yet in commercial operation | 60
2026 | 6 | 67159 | Padua 2 | IPP | Padua 2 | TX | 68913 | 12342 | 150 | Batteries | MWH | BA | (V) Under construction, more than 50 percent complete | 150
2026 | 6 | 66002 | Pastoria Solar Energy Company, LLC | IPP | Pastoria Solar | CA | 67105 | CPP01 | 105.2 | Solar Photovoltaic | SUN | PV | (V) Under construction, more than 50 percent complete | 105.2
2026 | 6 | 14600 | Payson City Corporation | Electric Utility | Payson | UT | 7408 | 86-3C | 2.1 | Natural Gas Internal Combustion Engine | NG | IC | (U) Under construction, less than or equal to 50 percent complete | 2.4
2026 | 6 | 14600 | Payson City Corporation | Electric Utility | Payson | UT | 7408 | 86-4C | 2.1 | Natural Gas Internal Combustion Engine | NG | IC | (U) Under construction, less than or equal to 50 percent complete | 2.4
2026 | 6 | 14600 | Payson City Corporation | Electric Utility | Payson | UT | 7408 | 86-5C | 2.1 | Natural Gas Internal Combustion Engine | NG | IC | (U) Under construction, less than or equal to 50 percent complete | 2.4
2026 | 6 | 14600 | Payson City Corporation | Electric Utility | Payson | UT | 7408 | 86-6C | 2.1 | Natural Gas Internal Combustion Engine | NG | IC | (U) Under construction, less than or equal to 50 percent complete | 2.4
2026 | 6 | 14600 | Payson City Corporation | Electric Utility | Payson | UT | 7408 | 86-7C | 2.1 | Natural Gas Internal Combustion Engine | NG | IC | (U) Under construction, less than or equal to 50 percent complete | 2.4
2026 | 6 | 14600 | Payson City Corporation | Electric Utility | Payson | UT | 7408 | 86-8C | 2.1 | Natural Gas Internal Combustion Engine | NG | IC | (U) Under construction, less than or equal to 50 percent complete | 2.4
2026 | 6 | 67827 | Pescara 1 Solar LLC | IPP | Pescara 1 | NY | 70010 | 167 | 4.9 | Solar Photovoltaic | SUN | PV | (U) Under construction, less than or equal to 50 percent complete | 4.9
2026 | 6 | 67828 | Pescara 2 Solar LLC | IPP | Pescara 2 | NY | 70011 | 168 | 4.9 | Solar Photovoltaic | SUN | PV | (U) Under construction, less than or equal to 50 percent complete | 4.9
2026 | 6 | 65539 | Pivot Energy | IPP | ILL060-Sangamon-Atchison | IL | 69053 | IL60 | 2 | Solar Photovoltaic | SUN | PV | (V) Under construction, more than 50 percent complete | 2
2026 | 6 | 65539 | Pivot Energy | IPP | MDD109-NCBP BLDG 11-Manekin | MD | 69052 | MD11 | 2.4 | Solar Photovoltaic | SUN | PV | (V) Under construction, more than 50 percent complete | 2.4
2026 | 6 | 65539 | Pivot Energy | IPP | NCBP Seven | MD | 69767 | NCBP7 | 2.4 | Solar Photovoltaic | SUN | PV | (V) Under construction, more than 50 percent complete | 2.4
2026 | 6 | 65539 | Pivot Energy | IPP | NCBP TWELVE, LLC | MD | 69064 | NC12 | 1.2 | Solar Photovoltaic | SUN | PV | (V) Under construction, more than 50 percent complete | 1.2
2026 | 6 | 63969 | Placid Solar, LLC | IPP | Highland Solar South | FL | 64346 | 9999 | 74.9 | Solar Photovoltaic | SUN | PV | (V) Under construction, more than 50 percent complete | 74.9
2026 | 6 | 67382 | Project Lynx - Giga Texas Energy | IPP | Project Lynx | TX | 69286 | LYNX | 125 | Batteries | MWH | BA | (TS) Construction complete, but not yet in commercial operation | 125
2026 | 6 | 65869 | Prologis Logistics Services Incorporated | IPP | Addison 11-SLCHI404 | IL | 68118 | CH404 | 1.6 | Solar Photovoltaic | SUN | PV | (TS) Construction complete, but not yet in commercial operation | 1.6
2026 | 6 | 65869 | Prologis Logistics Services Incorporated | IPP | Bandini - SLLAX710 | CA | 68793 | LA710 | 1.3 | Solar Photovoltaic | SUN | PV | (TS) Construction complete, but not yet in commercial operation | 1.3
2026 | 6 | 65869 | Prologis Logistics Services Incorporated | IPP | Commerce Distribution Center 4-SLLAX113 | CA | 68238 | LA113 | 1.2 | Solar Photovoltaic | SUN | PV | (TS) Construction complete, but not yet in commercial operation | 1.2
2026 | 6 | 65869 | Prologis Logistics Services Incorporated | IPP | Des Plaines 11-SLCHI211 | IL | 68130 | CH211 | 1.6 | Solar Photovoltaic | SUN | PV | (TS) Construction complete, but not yet in commercial operation | 1.6
2026 | 6 | 65869 | Prologis Logistics Services Incorporated | IPP | Dominguez - SLLAX512 | CA | 68790 | LA512 | 1.3 | Solar Photovoltaic | SUN | PV | (TS) Construction complete, but not yet in commercial operation | 1.3
2026 | 6 | 65869 | Prologis Logistics Services Incorporated | IPP | JFC Slauson - SLLAX071 | CA | 68788 | LA071 | 1.2 | Solar Photovoltaic | SUN | PV | (TS) Construction complete, but not yet in commercial operation | 1.2
2026 | 6 | 65869 | Prologis Logistics Services Incorporated | IPP | Lathrop 4 - SLCVA204 | CA | 69437 | BA204 | 2 | Batteries | MWH | BA | (TS) Construction complete, but not yet in commercial operation | 2
2026 | 6 | 65869 | Prologis Logistics Services Incorporated | IPP | Lathrop 4 - SLCVA204 | CA | 69437 | CV204 | 1.4 | Solar Photovoltaic | SUN | PV | (TS) Construction complete, but not yet in commercial operation | 1.4
2026 | 6 | 65869 | Prologis Logistics Services Incorporated | IPP | Perris DC 5 - sline015 | CA | 70095 | IN015 | 1.6 | Solar Photovoltaic | SUN | PV | (U) Under construction, less than or equal to 50 percent complete | 1.6
2026 | 6 | 65869 | Prologis Logistics Services Incorporated | IPP | Prologis Portside 2509 - SLSAV502 | GA | 69436 | SA502 | 2.2 | Solar Photovoltaic | SUN | PV | (TS) Construction complete, but not yet in commercial operation | 2.2
2026 | 6 | 65869 | Prologis Logistics Services Incorporated | IPP | Redlands DC 9 - sline609 | CA | 70012 | BA609 | 2.4 | Batteries | MWH | BA | (U) Under construction, less than or equal to 50 percent complete | 2.4
2026 | 6 | 65869 | Prologis Logistics Services Incorporated | IPP | Redlands DC 9 - sline609 | CA | 70012 | IN609 | 2.6 | Solar Photovoltaic | SUN | PV | (U) Under construction, less than or equal to 50 percent complete | 2.6
2026 | 6 | 65869 | Prologis Logistics Services Incorporated | IPP | South Bay Dis Ctr 12 - SLLAX104 | CA | 68789 | LA104 | 1.2 | Solar Photovoltaic | SUN | PV | (U) Under construction, less than or equal to 50 percent complete | 1.2
2026 | 6 | 65869 | Prologis Logistics Services Incorporated | IPP | South Bay Dis Ctr 20-SLLAX512 | CA | 68237 | LA512 | 1.3 | Solar Photovoltaic | SUN | PV | (TS) Construction complete, but not yet in commercial operation | 1.3
2026 | 6 | 65869 | Prologis Logistics Services Incorporated | IPP | Torrance Dis Ctr 2 - SLLAX100 | CA | 69891 | LA100 | 1.4 | Solar Photovoltaic | SUN | PV | (TS) Construction complete, but not yet in commercial operation | 1.4
2026 | 6 | 67365 | RE Desert Bloom LLC | IPP | Desert Bloom | AZ | 69290 | DSBLM | 150 | Batteries | MWH | BA | (TS) Construction complete, but not yet in commercial operation | 150
2026 | 6 | 67270 | RPCA Solar 10, LLC | IPP | Redemeyer Road Solar | CA | 69136 | REDBA | 4 | Batteries | MWH | BA | (TS) Construction complete, but not yet in commercial operation | 4
2026 | 6 | 67270 | RPCA Solar 10, LLC | IPP | Redemeyer Road Solar | CA | 69136 | REDPV | 4 | Solar Photovoltaic | SUN | PV | (TS) Construction complete, but not yet in commercial operation | 4
2026 | 6 | 67192 | RWE Clean Energy | IPP | Alpaugh BESS | CA | 68954 | ALPHB | 10 | Batteries | MWH | BA | (TS) Construction complete, but not yet in commercial operation | 10
2026 | 6 | 67192 | RWE Clean Energy | IPP | Big Star Solar, LLC (Hybrid) | TX | 64202 | BGSTB | 80 | Batteries | MWH | BA | (TS) Construction complete, but not yet in commercial operation | 80
2026 | 6 | 67192 | RWE Clean Energy | IPP | Crowned Heron 1 - Storage, LLC | TX | 68499 | CWHBA | 150 | Batteries | MWH | BA | (TS) Construction complete, but not yet in commercial operation | 150
2026 | 6 | 67192 | RWE Clean Energy | IPP | Crowned Heron 2 - Storage, LLC | TX | 68500 | CWH2 | 150 | Batteries | MWH | BA | (TS) Construction complete, but not yet in commercial operation | 150
2026 | 6 | 67192 | RWE Clean Energy | IPP | Stoneridge Solar, LLC | TX | 69027 | SSBA | 100 | Batteries | MWH | BA | (TS) Construction complete, but not yet in commercial operation | 100
2026 | 6 | 67192 | RWE Clean Energy | IPP | Union Ridge Solar | OH | 65338 | UNIS1 | 108 | Solar Photovoltaic | SUN | PV | (TS) Construction complete, but not yet in commercial operation | 108
2026 | 6 | 66413 | Ray Ranch Solar LLC | IPP | Ray Ranch Solar | TX | 67837 | RAYRS | 255.2 | Solar Photovoltaic | SUN | PV | (TS) Construction complete, but not yet in commercial operation | 255.2
2026 | 6 | 66635 | Rio Lago Solar, LLC | IPP | Rio Lago Solar | TX | 68155 | RIOLA | 123 | Solar Photovoltaic | SUN | PV | (TS) Construction complete, but not yet in commercial operation | 123
2026 | 6 | 67314 | Rockhound Sol | IPP | Rockhound Sol Solar CSG | NM | 69266 | ROCKH | 4 | Solar Photovoltaic | SUN | PV | (TS) Construction complete, but not yet in commercial operation | 4
2026 | 6 | 66653 | SR Adamsville, LLC | IPP | SR Adamsville | TN | 68224 | ADAMV | 25 | Solar Photovoltaic | SUN | PV | (V) Under construction, more than 50 percent complete | 25
2026 | 6 | 66583 | SR Arcadia South, LLC | IPP | SR Arcadia | LA | 68094 | ARCAD | 4.5 | Solar Photovoltaic | SUN | PV | (V) Under construction, more than 50 percent complete | 4.5
2026 | 6 | 66586 | SR Cherry Valley, LLC | IPP | SR Cherry Valley | AR | 68097 | CHERR | 4.8 | Solar Photovoltaic | SUN | PV | (V) Under construction, more than 50 percent complete | 4.8
2026 | 6 | 66589 | SR Dumas, LLC | IPP | SR Dumas | AR | 68100 | DUMAS | 4.8 | Solar Photovoltaic | SUN | PV | (V) Under construction, more than 50 percent complete | 4.8
2026 | 6 | 66590 | SR Fisher, LLC | IPP | SR Fisher | AR | 68101 | FISHR | 4.8 | Solar Photovoltaic | SUN | PV | (V) Under construction, more than 50 percent complete | 4.8
2026 | 6 | 66663 | SR Horus, LLC | IPP | SR Horus | KY | 68249 | METTR | 79.7 | Solar Photovoltaic | SUN | PV | (U) Under construction, less than or equal to 50 percent complete | 79.7
2026 | 6 | 67286 | SV CSG Paloma Solar LLC | IPP | SV CSG Paloma Solar | IL | 69157 | PALOM | 4.4 | Solar Photovoltaic | SUN | PV | (TS) Construction complete, but not yet in commercial operation | 4.4
2026 | 6 | 16572 | Salt River Project | Electric Utility | Coolidge Generation Station | AZ | 56948 | COE13 | 42 | Natural Gas Fired Combustion Turbine | NG | GT | (U) Under construction, less than or equal to 50 percent complete | 49.5
2026 | 6 | 16572 | Salt River Project | Electric Utility | Coolidge Generation Station | AZ | 56948 | COE14 | 42 | Natural Gas Fired Combustion Turbine | NG | GT | (U) Under construction, less than or equal to 50 percent complete | 49.5
2026 | 6 | 16572 | Salt River Project | Electric Utility | Coolidge Generation Station | AZ | 56948 | COE15 | 42 | Natural Gas Fired Combustion Turbine | NG | GT | (U) Under construction, less than or equal to 50 percent complete | 49.5
2026 | 6 | 16572 | Salt River Project | Electric Utility | Coolidge Generation Station | AZ | 56948 | COE16 | 42 | Natural Gas Fired Combustion Turbine | NG | GT | (U) Under construction, less than or equal to 50 percent complete | 49.5
2026 | 6 | 16572 | Salt River Project | Electric Utility | Coolidge Generation Station | AZ | 56948 | COE17 | 42 | Natural Gas Fired Combustion Turbine | NG | GT | (U) Under construction, less than or equal to 50 percent complete | 49.5
2026 | 6 | 16572 | Salt River Project | Electric Utility | Coolidge Generation Station | AZ | 56948 | COE18 | 42 | Natural Gas Fired Combustion Turbine | NG | GT | (U) Under construction, less than or equal to 50 percent complete | 49.5
2026 | 6 | 67114 | Santa Teresa Solar | IPP | Santa Teresa Solar | NM | 68866 | SAN | 150 | Batteries | MWH | BA | (V) Under construction, more than 50 percent complete | 150
2026 | 6 | 60520 | SoCore Energy LLC | IPP | Mingoville PV I | PA | 68597 | PV1 | 3 | Solar Photovoltaic | SUN | PV | (U) Under construction, less than or equal to 50 percent complete | 3
2026 | 6 | 60520 | SoCore Energy LLC | IPP | Mingoville PV II | PA | 68598 | PV1 | 2 | Solar Photovoltaic | SUN | PV | (U) Under construction, less than or equal to 50 percent complete | 2
2026 | 6 | 67621 | South Fowler Avenue Solar Project 2023, LLC | IPP | Sanger USD - Sanger West HS | CA | 69713 | 9985B | 0.5 | Batteries | MWH | BA | (V) Under construction, more than 50 percent complete | 0.5
2026 | 6 | 67621 | South Fowler Avenue Solar Project 2023, LLC | IPP | Sanger USD - Sanger West HS | CA | 69713 | 9985C | 0.9 | Solar Photovoltaic | SUN | PV | (V) Under construction, more than 50 percent complete | 0.9
2026 | 6 | 66946 | South Springfield Avenue II Solar Project 2022, LLC | IPP | Lowe's - 1440 - Rockford, IL RDC (POI 2) | IL | 68572 | 7824 | 2.3 | Solar Photovoltaic | SUN | PV | (V) Under construction, more than 50 percent complete | 2.3
2026 | 6 | 66945 | South Springfield Avenue Solar Project 2022, LLC | IPP | Lowe's - 1440 - Rockford, IL RDC (POI 1) | IL | 68571 | 7481 | 2.3 | Solar Photovoltaic | SUN | PV | (V) Under construction, more than 50 percent complete | 2.3
2026 | 6 | 17650 | Southern Power Co | IPP | Millers Branch Solar | TX | 69101 | MLB02 | 180 | Solar Photovoltaic | SUN | PV | (V) Under construction, more than 50 percent complete | 180
2026 | 6 | 60531 | Standard Solar | IPP | Citrine NJ - West Pkwy | NJ | 69555 | WESTP | 2.3 | Solar Photovoltaic | SUN | PV | (TS) Construction complete, but not yet in commercial operation | 2.3
2026 | 6 | 60531 | Standard Solar | IPP | NL IL Bastian | IL | 70045 | BASTN | 5 | Solar Photovoltaic | SUN | PV | (TS) Construction complete, but not yet in commercial operation | 5
2026 | 6 | 60531 | Standard Solar | IPP | NL IL Kane Rd | IL | 70044 | KNERD | 5 | Solar Photovoltaic | SUN | PV | (TS) Construction complete, but not yet in commercial operation | 5
2026 | 6 | 60531 | Standard Solar | IPP | NL NY- Pulaski | NY | 69592 | PSKBS | 2.5 | Batteries | MWH | BA | (TS) Construction complete, but not yet in commercial operation | 2.5
2026 | 6 | 60531 | Standard Solar | IPP | NL NY- Pulaski | NY | 69592 | PSKPV | 2.5 | Solar Photovoltaic | SUN | PV | (TS) Construction complete, but not yet in commercial operation | 2.5
2026 | 6 | 60531 | Standard Solar | IPP | Pluma - SLT Grant | NM | 69558 | GRANT | 4.8 | Solar Photovoltaic | SUN | PV | (TS) Construction complete, but not yet in commercial operation | 4.8
2026 | 6 | 60531 | Standard Solar | IPP | Pluma - SLT Hidalgo | NM | 69559 | DALGO | 3.8 | Solar Photovoltaic | SUN | PV | (TS) Construction complete, but not yet in commercial operation | 3.8
2026 | 6 | 65815 | Sunraycer Assets I LLC | IPP | Gaia Hybrid | TX | 66342 | GAIAB | 76.8 | Batteries | MWH | BA | (TS) Construction complete, but not yet in commercial operation | 76.8
2026 | 6 | 65815 | Sunraycer Assets I LLC | IPP | Gaia Hybrid | TX | 66342 | GAIAS | 152.7 | Solar Photovoltaic | SUN | PV | (TS) Construction complete, but not yet in commercial operation | 152.7
2026 | 6 | 65815 | Sunraycer Assets I LLC | IPP | Midpoint Solar, LLC | TX | 66897 | MIDBA | 50 | Batteries | MWH | BA | (TS) Construction complete, but not yet in commercial operation | 50
2026 | 6 | 67299 | Sypert Branch Solar LLC | IPP | Sypert Branch Solar | TX | 69150 | SYPRT | 260 | Solar Photovoltaic | SUN | PV | (U) Under construction, less than or equal to 50 percent complete | 293.9
2026 | 6 | 61950 | Terra-Gen Operating Co-Solar | IPP | Lockhart Solar PV IV, LLC | CA | 67510 | LOC4 | 80 | Solar Photovoltaic | SUN | PV | (TS) Construction complete, but not yet in commercial operation | 80
2026 | 6 | 57313 | Tesla Inc. | Industrial | Austin TX GigaFactory | TX | 65070 | A04 | 2.3 | Solar Photovoltaic | SUN | PV | (TS) Construction complete, but not yet in commercial operation | 2.3
2026 | 6 | 57313 | Tesla Inc. | IPP | City of Bowie | MD | 65130 | PV2 | 2 | Solar Photovoltaic | SUN | PV | (U) Under construction, less than or equal to 50 percent complete | 2
2026 | 6 | 57313 | Tesla Inc. | Industrial | Fremont CA AutoFactory | CA | 65072 | GA3 | 1.5 | Solar Photovoltaic | SUN | PV | (U) Under construction, less than or equal to 50 percent complete | 1.5
2026 | 6 | 57313 | Tesla Inc. | Industrial | Fremont CA AutoFactory | CA | 65072 | GVSRS | 0.5 | Solar Photovoltaic | SUN | PV | (V) Under construction, more than 50 percent complete | 0.5
2026 | 6 | 57313 | Tesla Inc. | Industrial | Fremont CA AutoFactory | CA | 65072 | STAMP | 1.4 | Solar Photovoltaic | SUN | PV | (TS) Construction complete, but not yet in commercial operation | 1.4
2026 | 6 | 57313 | Tesla Inc. | Industrial | Fremont CA AutoFactory | CA | 65072 | VSRS | 0.4 | Solar Photovoltaic | SUN | PV | (TS) Construction complete, but not yet in commercial operation | 0.4
2026 | 6 | 57313 | Tesla Inc. | Industrial | Tesla Reno GigaFactory | NV | 64098 | 3 | 1 | Solar Photovoltaic | SUN | PV | (TS) Construction complete, but not yet in commercial operation | 1
2026 | 6 | 24211 | Tucson Electric Power Co | Electric Utility | Roadrunner Reserve Phase 2 | AZ | 68937 | RDR2 | 200 | Batteries | MWH | BA | (U) Under construction, less than or equal to 50 percent complete | 200
2026 | 6 | 65173 | United States Solar Corporation | IPP | USS Lyndon Solar LLC | IL | 69616 | USLYN | 1 | Solar Photovoltaic | SUN | PV | (V) Under construction, more than 50 percent complete | 1
2026 | 6 | 65777 | Urban Grid Solar | IPP | Morgnec Solar | MD | 66843 | MORG1 | 55.8 | Solar Photovoltaic | SUN | PV | (V) Under construction, more than 50 percent complete | 55.8
2026 | 6 | 20323 | Wellhead Services, Inc | IPP | Chula Vista Energy Center 2 | CA | 67878 | BESS1 | 50 | Batteries | MWH | BA | (U) Under construction, less than or equal to 50 percent complete | 50
2026 | 6 | 20323 | Wellhead Services, Inc | IPP | North Johnson Energy Center | CA | 69030 | BESS1 | 50 | Batteries | MWH | BA | (U) Under construction, less than or equal to 50 percent complete | 50
2026 | 6 | 20421 | Western Minnesota Mun Pwr Agny | Electric Utility | Brookings Solar | SD | 68277 | 1 | 4.9 | Solar Photovoltaic | SUN | PV | (U) Under construction, less than or equal to 50 percent complete | 4.9
2026 | 6 | 20856 | Wisconsin Power & Light Co | Electric Utility | McFarland Schools Customer Hosted | WI | 68501 | PV1 | 1.4 | Solar Photovoltaic | SUN | PV | (V) Under construction, more than 50 percent complete | 1.4
2026 | 6 | 63689 | Wonderful Renewable Energy, LLC. | Industrial | Blankenship | CA | 70091 | BLANK | 1 | Solar Photovoltaic | SUN | PV | (V) Under construction, more than 50 percent complete | 1
2026 | 6 | 63689 | Wonderful Renewable Energy, LLC. | Industrial | Rosedale | CA | 70088 | ROSED | 1.8 | Solar Photovoltaic | SUN | PV | (V) Under construction, more than 50 percent complete | 1.8
2026 | 7 | 67083 | 1000 Mile Solar, LLC | IPP | 1000 Mile Solar | TX | 68847 | PV1 | 300 | Solar Photovoltaic | SUN | PV | (TS) Construction complete, but not yet in commercial operation | 300
2026 | 7 | 67913 | 11601 Copenhagen Ct, LLC | IPP | Copenhagen Ct | IL | 70185 | PV1 | 3.5 | Solar Photovoltaic | SUN | PV | (U) Under construction, less than or equal to 50 percent complete | 3.5
2026 | 7 | 61222 | 174 Power Global Corp. | IPP | Atlas | AZ | 63798 | ATL01 | 300 | Solar Photovoltaic | SUN | PV | (V) Under construction, more than 50 percent complete | 300
2026 | 7 | 61222 | 174 Power Global Corp. | IPP | Atlas | AZ | 63798 | ATLB1 | 300 | Batteries | MWH | BA | (V) Under construction, more than 50 percent complete | 300
2026 | 7 | 66784 | 311SV 8me, LLC | IPP | Catclaw Solar | AZ | 68414 | SV | 250 | Batteries | MWH | BA | (TS) Construction complete, but not yet in commercial operation | 250
2026 | 7 | 61012 | AES Distributed Energy | IPP | AES Waiawa Phase 2 Solar | HI | 66066 | WAIBA | 30 | Batteries | MWH | BA | (V) Under construction, more than 50 percent complete | 30
2026 | 7 | 61012 | AES Distributed Energy | IPP | AES Waiawa Phase 2 Solar | HI | 66066 | WAIPV | 30 | Solar Photovoltaic | SUN | PV | (V) Under construction, more than 50 percent complete | 30
2026 | 7 | 67335 | ATLAS Solar Manager, LLC | IPP | ATLAS Solar V, LLC | AZ | 69237 | ATL5 | 200 | Solar Photovoltaic | SUN | PV | (TS) Construction complete, but not yet in commercial operation | 200
2026 | 7 | 58509 | Affordable Solar Silver City, LLC | IPP | SLO-2 | NM | 69105 | SLO-2 | 5 | Solar Photovoltaic | SUN | PV | (V) Under construction, more than 50 percent complete | 5
2026 | 7 | 67298 | Anson Solar Center 2, LLC | IPP | Anson 2 Solar | TX | 69149 | ANSN2 | 200 | Solar Photovoltaic | SUN | PV | (V) Under construction, more than 50 percent complete | 218.5
2026 | 7 | 803 | Arizona Public Service Co | Electric Utility | Agave | AZ | 67964 | A400M | 150 | Batteries | MWH | BA | (TS) Construction complete, but not yet in commercial operation | 150
2026 | 7 | 807 | Arkansas Electric Coop Corp | Electric Utility | Thomas Fitzhugh | AR | 201 | 4 | 46.5 | Natural Gas Fired Combustion Turbine | NG | GT | (TS) Construction complete, but not yet in commercial operation | 69.3
2026 | 7 | 67179 | Border Basin, LLC | IPP | Border Basin Solar | OH | 68968 | ENX37 | 120 | Solar Photovoltaic | SUN | PV | (U) Under construction, less than or equal to 50 percent complete | 120
2026 | 7 | 56953 | Bos Dairy, LLC | Industrial | Bos Dairy, LLC | IN | 57625 | BOS5 | 0.9 | Natural Gas Internal Combustion Engine | NG | IC | (U) Under construction, less than or equal to 50 percent complete | 1
2026 | 7 | 66211 | Cherrywood Solar, LLC | IPP | Cherrywood Solar I | MD | 67444 | 6794 | 145 | Solar Photovoltaic | SUN | PV | (U) Under construction, less than or equal to 50 percent complete | 145
2026 | 7 | 9418 | City of Iola - (KS) | Electric Utility | Iola | KS | 1291 | 17 | 2 | Petroleum Liquids | DFO | IC | (U) Under construction, less than or equal to 50 percent complete | 2
2026 | 7 | 9418 | City of Iola - (KS) | Electric Utility | Iola | KS | 1291 | 18 | 2 | Petroleum Liquids | DFO | IC | (U) Under construction, less than or equal to 50 percent complete | 2
2026 | 7 | 9418 | City of Iola - (KS) | Electric Utility | Iola | KS | 1291 | 19 | 2 | Petroleum Liquids | DFO | IC | (U) Under construction, less than or equal to 50 percent complete | 2
2026 | 7 | 9418 | City of Iola - (KS) | Electric Utility | Iola | KS | 1291 | 20 | 2 | Petroleum Liquids | DFO | IC | (U) Under construction, less than or equal to 50 percent complete | 2
2026 | 7 | 66642 | City of Little Rock - (AR) | Electric Utility | City of Little Rock Solar Array | AR | 68208 | LRZBR | 4.9 | Solar Photovoltaic | SUN | PV | (U) Under construction, less than or equal to 50 percent complete | 4.9
2026 | 7 | 20069 | City of Wamego - (KS) | Electric Utility | Wamego | KS | 1328 | G10 | 3 | Petroleum Liquids | DFO | IC | (V) Under construction, more than 50 percent complete | 3
2026 | 7 | 20069 | City of Wamego - (KS) | Electric Utility | Wamego | KS | 1328 | G11 | 3 | Petroleum Liquids | DFO | IC | (V) Under construction, more than 50 percent complete | 3
2026 | 7 | 20069 | City of Wamego - (KS) | Electric Utility | Wamego | KS | 1328 | G12 | 3 | Petroleum Liquids | DFO | IC | (V) Under construction, more than 50 percent complete | 3
2026 | 7 | 20880 | City of Wisner (NE) | Electric Utility | Wisner | NE | 2316 | 6 | 1.5 | Petroleum Liquids | DFO | IC | (TS) Construction complete, but not yet in commercial operation | 1.5
2026 | 7 | 67754 | Coast Energy Holdings, LLC | IPP | 7999 Gateway Solar | CA | 69896 | 7999G | 4.6 | Solar Photovoltaic | SUN | PV | (U) Under construction, less than or equal to 50 percent complete | 4.6
2026 | 7 | 61060 | Cypress Creek Renewables | IPP | Ostrea Solar, LLC | WA | 66384 | GEN1 | 80 | Solar Photovoltaic | SUN | PV | (V) Under construction, more than 50 percent complete | 80
2026 | 7 | 67523 | Danville VA BESS 2 LLC | IPP | Danville VA BESS 2 | VA | 69552 | 90916 | 11 | Batteries | MWH | BA | (U) Under construction, less than or equal to 50 percent complete | 11
2026 | 7 | 65677 | Dimension Energy LLC | IPP | Avon CSG 2 LLC | NY | 69834 | AVON2 | 4.1 | Solar Photovoltaic | SUN | PV | (TS) Construction complete, but not yet in commercial operation | 4.1
2026 | 7 | 65677 | Dimension Energy LLC | IPP | Bayonne Solar 2 LLC | NJ | 69833 | BAYO2 | 2.1 | Solar Photovoltaic | SUN | PV | (V) Under construction, more than 50 percent complete | 2.1
2026 | 7 | 65677 | Dimension Energy LLC | IPP | Bluestar Solar Project, LLC | IL | 69841 | BLUST | 5 | Solar Photovoltaic | SUN | PV | (U) Under construction, less than or equal to 50 percent complete | 5
2026 | 7 | 65677 | Dimension Energy LLC | IPP | CVE US IL Ridge Farm 324 LLC | IL | 69840 | RIDGF | 2.5 | Solar Photovoltaic | SUN | PV | (U) Under construction, less than or equal to 50 percent complete | 2.5
2026 | 7 | 65677 | Dimension Energy LLC | IPP | CVE US IL TAMAROA 316 LLC | IL | 69845 | TAMAR | 3.6 | Solar Photovoltaic | SUN | PV | (TS) Construction complete, but not yet in commercial operation | 3.6
2026 | 7 | 65677 | Dimension Energy LLC | IPP | Gerstenschlager Family Solar 1, LLC | IL | 69846 | GRST1 | 5 | Solar Photovoltaic | SUN | PV | (TS) Construction complete, but not yet in commercial operation | 5
2026 | 7 | 65677 | Dimension Energy LLC | IPP | McCray Solar 1, LLC | IL | 69852 | MCCR1 | 5 | Solar Photovoltaic | SUN | PV | (U) Under construction, less than or equal to 50 percent complete | 5
2026 | 7 | 65677 | Dimension Energy LLC | IPP | Paris Solar, LLC | IL | 69838 | PARIS | 5 | Solar Photovoltaic | SUN | PV | (U) Under construction, less than or equal to 50 percent complete | 5
2026 | 7 | 65677 | Dimension Energy LLC | IPP | Spillertown CSG 1 LLC | IL | 69848 | SPIL1 | 5 | Solar Photovoltaic | SUN | PV | (V) Under construction, more than 50 percent complete | 5
2026 | 7 | 5248 | Dominion Energy Inc. | Electric Utility | Dulles Solar and Storage | VA | 65043 | DUSO | 100 | Solar Photovoltaic | SUN | PV | (V) Under construction, more than 50 percent complete | 100
2026 | 7 | 58468 | Dominion Renewable Energy | Electric Utility | Alberta Solar | VA | 68070 | ALBER | 3 | Solar Photovoltaic | SUN | PV | (U) Under construction, less than or equal to 50 percent complete | 3
2026 | 7 | 67271 | Duff Solar Park LLC | IPP | Duff Solar Park | IN | 69156 | GEN01 | 100 | Solar Photovoltaic | SUN | PV | (V) Under construction, more than 50 percent complete | 100
2026 | 7 | 67331 | Dunkirk Solar One, LLC | IPP | Dunkirk Solar One, LLC | NY | 69229 | 21687 | 5 | Solar Photovoltaic | SUN | PV | (V) Under construction, more than 50 percent complete | 5
2026 | 7 | 67372 | Dunkirk Solar Two, LLC | IPP | Dunkirk Solar Two | NY | 69274 | 21687 | 4.8 | Solar Photovoltaic | SUN | PV | (V) Under construction, more than 50 percent complete | 4.8
2026 | 7 | 67449 | East Point Energy, LLC | IPP | Evergreen Energy Center, LLC | VA | 70232 | EVERG | 20 | Batteries | MWH | BA | (V) Under construction, more than 50 percent complete | 20
2026 | 7 | 56201 | Engie North America | IPP | Noosa Energy Storage LLC | CA | 64531 | KOV4A | 99 | Batteries | MWH | BA | (U) Under construction, less than or equal to 50 percent complete | 99
2026 | 7 | 55937 | Entergy Texas Inc. | Electric Utility | Orange County Advanced Power Station | TX | 66621 | 1A | 396.6 | Natural Gas Fired Combined Cycle | NG | CT | (V) Under construction, more than 50 percent complete | 453
2026 | 7 | 55937 | Entergy Texas Inc. | Electric Utility | Orange County Advanced Power Station | TX | 66621 | 1B | 396.6 | Natural Gas Fired Combined Cycle | NG | CT | (V) Under construction, more than 50 percent complete | 453
2026 | 7 | 55937 | Entergy Texas Inc. | Electric Utility | Orange County Advanced Power Station | TX | 66621 | 1C | 365 | Natural Gas Fired Combined Cycle | NG | CA | (V) Under construction, more than 50 percent complete | 400
2026 | 7 | 67842 | Ferrovial Energy US | IPP | Misae Solar IV LLC | TX | 70052 | LEON | 209 | Solar Photovoltaic | SUN | PV | (TS) Construction complete, but not yet in commercial operation | 209
2026 | 7 | 66544 | Foley Solar, LLC | IPP | Foley Solar, LLC | AL | 68002 | FOLEY | 80 | Solar Photovoltaic | SUN | PV | (TS) Construction complete, but not yet in commercial operation | 80
2026 | 7 | 61194 | Generate Capital | IPP | Allium | IL | 69950 | 11135 | 5 | Solar Photovoltaic | SUN | PV | (V) Under construction, more than 50 percent complete | 5
2026 | 7 | 61194 | Generate Capital | IPP | Cold Springs | NY | 69180 | 11254 | 5 | Solar Photovoltaic | SUN | PV | (V) Under construction, more than 50 percent complete | 5
2026 | 7 | 61194 | Generate Capital | IPP | KA 340 | IL | 69182 | 11225 | 5 | Solar Photovoltaic | SUN | PV | (V) Under construction, more than 50 percent complete | 5
2026 | 7 | 61194 | Generate Capital | IPP | KE109 | IL | 69202 | 11203 | 3.5 | Solar Photovoltaic | SUN | PV | (TS) Construction complete, but not yet in commercial operation | 3.5
2026 | 7 | 61194 | Generate Capital | IPP | KN07 | IL | 69203 | 11227 | 5 | Solar Photovoltaic | SUN | PV | (V) Under construction, more than 50 percent complete | 5
2026 | 7 | 61194 | Generate Capital | IPP | Osman Trust | IL | 69207 | 11215 | 4.5 | Solar Photovoltaic | SUN | PV | (V) Under construction, more than 50 percent complete | 4.5
2026 | 7 | 61194 | Generate Capital | IPP | Route 14-1 | NY | 69208 | 11036 | 5 | Solar Photovoltaic | SUN | PV | (V) Under construction, more than 50 percent complete | 5
2026 | 7 | 61194 | Generate Capital | IPP | Route 14-2 | NY | 69209 | 11037 | 5 | Solar Photovoltaic | SUN | PV | (V) Under construction, more than 50 percent complete | 5
2026 | 7 | 61194 | Generate Capital | IPP | Thoroman | IL | 69217 | 11219 | 2.5 | Solar Photovoltaic | SUN | PV | (U) Under construction, less than or equal to 50 percent complete | 2.5
2026 | 7 | 61194 | Generate Capital | IPP | West Genesee | NY | 69220 | 11253 | 2.9 | Solar Photovoltaic | SUN | PV | (V) Under construction, more than 50 percent complete | 2.9
2026 | 7 | 67196 | Gonzaga Ridge Battery Facility, LLC | IPP | Gonzaga Ridge Battery Facility | CA | 68980 | GRBF | 51.8 | Batteries | MWH | BA | (V) Under construction, more than 50 percent complete | 51.8
2026 | 7 | 67197 | Gonzaga Ridge Wind Farm, LLC | IPP | Gonzaga Ridge Wind Farm | CA | 68981 | GRWF1 | 40.3 | Onshore Wind Turbine | WND | WT | (V) Under construction, more than 50 percent complete | 40.3
2026 | 7 | 67197 | Gonzaga Ridge Wind Farm, LLC | IPP | Gonzaga Ridge Wind Farm | CA | 68981 | GRWF2 | 34.6 | Onshore Wind Turbine | WND | WT | (V) Under construction, more than 50 percent complete | 34.6
2026 | 7 | 67197 | Gonzaga Ridge Wind Farm, LLC | IPP | Gonzaga Ridge Wind Farm | CA | 68981 | GRWF3 | 57.9 | Onshore Wind Turbine | WND | WT | (V) Under construction, more than 50 percent complete | 57.9
2026 | 7 | 60025 | Greenbacker Renewable Energy Corporation | IPP | Hogs Bay | ME | 66768 | 694 | 2 | Solar Photovoltaic | SUN | PV | (V) Under construction, more than 50 percent complete | 2
2026 | 7 | 66145 | Highland Ave Solar 1, LLC | IPP | Borrego - Highland Ave | MA | 67279 | 6572 | 5 | Solar Photovoltaic | SUN | PV | (U) Under construction, less than or equal to 50 percent complete | 5
2026 | 7 | 66145 | Highland Ave Solar 1, LLC | IPP | Borrego - Highland Ave | MA | 67279 | 6572B | 5 | Batteries | MWH | BA | (U) Under construction, less than or equal to 50 percent complete | 5
2026 | 7 | 66127 | Howard University | Electric CHP | CHP Plant | DC | 67265 | CTG-1 | 5.3 | Natural Gas Fired Combustion Turbine | NG | GT | (V) Under construction, more than 50 percent complete | 5.7
2026 | 7 | 49893 | Invenergy Services LLC | IPP | Lazbuddie Wind Energy LLC | TX | 69478 | LZBDE | 265 | Onshore Wind Turbine | WND | WT | (V) Under construction, more than 50 percent complete | 265
2026 | 7 | 67847 | Kearsarge Grissom LLC | IPP | Kearsarge Grissom | NH | 70051 | GRISS | 4 | Solar Photovoltaic | SUN | PV | (U) Under construction, less than or equal to 50 percent complete | 4
2026 | 7 | 50123 | Leeward Asset Management, LLC | IPP | Saltbranch Solar 1 | OK | 68007 | SLTB1 | 73 | Solar Photovoltaic | SUN | PV | (V) Under construction, more than 50 percent complete | 73
2026 | 7 | 11018 | Lincoln Electric System | IPP | 2nd & N BESS | NE | 70226 | 1 | 3 | Batteries | MWH | BA | (V) Under construction, more than 50 percent complete | 3
2026 | 7 | 66950 | Lydian Energy | IPP | Mendoza Trail BESS | TX | 68581 | MTB | 200 | Batteries | MWH | BA | (U) Under construction, less than or equal to 50 percent complete | 200
2026 | 7 | 66950 | Lydian Energy | IPP | Pintail BESS | TX | 68582 | PPB | 200 | Batteries | MWH | BA | (U) Under construction, less than or equal to 50 percent complete | 200
2026 | 7 | 66149 | Magic Mountain Parkway Solar Project 2023, LLC | IPP | Six Flags Magic Mountain | CA | 67283 | 6569 | 10 | Solar Photovoltaic | SUN | PV | (V) Under construction, more than 50 percent complete | 10
2026 | 7 | 66149 | Magic Mountain Parkway Solar Project 2023, LLC | IPP | Six Flags Magic Mountain | CA | 67283 | 6569B | 2 | Batteries | MWH | BA | (V) Under construction, more than 50 percent complete | 2
2026 | 7 | 67735 | Matrix Renewables | IPP | Gaskell West Storage 1, LLC | CA | 69806 | GWBS1 | 21.6 | Batteries | MWH | BA | (U) Under construction, less than or equal to 50 percent complete | 21.6
2026 | 7 | 67646 | Meister Avenue Branchburg Solar Project 2024, LLC | IPP | 50 Meister Ave | NJ | 69753 | 13790 | 1.5 | Solar Photovoltaic | SUN | PV | (V) Under construction, more than 50 percent complete | 1.5
2026 | 7 | 12303 | Merck & Co Inc-West Point | Industrial | West Point (PA) | PA | 52149 | GEN21 | 2.5 | Natural Gas Internal Combustion Engine | NG | IC | (V) Under construction, more than 50 percent complete | 2.5
2026 | 7 | 67419 | Middle Road Solar Partners LLC | IPP | Middle Road Solar Partners | PA | 69371 | HALIF | 2.5 | Solar Photovoltaic | SUN | PV | (V) Under construction, more than 50 percent complete | 2.5
2026 | 7 | 65823 | Myrtle Solar, LLC | IPP | Myrtle Solar, LLC | TX | 66910 | MYR | 313 | Solar Photovoltaic | SUN | PV | (TS) Construction complete, but not yet in commercial operation | 313
2026 | 7 | 67466 | Nexus Renewable Power, LLC | IPP | MRG Goody Solar Project Hybrid | TX | 66390 | GDYES | 50.4 | Batteries | MWH | BA | (V) Under construction, more than 50 percent complete | 50.4
2026 | 7 | 67466 | Nexus Renewable Power, LLC | IPP | MRG Goody Solar Project Hybrid | TX | 66390 | GDYPV | 170.8 | Solar Photovoltaic | SUN | PV | (V) Under construction, more than 50 percent complete | 170.8
2026 | 7 | 66726 | Nimbus Wind Farm LLC | IPP | Nimbus Wind Farm | AR | 68319 | NIM | 183 | Onshore Wind Turbine | WND | WT | (V) Under construction, more than 50 percent complete | 183
2026 | 7 | 67820 | Novel Gertken Solar LLC | IPP | Novel Gertken Solar LLC | MN | 69983 | GRTKN | 1 | Solar Photovoltaic | SUN | PV | (V) Under construction, more than 50 percent complete | 1
2026 | 7 | 66543 | Old Hayneville Solar, LLC | IPP | Old Hayneville Solar, LLC | AL | 68001 | OLHAY | 80 | Solar Photovoltaic | SUN | PV | (TS) Construction complete, but not yet in commercial operation | 80
2026 | 7 | 67494 | On Energy Storage | IPP | Mesquite Clean Energy Center (BESS) | TX | 69457 | MEBA1 | 10.1 | Batteries | MWH | BA | (TS) Construction complete, but not yet in commercial operation | 10.1
2026 | 7 | 67160 | Padua 3 | IPP | Padua 3 | TX | 68914 | 12343 | 200 | Batteries | MWH | BA | (V) Under construction, more than 50 percent complete | 200
2026 | 7 | 62646 | Painter Energy Storage, LLC | IPP | Painter Energy Storage | CA | 62729 | PAIN1 | 10 | Batteries | MWH | BA | (TS) Construction complete, but not yet in commercial operation | 10
2026 | 7 | 66367 | Pittsburg RV & Boat Storage, LLC | Commercial | Pittsburg RV Solar | CA | 67770 | 30200 | 2.9 | Solar Photovoltaic | SUN | PV | (TS) Construction complete, but not yet in commercial operation | 2.8
2026 | 7 | 65539 | Pivot Energy | IPP | Pivot Energy IL 7 LLC | IL | 70099 | IL007 | 1.4 | Solar Photovoltaic | SUN | PV | (V) Under construction, more than 50 percent complete | 1.4
2026 | 7 | 65539 | Pivot Energy | IPP | Pivot Solar 33 LLC | CO | 70102 | PS33 | 5 | Solar Photovoltaic | SUN | PV | (V) Under construction, more than 50 percent complete | 5
2026 | 7 | 65539 | Pivot Energy | IPP | Pivot Solar 36 | CO | 69035 | PI36 | 5 | Solar Photovoltaic | SUN | PV | (V) Under construction, more than 50 percent complete | 5
2026 | 7 | 66449 | Potter Solar, LLC | IPP | Potter Solar | PA | 67876 | ENX35 | 35 | Solar Photovoltaic | SUN | PV | (U) Under construction, less than or equal to 50 percent complete | 35
2026 | 7 | 65869 | Prologis Logistics Services Incorporated | IPP | Elk Grove 1-SLCHI701 | IL | 68132 | CH701 | 1.7 | Solar Photovoltaic | SUN | PV | (V) Under construction, more than 50 percent complete | 1.7
2026 | 7 | 65869 | Prologis Logistics Services Incorporated | IPP | McCook 2-SLCHI102 | IL | 68139 | CH102 | 2 | Solar Photovoltaic | SUN | PV | (TS) Construction complete, but not yet in commercial operation | 2
2026 | 7 | 65869 | Prologis Logistics Services Incorporated | IPP | Northlake 3-SLCHI303 | IL | 68142 | CH303 | 1.6 | Solar Photovoltaic | SUN | PV | (U) Under construction, less than or equal to 50 percent complete | 1.6
2026 | 7 | 67356 | RPC Merchant, LLC | IPP | Pyote Gas | TX | 69269 | PYOT1 | 2.5 | Natural Gas Internal Combustion Engine | NG | IC | (TS) Construction complete, but not yet in commercial operation | 2.5
2026 | 7 | 67356 | RPC Merchant, LLC | IPP | Pyote Gas | TX | 69269 | PYOT2 | 2.5 | Natural Gas Internal Combustion Engine | NG | IC | (TS) Construction complete, but not yet in commercial operation | 2.5
2026 | 7 | 67356 | RPC Merchant, LLC | IPP | Pyote Gas | TX | 69269 | PYOT3 | 2.5 | Natural Gas Internal Combustion Engine | NG | IC | (TS) Construction complete, but not yet in commercial operation | 2.5
2026 | 7 | 67356 | RPC Merchant, LLC | IPP | Pyote Gas | TX | 69269 | PYOT4 | 2.5 | Natural Gas Internal Combustion Engine | NG | IC | (TS) Construction complete, but not yet in commercial operation | 2.5
2026 | 7 | 67272 | RPCA Solar 8, LLC | IPP | Althea Avenue Solar | CA | 69137 | ALP2 | 3.9 | Solar Photovoltaic | SUN | PV | (TS) Construction complete, but not yet in commercial operation | 3.9
2026 | 7 | 67192 | RWE Clean Energy | IPP | Casey Fork Solar, LLC | IL | 69578 | CFSPV | 150 | Solar Photovoltaic | SUN | PV | (TS) Construction complete, but not yet in commercial operation | 150
2026 | 7 | 67185 | Ridge Farm Renewables LLC PV | IPP | Ridge Farm Renewables LLC PV | IL | 68973 | 13359 | 4 | Solar Photovoltaic | SUN | PV | (U) Under construction, less than or equal to 50 percent complete | 4
2026 | 7 | 66667 | SR Sequatchie, LLC | IPP | SR Sequatchie | TN | 68254 | SEQUA | 8 | Solar Photovoltaic | SUN | PV | (V) Under construction, more than 50 percent complete | 8
2026 | 7 | 67114 | Santa Teresa Solar | IPP | Santa Teresa Solar | NM | 68866 | STS | 150 | Solar Photovoltaic | SUN | PV | (TS) Construction complete, but not yet in commercial operation | 150
2026 | 7 | 63257 | Solar Carver 1, LLC | IPP | Solar Carver 1 Hybrid | MA | 63541 | BCRV1 | 2 | Batteries | MWH | BA | (V) Under construction, more than 50 percent complete | 2
2026 | 7 | 63257 | Solar Carver 1, LLC | IPP | Solar Carver 1 Hybrid | MA | 63541 | SCRV1 | 2 | Solar Photovoltaic | SUN | PV | (V) Under construction, more than 50 percent complete | 2
2026 | 7 | 63243 | Solar Carver 3, LLC | IPP | Solar Carver 3 Hybrid | MA | 63506 | BCRV3 | 1 | Batteries | MWH | BA | (V) Under construction, more than 50 percent complete | 1
2026 | 7 | 63243 | Solar Carver 3, LLC | IPP | Solar Carver 3 Hybrid | MA | 63506 | SCRV3 | 1 | Solar Photovoltaic | SUN | PV | (V) Under construction, more than 50 percent complete | 1
2026 | 7 | 60531 | Standard Solar | IPP | BPL NJ - Belmont | NJ | 69554 | BELMO | 1.8 | Solar Photovoltaic | SUN | PV | (TS) Construction complete, but not yet in commercial operation | 1.8
2026 | 7 | 60531 | Standard Solar | IPP | BPL NJ - Union Distribution Center | NJ | 69791 | NJUDC | 1.5 | Solar Photovoltaic | SUN | PV | (TS) Construction complete, but not yet in commercial operation | 1.5
2026 | 7 | 60531 | Standard Solar | IPP | Elizabeth Metropolitan Logistics Center | NJ | 69790 | EZMLC | 1.2 | Solar Photovoltaic | SUN | PV | (TS) Construction complete, but not yet in commercial operation | 1.2
2026 | 7 | 67915 | Steger Road Solar 1 LLC | IPP | Steger | IL | 70182 | PV1 | 2 | Solar Photovoltaic | SUN | PV | (U) Under construction, less than or equal to 50 percent complete | 2
2026 | 7 | 67381 | Three W Solar LLC | Commercial | Three W Solar | TX | 69283 | TWPV1 | 110.9 | Solar Photovoltaic | SUN | PV | (TS) Construction complete, but not yet in commercial operation | 110.9
2026 | 7 | 67766 | USS Swank Solar LLC | IPP | USS Swank Solar | IL | 69886 | USSWA | 1 | Solar Photovoltaic | SUN | PV | (U) Under construction, less than or equal to 50 percent complete | 1
2026 | 7 | 63689 | Wonderful Renewable Energy, LLC. | Industrial | North Kern Water Storage District | CA | 70085 | NKWSD | 3 | Solar Photovoltaic | SUN | PV | (V) Under construction, more than 50 percent complete | 3
2026 | 7 | 60059 | ZGlobal Inc | IPP | Merced 2 BESS | CA | 68518 | MRC2B | 2 | Batteries | MWH | BA | (TS) Construction complete, but not yet in commercial operation | 2
2026 | 7 | 60059 | ZGlobal Inc | IPP | Merced BESS | CA | 68018 | MRCDB | 3 | Batteries | MWH | BA | (TS) Construction complete, but not yet in commercial operation | 3
2026 | 8 | 64904 | AES Clean Energy | IPP | Halifax County Solar | NC | 69197 | HALIF | 80 | Solar Photovoltaic | SUN | PV | (U) Under construction, less than or equal to 50 percent complete | 80
2026 | 8 | 67335 | ATLAS Solar Manager, LLC | IPP | ATLAS Solar VI, LLC | AZ | 69238 | ATL6 | 100 | Solar Photovoltaic | SUN | PV | (U) Under construction, less than or equal to 50 percent complete | 100
2026 | 8 | 67540 | Amiscope Nordhoff, LP | IPP | 20525 Nordhoff PV (North) | CA | 69591 | 20525 | 1.9 | Solar Photovoltaic | SUN | PV | (TS) Construction complete, but not yet in commercial operation | 1.9
2026 | 8 | 67417 | Bartell South PV I LLC | IPP | Bartell South PV I | NY | 69369 | BARTE | 3 | Solar Photovoltaic | SUN | PV | (V) Under construction, more than 50 percent complete | 3
2026 | 8 | 65654 | Birch Creek Development | IPP | Ruby Solar, LLC | IL | 68929 | RUBY | 50 | Solar Photovoltaic | SUN | PV | (V) Under construction, more than 50 percent complete | 50
2026 | 8 | 67488 | Bocanova Power II LLC | IPP | Bocanova Energy Storage II | TX | 69423 | BCNV2 | 150 | Batteries | MWH | BA | (V) Under construction, more than 50 percent complete | 150
2026 | 8 | 67225 | Canyon Peak Power, LLC | IPP | Canyon Peak Power Station | CO | 68741 | CPP_1 | 22.2 | Natural Gas Fired Combustion Turbine | NG | GT | (V) Under construction, more than 50 percent complete | 26.1
2026 | 8 | 67225 | Canyon Peak Power, LLC | IPP | Canyon Peak Power Station | CO | 68741 | CPP_2 | 22.2 | Natural Gas Fired Combustion Turbine | NG | GT | (V) Under construction, more than 50 percent complete | 26.1
2026 | 8 | 67225 | Canyon Peak Power, LLC | IPP | Canyon Peak Power Station | CO | 68741 | CPP_3 | 22.2 | Natural Gas Fired Combustion Turbine | NG | GT | (V) Under construction, more than 50 percent complete | 26.1
2026 | 8 | 67225 | Canyon Peak Power, LLC | IPP | Canyon Peak Power Station | CO | 68741 | CPP_4 | 22.2 | Natural Gas Fired Combustion Turbine | NG | GT | (V) Under construction, more than 50 percent complete | 26.1
2026 | 8 | 67225 | Canyon Peak Power, LLC | IPP | Canyon Peak Power Station | CO | 68741 | CPP_5 | 22.2 | Natural Gas Fired Combustion Turbine | NG | GT | (V) Under construction, more than 50 percent complete | 26.1
2026 | 8 | 67225 | Canyon Peak Power, LLC | IPP | Canyon Peak Power Station | CO | 68741 | CPP_6 | 22.2 | Natural Gas Fired Combustion Turbine | NG | GT | (V) Under construction, more than 50 percent complete | 26.1
2026 | 8 | 13157 | City of Omaha - (NE) | Commercial | Papillion Creek Wastewater | NE | 55027 | 1600B | 2.4 | Natural Gas Internal Combustion Engine | NG | IC | (V) Under construction, more than 50 percent complete | 2.5
2026 | 8 | 13157 | City of Omaha - (NE) | Commercial | Papillion Creek Wastewater | NE | 55027 | 1600C | 2.4 | Natural Gas Internal Combustion Engine | NG | IC | (V) Under construction, more than 50 percent complete | 2.5
2026 | 8 | 13157 | City of Omaha - (NE) | Commercial | Papillion Creek Wastewater | NE | 55027 | 1600D | 2.4 | Natural Gas Internal Combustion Engine | NG | IC | (V) Under construction, more than 50 percent complete | 2.5
2026 | 8 | 66446 | Clermont Solar, LLC | IPP | Clermont Solar | PA | 67870 | ENX34 | 120 | Solar Photovoltaic | SUN | PV | (U) Under construction, less than or equal to 50 percent complete | 120
2026 | 8 | 64967 | Contour Global | IPP | Black Hollow Sun | CO | 64745 | BHS02 | 107 | Solar Photovoltaic | SUN | PV | (V) Under construction, more than 50 percent complete | 107
2026 | 8 | 61060 | Cypress Creek Renewables | IPP | Sundance (CO) | CO | 67666 | SUNBA | 50 | Batteries | MWH | BA | (U) Under construction, less than or equal to 50 percent complete | 50
2026 | 8 | 61060 | Cypress Creek Renewables | IPP | Sundance (CO) | CO | 67666 | SUNDN | 74.9 | Solar Photovoltaic | SUN | PV | (U) Under construction, less than or equal to 50 percent complete | 74.9
2026 | 8 | 65677 | Dimension Energy LLC | IPP | Carneys Point Solar 1 LLC | NJ | 69842 | CARN1 | 3 | Solar Photovoltaic | SUN | PV | (U) Under construction, less than or equal to 50 percent complete | 3
2026 | 8 | 65677 | Dimension Energy LLC | IPP | Horseshoe Solar Project, LLC | IL | 69844 | HORSE | 5 | Solar Photovoltaic | SUN | PV | (V) Under construction, more than 50 percent complete | 5
2026 | 8 | 65677 | Dimension Energy LLC | IPP | Mexico PV, LLC | NY | 69828 | MEXIC | 4.5 | Solar Photovoltaic | SUN | PV | (V) Under construction, more than 50 percent complete | 4.5
2026 | 8 | 65677 | Dimension Energy LLC | IPP | Pomfret PV, LLC | NY | 69855 | POMFR | 3 | Solar Photovoltaic | SUN | PV | (TS) Construction complete, but not yet in commercial operation | 3
2026 | 8 | 65677 | Dimension Energy LLC | IPP | Spillertown CSG 2 LLC | IL | 69847 | SPIL2 | 5 | Solar Photovoltaic | SUN | PV | (V) Under construction, more than 50 percent complete | 5
2026 | 8 | 58468 | Dominion Renewable Energy | Electric Utility | Cerulean Solar | VA | 68074 | CERUL | 62 | Solar Photovoltaic | SUN | PV | (V) Under construction, more than 50 percent complete | 62
2026 | 8 | 5416 | Duke Energy Carolinas, LLC | Electric Utility | Craggy Energy Storage | NC | 69404 | CRAGB | 30.5 | Batteries | MWH | BA | (V) Under construction, more than 50 percent complete | 30.5
2026 | 8 | 6455 | Duke Energy Florida, LLC | Electric Utility | Bailey Mill Solar | FL | 68052 | PV1 | 74.9 | Solar Photovoltaic | SUN | PV | (U) Under construction, less than or equal to 50 percent complete | 74.9
2026 | 8 | 3046 | Duke Energy Progress - (NC) | Electric Utility | Asheville BESS | NC | 69429 | AVLB1 | 17.3 | Batteries | MWH | BA | (U) Under construction, less than or equal to 50 percent complete | 17.3
2026 | 8 | 5860 | Empire District Electric Co | Electric Utility | Riverton | KS | 1239 | 13 | 13.6 | Natural Gas Fired Combustion Turbine | NG | GT | (V) Under construction, more than 50 percent complete | 13.5
2026 | 8 | 5860 | Empire District Electric Co | Electric Utility | Riverton | KS | 1239 | 14 | 13.6 | Natural Gas Fired Combustion Turbine | NG | GT | (V) Under construction, more than 50 percent complete | 13.5
2026 | 8 | 67543 | Essex VT BESS 1 LLC | IPP | Essex VT BESS 1 | VT | 69602 | 90918 | 16 | Batteries | MWH | BA | (U) Under construction, less than or equal to 50 percent complete | 16
2026 | 8 | 61194 | Generate Capital | IPP | Arlington 2 | IL | 69175 | 11239 | 4.5 | Solar Photovoltaic | SUN | PV | (V) Under construction, more than 50 percent complete | 4.5
2026 | 8 | 61194 | Generate Capital | IPP | Cherry Solar 1 | IL | 69178 | 11237 | 5 | Solar Photovoltaic | SUN | PV | (V) Under construction, more than 50 percent complete | 5
2026 | 8 | 7140 | Georgia Power Co | Electric Utility | McGrau Ford Battery Storage Facility | GA | 68512 | 1 | 265 | Batteries | MWH | BA | (U) Under construction, less than or equal to 50 percent complete | 265
2026 | 8 | 7140 | Georgia Power Co | Electric Utility | McGrau Ford Battery Storage Facility | GA | 68512 | 2 | 265 | Batteries | MWH | BA | (U) Under construction, less than or equal to 50 percent complete | 265
2026 | 8 | 62759 | Geronimo Power | IPP | Jackson County Solar, LLC | MI | 69647 | JCKSN | 125 | Solar Photovoltaic | SUN | PV | (V) Under construction, more than 50 percent complete | 125
2026 | 8 | 67522 | Holyoke MA BESS 1 LLC | IPP | Holyoke MA BESS 1 | MA | 69551 | 90915 | 5 | Batteries | MWH | BA | (U) Under construction, less than or equal to 50 percent complete | 5
2026 | 8 | 67202 | Hubbard Wind II, LLC | IPP | Hubbard Wind II | TX | 69010 | 5111 | 304.5 | Onshore Wind Turbine | WND | WT | (V) Under construction, more than 50 percent complete | 304.5
2026 | 8 | 66798 | Imperator Solar, LLC | Industrial | Imperator Solar | CA | 68465 | 22324 | 2 | Solar Photovoltaic | SUN | PV | (TS) Construction complete, but not yet in commercial operation | 2
2026 | 8 | 67582 | Intersect USA, LLC | IPP | Quantum BESS | TX | 68759 | IPQ1B | 323.6 | Batteries | MWH | BA | (V) Under construction, more than 50 percent complete | 422.4
2026 | 8 | 67582 | Intersect USA, LLC | IPP | Quantum II BESS | TX | 68761 | IPQ2B | 323.6 | Batteries | MWH | BA | (V) Under construction, more than 50 percent complete | 422.4
2026 | 8 | 67582 | Intersect USA, LLC | IPP | Quantum II Solar | TX | 68762 | IPQ2S | 320.6 | Solar Photovoltaic | SUN | PV | (V) Under construction, more than 50 percent complete | 362.8
2026 | 8 | 67582 | Intersect USA, LLC | IPP | Quantum Solar | TX | 68760 | IPQ1S | 320.6 | Solar Photovoltaic | SUN | PV | (V) Under construction, more than 50 percent complete | 362.8
2026 | 8 | 67542 | Ipswich MA BESS 1 LLC | IPP | Ipswich MA BESS 1 | MA | 69603 | 90917 | 5 | Batteries | MWH | BA | (U) Under construction, less than or equal to 50 percent complete | 5
2026 | 8 | 66344 | Kingstree West 115 LLC | IPP | Kingstree West 115 | SC | 67723 | SOLAR | 74.9 | Solar Photovoltaic | SUN | PV | (V) Under construction, more than 50 percent complete | 74.9
2026 | 8 | 67420 | Knox II PV LLC | IPP | Knox II PV | NY | 69372 | KNOXS | 5 | Solar Photovoltaic | SUN | PV | (V) Under construction, more than 50 percent complete | 5
2026 | 8 | 65739 | Lake Iris Solar, LLC | IPP | Lake Iris Solar Project | MI | 66745 | LIS1 | 95.6 | Solar Photovoltaic | SUN | PV | (U) Under construction, less than or equal to 50 percent complete | 95.6
2026 | 8 | 66977 | Las Virgenes Road Solar Project 2022, LLC | IPP | Las Virgenes MWD - Composting Plant | CA | 68600 | 7236B | 0.5 | Batteries | MWH | BA | (V) Under construction, more than 50 percent complete | 0.5
2026 | 8 | 66977 | Las Virgenes Road Solar Project 2022, LLC | IPP | Las Virgenes MWD - Composting Plant | CA | 68600 | 7236G | 0.9 | Solar Photovoltaic | SUN | PV | (V) Under construction, more than 50 percent complete | 0.9
2026 | 8 | 63873 | Lincoln Medical and Mental Health Center | Commercial | Lincoln Medical and Mental Health Center | NY | 64291 | B4 | 1 | Petroleum Liquids | DFO | IC | (U) Under construction, less than or equal to 50 percent complete | 1
2026 | 8 | 67423 | Lysander III PV LLC | IPP | Lysander III PV | NY | 69375 | LYSAN | 2.4 | Solar Photovoltaic | SUN | PV | (V) Under construction, more than 50 percent complete | 2.4
2026 | 8 | 65043 | Madison Energy Investments LLC | Industrial | NorCal FPV 1 | CA | 68439 | 17184 | 10 | Solar Photovoltaic | SUN | PV | (V) Under construction, more than 50 percent complete | 10
2026 | 8 | 67434 | Mallory South PV II LLC | IPP | Mallory South PV II | NY | 69384 | MALL2 | 5 | Solar Photovoltaic | SUN | PV | (V) Under construction, more than 50 percent complete | 5
2026 | 8 | 65587 | Mammoth Central LLC | IPP | Mammoth Central Solar Project | IN | 66546 | MMTHC | 300 | Solar Photovoltaic | SUN | PV | (U) Under construction, less than or equal to 50 percent complete | 300
2026 | 8 | 65588 | Mammoth South LLC | IPP | Mammoth South Solar Project | IN | 66545 | MMTHS | 300 | Solar Photovoltaic | SUN | PV | (V) Under construction, more than 50 percent complete | 300
2026 | 8 | 56990 | NJR Clean Energy Ventures Corporation | IPP | Hamms Landfill | NJ | 69516 | HAMM | 6 | Solar Photovoltaic | SUN | PV | (V) Under construction, more than 50 percent complete | 6
2026 | 8 | 67069 | NY CDG 009 LLC | IPP | NY CDG 009 | NY | 68783 | NY009 | 1 | Solar Photovoltaic | SUN | PV | (V) Under construction, more than 50 percent complete | 1
2026 | 8 | 67425 | New Freedom Solar Partners LLC | IPP | New Freedom Solar Partners | PA | 69377 | NEWFR | 2.5 | Solar Photovoltaic | SUN | PV | (V) Under construction, more than 50 percent complete | 2.5
2026 | 8 | 67495 | New Hickory Solar LLC | IPP | New Hickory Solar | TX | 69507 | NHKRY | 206 | Solar Photovoltaic | SUN | PV | (V) Under construction, more than 50 percent complete | 206
2026 | 8 | 13491 | New York University | Commercial | New York University Central Plant | NY | 54808 | GR1 | 2.6 | Natural Gas Internal Combustion Engine | NG | IC | (V) Under construction, more than 50 percent complete | 2.6
2026 | 8 | 66800 | NorCal FPV 1, LLC | IPP | NorCal FPV 1 (Pond 2) | CA | 68787 | 23889 | 1.8 | Solar Photovoltaic | SUN | PV | (V) Under construction, more than 50 percent complete | 1.8
2026 | 8 | 13781 | Northern States Power Co - Minnesota | Electric Utility | Sherco Solar III | MN | 68777 | SHS03 | 250 | Solar Photovoltaic | SUN | PV | (U) Under construction, less than or equal to 50 percent complete | 250
2026 | 8 | 67719 | Northern Sun LLC | IPP | Northern Sun | MN | 69797 | POPL | 1 | Solar Photovoltaic | SUN | PV | (V) Under construction, more than 50 percent complete | 1
2026 | 8 | 65539 | Pivot Energy | IPP | Pivot Energy IL 70 LLC | IL | 70100 | IL070 | 5 | Solar Photovoltaic | SUN | PV | (V) Under construction, more than 50 percent complete | 5
2026 | 8 | 65539 | Pivot Energy | IPP | Pivot Energy PPA 29 LLC | CA | 70101 | PA29B | 0.1 | Batteries | MWH | BA | (V) Under construction, more than 50 percent complete | 0.1
2026 | 8 | 65539 | Pivot Energy | IPP | Pivot Energy PPA 29 LLC | CA | 70101 | PPA29 | 2.2 | Solar Photovoltaic | SUN | PV | (V) Under construction, more than 50 percent complete | 2.2
2026 | 8 | 65539 | Pivot Energy | IPP | Pivot Solar 43 LLC | CO | 70103 | PS43 | 3.5 | Solar Photovoltaic | SUN | PV | (V) Under construction, more than 50 percent complete | 3.5
2026 | 8 | 65539 | Pivot Energy | IPP | Pivot Solar 53 LLC | CO | 70104 | PS53 | 4 | Solar Photovoltaic | SUN | PV | (V) Under construction, more than 50 percent complete | 4
2026 | 8 | 65869 | Prologis Logistics Services Incorporated | IPP | Bensenville 13-SLCHI513 | IL | 68120 | CH513 | 1.4 | Solar Photovoltaic | SUN | PV | (U) Under construction, less than or equal to 50 percent complete | 1.4
2026 | 8 | 65869 | Prologis Logistics Services Incorporated | IPP | Bensenville 2-SLCHI526 | IL | 68122 | CH526 | 1.9 | Solar Photovoltaic | SUN | PV | (U) Under construction, less than or equal to 50 percent complete | 1.9
2026 | 8 | 65869 | Prologis Logistics Services Incorporated | IPP | Franklin Park 2-SLCHI802 | IL | 68135 | CH802 | 1.2 | Solar Photovoltaic | SUN | PV | (V) Under construction, more than 50 percent complete | 1.2
2026 | 8 | 65869 | Prologis Logistics Services Incorporated | IPP | Melrose Park 2-SLCHI547 | IL | 68140 | CH547 | 3 | Solar Photovoltaic | SUN | PV | (U) Under construction, less than or equal to 50 percent complete | 3
2026 | 8 | 15466 | Public Service Co of Colorado | Electric Utility | Cheyenne Ridge II | CO | 69873 | CRW02 | 438 | Onshore Wind Turbine | WND | WT | (U) Under construction, less than or equal to 50 percent complete | 438
2026 | 8 | 15466 | Public Service Co of Colorado | Electric Utility | Singing Grass Wind | CO | 68982 | SGG01 | 600 | Onshore Wind Turbine | WND | WT | (U) Under construction, less than or equal to 50 percent complete | 603
2026 | 8 | 66631 | Rocky Forge Wind, LLC | IPP | Rocky Forge Wind | VA | 68197 | ROCKY | 78 | Onshore Wind Turbine | WND | WT | (V) Under construction, more than 50 percent complete | 78
2026 | 8 | 67175 | SV CSG Naplate, LLC | IPP | SV CSG Naplate | IL | 68936 | NAP1 | 3.9 | Solar Photovoltaic | SUN | PV | (V) Under construction, more than 50 percent complete | 3.9
2026 | 8 | 60531 | Standard Solar | IPP | AC IL - Lockport East | IL | 70227 | LOCKE | 3.1 | Solar Photovoltaic | SUN | PV | (TS) Construction complete, but not yet in commercial operation | 3.1
2026 | 8 | 60531 | Standard Solar | IPP | AC IL - Lockport West | IL | 70228 | LOCKW | 3.4 | Solar Photovoltaic | SUN | PV | (TS) Construction complete, but not yet in commercial operation | 3.4
2026 | 8 | 60531 | Standard Solar | IPP | Enterprise MN - Fitzthum | MN | 69305 | FITZH | 1 | Solar Photovoltaic | SUN | PV | (V) Under construction, more than 50 percent complete | 1
2026 | 8 | 60531 | Standard Solar | IPP | OER IL - Groundhog | IL | 70046 | GNDHG | 2 | Solar Photovoltaic | SUN | PV | (TS) Construction complete, but not yet in commercial operation | 2
2026 | 8 | 60531 | Standard Solar | IPP | SPG IL Valley Run | IL | 69788 | VARUN | 2.3 | Solar Photovoltaic | SUN | PV | (TS) Construction complete, but not yet in commercial operation | 2.3
2026 | 8 | 59122 | The Medical Center Company | IPP | MCCo BESS Generating Facility | OH | 69593 | 1 | 3.9 | Batteries | MWH | BA | (V) Under construction, more than 50 percent complete | 3.9
2026 | 8 | 59122 | The Medical Center Company | IPP | MCCo BESS Generating Facility | OH | 69593 | 2 | 3.9 | Batteries | MWH | BA | (V) Under construction, more than 50 percent complete | 3.9
2026 | 8 | 59122 | The Medical Center Company | IPP | MCCo BESS Generating Facility | OH | 69593 | 3 | 3.9 | Batteries | MWH | BA | (V) Under construction, more than 50 percent complete | 3.9
2026 | 8 | 59122 | The Medical Center Company | IPP | MCCo BESS Generating Facility | OH | 69593 | 4 | 3.9 | Batteries | MWH | BA | (V) Under construction, more than 50 percent complete | 3.9
2026 | 8 | 66815 | Tidwell Prairie IIA LLC | IPP | Tidwell Prairie II | TX | 68425 | TWPII | 200 | Batteries | MWH | BA | (V) Under construction, more than 50 percent complete | 200
2026 | 8 | 24008 | University of Oregon | Commercial | Univ of Oregon Central Power Station | OR | 54950 | DG4 | 3 | Petroleum Liquids | DFO | IC | (V) Under construction, more than 50 percent complete | 3
2026 | 8 | 66849 | VESI 37 LLC | IPP | Bird Dog Energy Storage | TX | 68495 | BDOG1 | 60 | Batteries | MWH | BA | (V) Under construction, more than 50 percent complete | 60
2026 | 8 | 67357 | Vertus Energy Storage, LLC | IPP | Vertus Energy Storage Plant | TX | 69255 | VESP1 | 200 | Batteries | MWH | BA | (U) Under construction, less than or equal to 50 percent complete | 200
2026 | 8 | 67489 | Walden Renewables Development LLC | IPP | Nutes Solar | NH | 69535 | NS1 | 20 | Solar Photovoltaic | SUN | PV | (U) Under construction, less than or equal to 50 percent complete | 20
2026 | 9 | 63806 | 26SB 8me LLC | IPP | Bellefield 2 Solar & Energy Storage Farm | CA | 64209 | 26SBA | 500 | Solar Photovoltaic | SUN | PV | (V) Under construction, more than 50 percent complete | 500
2026 | 9 | 67549 | 38DN Asset Management LLC | IPP | Gillard | IL | 67637 | GILLD | 5 | Solar Photovoltaic | SUN | PV | (U) Under construction, less than or equal to 50 percent complete | 5
2026 | 9 | 64904 | AES Clean Energy | IPP | AES Glengarry Farms Solar CSG | NY | 68389 | GLENG | 4.9 | Solar Photovoltaic | SUN | PV | (V) Under construction, more than 50 percent complete | 5
2026 | 9 | 64904 | AES Clean Energy | IPP | Allen CSG | IL | 70177 | ALLEN | 5 | Solar Photovoltaic | SUN | PV | (U) Under construction, less than or equal to 50 percent complete | 5
2026 | 9 | 64904 | AES Clean Energy | IPP | Baldy Mesa Storage | CA | 69964 | BALBE | 50 | Batteries | MWH | BA | (V) Under construction, more than 50 percent complete | 50
2026 | 9 | 64904 | AES Clean Energy | IPP | Kieser | IL | 70176 | KIESE | 5 | Solar Photovoltaic | SUN | PV | (U) Under construction, less than or equal to 50 percent complete | 5
2026 | 9 | 67764 | AP Solar 4 LLC | IPP | Charger Solar | TX | 69877 | CHPV1 | 394.4 | Solar Photovoltaic | SUN | PV | (U) Under construction, less than or equal to 50 percent complete | 394.4
2026 | 9 | 67864 | Alligator Creek Solar, LLC | IPP | Alligator Creek Solar | GA | 70084 | AC | 80 | Solar Photovoltaic | SUN | PV | (P) Planned for installation, but regulatory approvals not initiated | 80
2026 | 9 | 66718 | Atlas VIII LLC | IPP | Atlas VIII | AZ | 68323 | ALT8A | 210 | Batteries | MWH | BA | (V) Under construction, more than 50 percent complete | 210
2026 | 9 | 67500 | BT Amador Storage LLC | IPP | Amador BESS | TX | 69520 | AMDRB | 220 | Batteries | MWH | BA | (V) Under construction, more than 50 percent complete | 220
2026 | 9 | 67304 | BT Cantwell Solar, LLC | IPP | Arroyo Storage | TX | 69151 | ARY_B | 180 | Batteries | MWH | BA | (TS) Construction complete, but not yet in commercial operation | 180
2026 | 9 | 66552 | Blue Moon Energy LLC | IPP | Blue Moon | KY | 68000 | BLUMN | 70 | Solar Photovoltaic | SUN | PV | (V) Under construction, more than 50 percent complete | 70
2026 | 9 | 67891 | CVE US NY Westhampton 243 LLC | IPP | Westhampton - NY 0243 (Giaquinto 1) | NY | 70134 | 243 | 5 | Solar Photovoltaic | SUN | PV | (U) Under construction, less than or equal to 50 percent complete | 5
2026 | 9 | 3355 | City of Chanute (KS) | Electric Utility | Chanute 1 | KS | 1267 | 15 | 2 | Petroleum Liquids | DFO | IC | (V) Under construction, more than 50 percent complete | 2.2
2026 | 9 | 3355 | City of Chanute (KS) | Electric Utility | Chanute 1 | KS | 1267 | 16 | 2 | Petroleum Liquids | DFO | IC | (V) Under construction, more than 50 percent complete | 2.2
2026 | 9 | 3355 | City of Chanute (KS) | Electric Utility | Chanute 1 | KS | 1267 | 17 | 2 | Petroleum Liquids | DFO | IC | (V) Under construction, more than 50 percent complete | 2.2
2026 | 9 | 61978 | Convergent Energy and Power LP | IPP | Bensonhurst Energy Storage 1 LLC | NY | 66497 | BHBA1 | 5 | Batteries | MWH | BA | (U) Under construction, less than or equal to 50 percent complete | 5
2026 | 9 | 66217 | Copia Power | IPP | Centennial Flats | AZ | 68466 | CFB3 | 89 | Batteries | MWH | BA | (U) Under construction, less than or equal to 50 percent complete | 89
2026 | 9 | 66217 | Copia Power | IPP | Centennial Flats | AZ | 68466 | CFPV3 | 166.7 | Solar Photovoltaic | SUN | PV | (U) Under construction, less than or equal to 50 percent complete | 166.7
2026 | 9 | 5109 | DTE Electric Company | Electric Utility | Gratiot Solar Park | MI | 68850 | GRTSP | 50 | Solar Photovoltaic | SUN | PV | (TS) Construction complete, but not yet in commercial operation | 50
2026 | 9 | 65677 | Dimension Energy LLC | IPP | Macedon CSG LLC | NY | 70002 | MACED | 5 | Solar Photovoltaic | SUN | PV | (T) Regulatory approvals received. Not under construction | 5
2026 | 9 | 65677 | Dimension Energy LLC | IPP | TJA-NY-1806 Perth Rd Galway, LLC | NY | 69854 | GLWAY | 3.3 | Solar Photovoltaic | SUN | PV | (TS) Construction complete, but not yet in commercial operation | 3.3
2026 | 9 | 67517 | Dolet Hills Solar | Electric Utility | Dolet Hills Solar | LA | 68785 | DHS1 | 240 | Solar Photovoltaic | SUN | PV | (V) Under construction, more than 50 percent complete | 240
2026 | 9 | 5248 | Dominion Energy Inc. | Electric Utility | Dulles Solar and Storage | VA | 65043 | DUST | 50 | Batteries | MWH | BA | (V) Under construction, more than 50 percent complete | 50
2026 | 9 | 5248 | Dominion Energy Inc. | Electric Utility | Moon Corner Solar | VA | 66313 | MOCO | 60 | Solar Photovoltaic | SUN | PV | (U) Under construction, less than or equal to 50 percent complete | 60
2026 | 9 | 5416 | Duke Energy Carolinas, LLC | IPP | Baxter Creek Solar | NC | 60434 | PV1 | 30 | Solar Photovoltaic | SUN | PV | (V) Under construction, more than 50 percent complete | 30
2026 | 9 | 5416 | Duke Energy Carolinas, LLC | Electric Utility | Baxter Creek Solar | NC | 69144 | PV1 | 30 | Solar Photovoltaic | SUN | PV | (V) Under construction, more than 50 percent complete | 30
2026 | 9 | 5416 | Duke Energy Carolinas, LLC | Electric Utility | Longtown Energy Storage | SC | 69195 | LONTB | 4.5 | Batteries | MWH | BA | (V) Under construction, more than 50 percent complete | 4.5
2026 | 9 | 3046 | Duke Energy Progress - (NC) | Electric Utility | Elm City BESS | NC | 69444 | ECB1 | 20 | Batteries | MWH | BA | (V) Under construction, more than 50 percent complete | 20
2026 | 9 | 66917 | East Avenue Q Solar Project 2022, LLC | IPP | Palmdale Water District HQ | CA | 68541 | 7169 | 1.7 | Solar Photovoltaic | SUN | PV | (V) Under construction, more than 50 percent complete | 1.7
2026 | 9 | 66919 | East Avenue South Solar Project 2022, LLC | IPP | Palmdale Water District 6MG Tank | CA | 68542 | 7170B | 0.3 | Batteries | MWH | BA | (V) Under construction, more than 50 percent complete | 0.3
2026 | 9 | 66919 | East Avenue South Solar Project 2022, LLC | IPP | Palmdale Water District 6MG Tank | CA | 68542 | 7170G | 1 | Solar Photovoltaic | SUN | PV | (V) Under construction, more than 50 percent complete | 1
2026 | 9 | 67313 | Ellomay USA Inc | IPP | Hillsboro Solar Project | TX | 69262 | HILL1 | 5 | Solar Photovoltaic | SUN | PV | (V) Under construction, more than 50 percent complete | 5
2026 | 9 | 67313 | Ellomay USA Inc | IPP | Hillsboro Solar Project | TX | 69262 | HILL2 | 5 | Solar Photovoltaic | SUN | PV | (V) Under construction, more than 50 percent complete | 5
2026 | 9 | 56201 | Engie North America | IPP | Zeya | TX | 65880 | ZEYA | 250 | Batteries | MWH | BA | (U) Under construction, less than or equal to 50 percent complete | 250
2026 | 9 | 61194 | Generate Capital | IPP | Arlington 1 | IL | 69174 | 11238 | 4.5 | Solar Photovoltaic | SUN | PV | (V) Under construction, more than 50 percent complete | 4.5
2026 | 9 | 61194 | Generate Capital | IPP | Bonacci 1 | IL | 69176 | 11218 | 2.5 | Solar Photovoltaic | SUN | PV | (U) Under construction, less than or equal to 50 percent complete | 2.5
2026 | 9 | 61194 | Generate Capital | IPP | Bonacci 2 | IL | 69177 | 11218 | 2.5 | Solar Photovoltaic | SUN | PV | (U) Under construction, less than or equal to 50 percent complete | 2.5
2026 | 9 | 61194 | Generate Capital | IPP | Hillview | NY | 69181 | 11150 | 5 | Solar Photovoltaic | SUN | PV | (V) Under construction, more than 50 percent complete | 5
2026 | 9 | 61194 | Generate Capital | IPP | Vienna | NY | 69218 | 11247 | 5 | Solar Photovoltaic | SUN | PV | (U) Under construction, less than or equal to 50 percent complete | 5
2026 | 9 | 7140 | Georgia Power Co | Electric Utility | Hammond | GA | 708 | 5 | 57.5 | Batteries | MWH | BA | (U) Under construction, less than or equal to 50 percent complete | 57.5
2026 | 9 | 65451 | Grizzly Ridge Solar LLC | IPP | Grizzly Ridge Solar | TX | 66410 | 596 | 10 | Batteries | MWH | BA | (TS) Construction complete, but not yet in commercial operation | 10
2026 | 9 | 65741 | Hart Solar Partners, LLC | IPP | Hart Solar Project | MI | 66778 | HS1 | 120 | Solar Photovoltaic | SUN | PV | (U) Under construction, less than or equal to 50 percent complete | 120
2026 | 9 | 67182 | Ho-Fel Solar LLC | IPP | Ho-Fel Solar | VA | 68970 | HOFEL | 50.2 | Solar Photovoltaic | SUN | PV | (TS) Construction complete, but not yet in commercial operation | 50.2
2026 | 9 | 65682 | IP Aramis, LLC | IPP | Aramis I Solar Project | CA | 66678 | IPAR1 | 100 | Solar Photovoltaic | SUN | PV | (U) Under construction, less than or equal to 50 percent complete | 100
2026 | 9 | 65682 | IP Aramis, LLC | IPP | Aramis I Solar Project | CA | 66678 | IPARB | 100 | Batteries | MWH | BA | (U) Under construction, less than or equal to 50 percent complete | 100
2026 | 9 | 67038 | IP Easley, LLC | IPP | Easley Solar | CA | 68758 | IPEA1 | 290 | Solar Photovoltaic | SUN | PV | (V) Under construction, more than 50 percent complete | 290
2026 | 9 | 67038 | IP Easley, LLC | IPP | Easley Solar | CA | 68758 | IPEA2 | 350 | Batteries | MWH | BA | (TS) Construction complete, but not yet in commercial operation | 350
2026 | 9 | 49893 | Invenergy Services LLC | IPP | Hashknife Energy Center LLC | AZ | 69778 | HK1SO | 275 | Solar Photovoltaic | SUN | PV | (V) Under construction, more than 50 percent complete | 275
2026 | 9 | 49893 | Invenergy Services LLC | IPP | Hashknife Energy Center LLC | AZ | 69778 | HK1ST | 275 | Batteries | MWH | BA | (V) Under construction, more than 50 percent complete | 275
2026 | 9 | 67176 | Kifer Energy Storage, LLC | IPP | Kifer BESS 1 | CA | 68953 | KB1 | 50 | Batteries | MWH | BA | (U) Under construction, less than or equal to 50 percent complete | 50
2026 | 9 | 50123 | Leeward Asset Management, LLC | IPP | Mayes County Solar | OK | 68006 | MYS | 101.5 | Solar Photovoltaic | SUN | PV | (V) Under construction, more than 50 percent complete | 101.5
2026 | 9 | 67097 | Limewood Bell Renewables LLC | IPP | Limewood Bell Renewables Solar | TX | 68853 | LMWOD | 204 | Solar Photovoltaic | SUN | PV | (TS) Construction complete, but not yet in commercial operation | 204
2026 | 9 | 67421 | Little Falls PV LLC | IPP | Little Falls PV | NY | 69373 | LITTL | 2.5 | Solar Photovoltaic | SUN | PV | (V) Under construction, more than 50 percent complete | 2.5
2026 | 9 | 66950 | Lydian Energy | IPP | Faraday Energy Storage | UT | 69424 | FBS1 | 150 | Batteries | MWH | BA | (U) Under construction, less than or equal to 50 percent complete | 150
2026 | 9 | 67433 | Mallory South PV I LLC | IPP | Mallory South PV I | NY | 69383 | MALL1 | 5 | Solar Photovoltaic | SUN | PV | (V) Under construction, more than 50 percent complete | 5
2026 | 9 | 66781 | Mammoth Central II LLC | IPP | Mammoth Central II Solar Facility | IN | 68514 | MC201 | 300 | Solar Photovoltaic | SUN | PV | (U) Under construction, less than or equal to 50 percent complete | 300
2026 | 9 | 67585 | Maricopa Solar | IPP | Maricopa Solar | AZ | 69684 | 70124 | 550 | Solar Photovoltaic | SUN | PV | (U) Under construction, less than or equal to 50 percent complete | 550
2026 | 9 | 67585 | Maricopa Solar | IPP | Maricopa Solar | AZ | 69684 | 70125 | 550 | Batteries | MWH | BA | (U) Under construction, less than or equal to 50 percent complete | 550
2026 | 9 | 67786 | Naturgy Solar Operation USA LLC | IPP | Mark Center Solar Project | OH | 65050 | MRC1 | 90 | Solar Photovoltaic | SUN | PV | (U) Under construction, less than or equal to 50 percent complete | 90
2026 | 9 | 58764 | Origis Energy USA, Inc | IPP | Chalan | CA | 68672 | CHA_B | 25 | Batteries | MWH | BA | (V) Under construction, more than 50 percent complete | 25
2026 | 9 | 58764 | Origis Energy USA, Inc | IPP | Chalan | CA | 68672 | OECHA | 64.9 | Solar Photovoltaic | SUN | PV | (V) Under construction, more than 50 percent complete | 64.9
2026 | 9 | 17470 | PUD No 1 of Snohomish County - (WA) | Electric Utility | Arlington Battery Energy Storage System | WA | 67669 | ABESS | 25 | Batteries | MWH | BA | (U) Under construction, less than or equal to 50 percent complete | 25
2026 | 9 | 67170 | Pastoria Power, LLC | IPP | Pastoria Power Bank | CA | 69858 | GEN1 | 80 | Batteries | MWH | BA | (V) Under construction, more than 50 percent complete | 80
2026 | 9 | 65539 | Pivot Energy | IPP | Bureau Solar 2 LLC | IL | 70205 | BURS2 | 2.5 | Solar Photovoltaic | SUN | PV | (V) Under construction, more than 50 percent complete | 2.5
2026 | 9 | 65539 | Pivot Energy | IPP | CF IL Solar Marigold Lane, Flora2 LLC | IL | 70198 | FLOR2 | 2 | Solar Photovoltaic | SUN | PV | (V) Under construction, more than 50 percent complete | 2
2026 | 9 | 65539 | Pivot Energy | IPP | DEL022-30423B Thorogoods Rd, LLC | DE | 70196 | DEL22 | 2 | Solar Photovoltaic | SUN | PV | (V) Under construction, more than 50 percent complete | 2
2026 | 9 | 65539 | Pivot Energy | IPP | Kalaeloa Home Lands Solar | HI | 69766 | KHLS | 1.7 | Solar Photovoltaic | SUN | PV | (V) Under construction, more than 50 percent complete | 1.7
2026 | 9 | 65539 | Pivot Energy | IPP | Pivot Solar 50 LLC | CO | 70201 | PS50 | 4 | Solar Photovoltaic | SUN | PV | (V) Under construction, more than 50 percent complete | 4
2026 | 9 | 65539 | Pivot Energy | IPP | Pivot Solar 56 LLC | CO | 70202 | PS56 | 3.6 | Solar Photovoltaic | SUN | PV | (V) Under construction, more than 50 percent complete | 3.6
2026 | 9 | 65539 | Pivot Energy | IPP | Pivot Solar 57 LLC | CO | 70206 | PS57 | 2 | Solar Photovoltaic | SUN | PV | (V) Under construction, more than 50 percent complete | 2
2026 | 9 | 65539 | Pivot Energy | IPP | Pivot Solar 60 LLC | CO | 70207 | PS60 | 1.1 | Solar Photovoltaic | SUN | PV | (V) Under construction, more than 50 percent complete | 1.1
2026 | 9 | 65869 | Prologis Logistics Services Incorporated | IPP | Stockton 9 - slcva209 | CA | 69786 | CV209 | 1 | Solar Photovoltaic | SUN | PV | (U) Under construction, less than or equal to 50 percent complete | 1
2026 | 9 | 15466 | Public Service Co of Colorado | Electric Utility | Waterton Solar I | CO | 69293 | WTS1 | 4 | Solar Photovoltaic | SUN | PV | (U) Under construction, less than or equal to 50 percent complete | 4
2026 | 9 | 15466 | Public Service Co of Colorado | Electric Utility | Waterton Solar II | CO | 69620 | WTS2 | 4 | Solar Photovoltaic | SUN | PV | (U) Under construction, less than or equal to 50 percent complete | 4
2026 | 9 | 65093 | RPCA Storage 1, LLC | IPP | Industrial Parkway Storage | CA | 65897 | INPKY | 9.8 | Batteries | MWH | BA | (U) Under construction, less than or equal to 50 percent complete | 9.8
2026 | 9 | 66358 | Russell Pacific LLC | IPP | Pistachio Road 1726-WD | CA | 67749 | TWISS | 4.8 | Solar Photovoltaic | SUN | PV | (V) Under construction, more than 50 percent complete | 4.8
2026 | 9 | 67374 | SL Ashville 2, LLC | IPP | SL Ashville 2 | NY | 69276 | 23219 | 4.3 | Solar Photovoltaic | SUN | PV | (V) Under construction, more than 50 percent complete | 4.3
2026 | 9 | 67373 | SL Ashville, LLC | IPP | SL Ashville | NY | 69275 | 23210 | 3.8 | Solar Photovoltaic | SUN | PV | (V) Under construction, more than 50 percent complete | 3.8
2026 | 9 | 67490 | SL Brockport, LLC | IPP | SL Brockport | NY | 69473 | 23211 | 4.3 | Solar Photovoltaic | SUN | PV | (V) Under construction, more than 50 percent complete | 4.3
2026 | 9 | 67629 | SL Dunkirk, LLC | IPP | SL Dunkirk | NY | 69756 | 23212 | 5 | Solar Photovoltaic | SUN | PV | (V) Under construction, more than 50 percent complete | 5
2026 | 9 | 67392 | SL Pembroke 2, LLC | IPP | SL Pembroke 2 | NY | 69310 | 23220 | 5 | Solar Photovoltaic | SUN | PV | (V) Under construction, more than 50 percent complete | 5
2026 | 9 | 67391 | SL Pembroke, LLC | IPP | SL Pembroke | NY | 69309 | 23215 | 4 | Solar Photovoltaic | SUN | PV | (V) Under construction, more than 50 percent complete | 4
2026 | 9 | 67720 | Stellar Renewable Power | IPP | Henderson County Solar | KY | 69793 | HEPV1 | 50 | Solar Photovoltaic | SUN | PV | (U) Under construction, less than or equal to 50 percent complete | 51.1
2026 | 9 | 6775 | Village of Freeport - (NY) | Electric Utility | Plant No 1 Freeport | NY | 2678 | ENG13 | 3 | Landfill Gas | LFG | IC | (U) Under construction, less than or equal to 50 percent complete | 3
2026 | 9 | 20856 | Wisconsin Power & Light Co | Electric Utility | Vienna Walbec Customer Hosted | WI | 68502 | PV1 | 1.4 | Solar Photovoltaic | SUN | PV | (U) Under construction, less than or equal to 50 percent complete | 1.4
2026 | 9 | 65329 | Yaupon Solar, LLC | IPP | Yaupon Solar Project (Hybrid) | TX | 66216 | SOL | 200 | Solar Photovoltaic | SUN | PV | (V) Under construction, more than 50 percent complete | 200
2026 | 10 | 63793 | Bear Branch Solar LLC | IPP | Bear Branch Solar | NC | 64168 | GEN | 34.5 | Solar Photovoltaic | SUN | PV | (U) Under construction, less than or equal to 50 percent complete | 34.5
2026 | 10 | 67560 | Big Muddy Solar Project, LLC | IPP | Big Muddy Solar | IL | 69629 | BIGM1 | 95 | Solar Photovoltaic | SUN | PV | (V) Under construction, more than 50 percent complete | 95
2026 | 10 | 65728 | Brenneman Solar LLC | IPP | Brenneman Solar Project | GA | 66744 | BRNMN | 150 | Solar Photovoltaic | SUN | PV | (T) Regulatory approvals received. Not under construction | 150
2026 | 10 | 67862 | CVE US PA Dayton 404 LLC | IPP | Dayton - PA 0404 (Good East) | PA | 70082 | 404 | 2.5 | Solar Photovoltaic | SUN | PV | (U) Under construction, less than or equal to 50 percent complete | 2.5
2026 | 10 | 67908 | CVE US PA Jones 429 LLC | IPP | Jones - PA 0429 (Rhodes South) | PA | 70170 | 429 | 3 | Solar Photovoltaic | SUN | PV | (U) Under construction, less than or equal to 50 percent complete | 3
2026 | 10 | 67890 | CVE US VA Patterson 426 LLC | IPP | Waynesboro - VA 0426 (Patterson B) | VA | 70132 | 426 | 5 | Solar Photovoltaic | SUN | PV | (U) Under construction, less than or equal to 50 percent complete | 5
2026 | 10 | 66579 | Cape HoldCo LLC | IPP | Cape Generating Station | UT | 68068 | CP1G1 | 30 | Geothermal | GEO | BT | (TS) Construction complete, but not yet in commercial operation | 53
2026 | 10 | 66524 | Cattlemen Solar Park II LLC | IPP | Cattlemen Solar II | TX | 67976 | GEN01 | 200 | Solar Photovoltaic | SUN | PV | (TS) Construction complete, but not yet in commercial operation | 200
2026 | 10 | 65308 | Cattlemen Solar Park LLC | IPP | Cattlemen Solar Park | TX | 66168 | GEN01 | 240 | Solar Photovoltaic | SUN | PV | (TS) Construction complete, but not yet in commercial operation | 240
2026 | 10 | 1512 | City of Belleville - (KS) | Electric Utility | Belleville | KS | 1263 | 9 | 3 | Petroleum Liquids | DFO | IC | (U) Under construction, less than or equal to 50 percent complete | 3
2026 | 10 | 5109 | DTE Electric Company | Electric Utility | City of Detroit Castle Solar | MI | 69465 | CSTSP | 10 | Solar Photovoltaic | SUN | PV | (U) Under construction, less than or equal to 50 percent complete | 10
2026 | 10 | 5109 | DTE Electric Company | Electric Utility | Cold Creek Solar Park | MI | 69471 | CLCSP | 100 | Solar Photovoltaic | SUN | PV | (V) Under construction, more than 50 percent complete | 100
2026 | 10 | 66870 | Delaware Ave Solar, LLC | IPP | Delaware Ave Solar | DE | 68195 | DEAVE | 4 | Solar Photovoltaic | SUN | PV | (V) Under construction, more than 50 percent complete | 4
2026 | 10 | 65677 | Dimension Energy LLC | IPP | Cincinnati CSG 1 LLC | IL | 70025 | CINC1 | 5 | Solar Photovoltaic | SUN | PV | (U) Under construction, less than or equal to 50 percent complete | 5
2026 | 10 | 65677 | Dimension Energy LLC | IPP | Cincinnati CSG 2 LLC | IL | 70026 | CINC2 | 5 | Solar Photovoltaic | SUN | PV | (U) Under construction, less than or equal to 50 percent complete | 5
2026 | 10 | 65677 | Dimension Energy LLC | IPP | Cortland CSG 2 LLC | NY | 70027 | CORT2 | 5 | Solar Photovoltaic | SUN | PV | (T) Regulatory approvals received. Not under construction | 5
2026 | 10 | 65677 | Dimension Energy LLC | IPP | Falconhead Solar, LLC | IL | 69837 | FALCH | 5 | Solar Photovoltaic | SUN | PV | (U) Under construction, less than or equal to 50 percent complete | 5
2026 | 10 | 65677 | Dimension Energy LLC | IPP | Zebrawood Solar, LLC | IL | 70031 | ZEBRA | 2.5 | Solar Photovoltaic | SUN | PV | (U) Under construction, less than or equal to 50 percent complete | 2.5
2026 | 10 | 64872 | Distributed Solar Development, LLC | IPP | Harrah's Atlantic City - POI 1 (Meeting | NJ | 66830 | P5376 | 2.3 | Solar Photovoltaic | SUN | PV | (U) Under construction, less than or equal to 50 percent complete | 2.3
2026 | 10 | 5416 | Duke Energy Carolinas, LLC | Electric Utility | Nebo Energy Storage | NC | 69196 | NEBOB | 2.7 | Batteries | MWH | BA | (U) Under construction, less than or equal to 50 percent complete | 2.7
2026 | 10 | 62760 | EDPR CA Solar Park VI LLC | IPP | EDPR CA Solar Park VI LLC (CA) Hybrid | CA | 62892 | SONR2 | 40 | Batteries | MWH | BA | (U) Under construction, less than or equal to 50 percent complete | 40
2026 | 10 | 62760 | EDPR CA Solar Park VI LLC | IPP | EDPR CA Solar Park VI LLC (CA) Hybrid | CA | 62892 | SONRI | 200 | Solar Photovoltaic | SUN | PV | (U) Under construction, less than or equal to 50 percent complete | 201
2026 | 10 | 67449 | East Point Energy, LLC | IPP | Bethlehem Energy Center, LLC - (VA) | VA | 70231 | BETHL | 20 | Batteries | MWH | BA | (U) Under construction, less than or equal to 50 percent complete | 20
2026 | 10 | 67449 | East Point Energy, LLC | IPP | Railroad Energy Center, LLC | VA | 70233 | RAILR | 20 | Batteries | MWH | BA | (U) Under construction, less than or equal to 50 percent complete | 20
2026 | 10 | 61194 | Generate Capital | IPP | Little Creek | IL | 69204 | 11241 | 4 | Solar Photovoltaic | SUN | PV | (V) Under construction, more than 50 percent complete | 4
2026 | 10 | 61194 | Generate Capital | IPP | Lodi I | NY | 69205 | 11249 | 5 | Solar Photovoltaic | SUN | PV | (V) Under construction, more than 50 percent complete | 5
2026 | 10 | 61194 | Generate Capital | IPP | Lodi II | NY | 69206 | 11250 | 5 | Solar Photovoltaic | SUN | PV | (V) Under construction, more than 50 percent complete | 5
2026 | 10 | 60025 | Greenbacker Renewable Energy Corporation | IPP | Hecate Energy Cider Solar LLC | NY | 64163 | 11111 | 557 | Solar Photovoltaic | SUN | PV | (U) Under construction, less than or equal to 50 percent complete | 557
2026 | 10 | 66831 | Key Energy Storage LLC | IPP | Key Energy Storage | CA | 68461 | KEYBA | 75 | Batteries | MWH | BA | (U) Under construction, less than or equal to 50 percent complete | 75
2026 | 10 | 50123 | Leeward Asset Management, LLC | IPP | Blackford Solar | IN | 66960 | BLKSL | 150 | Solar Photovoltaic | SUN | PV | (V) Under construction, more than 50 percent complete | 150
2026 | 10 | 67491 | NYSolar06, LLC | IPP | NYSolar06 | NY | 69472 | 18198 | 3.5 | Solar Photovoltaic | SUN | PV | (V) Under construction, more than 50 percent complete | 3.5
2026 | 10 | 13809 | NorthWestern Energy - (SD) | Electric Utility | Aberdeen CT | SD | 3338 | 3 | 15 | Natural Gas Fired Combustion Turbine | NG | GT | (V) Under construction, more than 50 percent complete | 16
2026 | 10 | 13809 | NorthWestern Energy - (SD) | Electric Utility | Aberdeen CT | SD | 3338 | 4 | 15 | Natural Gas Fired Combustion Turbine | NG | GT | (V) Under construction, more than 50 percent complete | 16
2026 | 10 | 14063 | Oklahoma Gas & Electric Co | Electric Utility | Horseshoe Lake | OK | 2951 | 11 | 224 | Natural Gas Fired Combustion Turbine | NG | GT | (V) Under construction, more than 50 percent complete | 224
2026 | 10 | 14063 | Oklahoma Gas & Electric Co | Electric Utility | Horseshoe Lake | OK | 2951 | 12 | 224 | Natural Gas Fired Combustion Turbine | NG | GT | (V) Under construction, more than 50 percent complete | 224
2026 | 10 | 67494 | On Energy Storage | IPP | Matagorda Clean Energy Center (BESS) | TX | 69866 | MGBA1 | 10.1 | Batteries | MWH | BA | (V) Under construction, more than 50 percent complete | 10.1
2026 | 10 | 66783 | OneEnergy, Inc. | IPP | Castle Rock Lake Solar | WI | 69932 | CSTLO | 4.5 | Solar Photovoltaic | SUN | PV | (U) Under construction, less than or equal to 50 percent complete | 4.5
2026 | 10 | 65869 | Prologis Logistics Services Incorporated | IPP | Bensenville Ind Park 2-SLCHI402 | IL | 68126 | CH402 | 1.1 | Solar Photovoltaic | SUN | PV | (U) Under construction, less than or equal to 50 percent complete | 1.1
2026 | 10 | 65869 | Prologis Logistics Services Incorporated | IPP | Bensenville Ind Park 4-SLCHI424 | IL | 68127 | CH424 | 1.7 | Solar Photovoltaic | SUN | PV | (V) Under construction, more than 50 percent complete | 1.7
2026 | 10 | 65869 | Prologis Logistics Services Incorporated | IPP | Northlake 4-SLCHI304 | IL | 68143 | CH304 | 1.4 | Solar Photovoltaic | SUN | PV | (U) Under construction, less than or equal to 50 percent complete | 1.4
2026 | 10 | 15466 | Public Service Co of Colorado | Electric Utility | Arroyo Solar | CO | 69040 | ARY1 | 335 | Solar Photovoltaic | SUN | PV | (U) Under construction, less than or equal to 50 percent complete | 335
2026 | 10 | 67356 | RPC Merchant, LLC | IPP | Staghorn Gas | TX | 69271 | STAG1 | 3.3 | Natural Gas Internal Combustion Engine | NG | IC | (U) Under construction, less than or equal to 50 percent complete | 3.3
2026 | 10 | 67356 | RPC Merchant, LLC | IPP | Staghorn Gas | TX | 69271 | STAG2 | 3.3 | Natural Gas Internal Combustion Engine | NG | IC | (U) Under construction, less than or equal to 50 percent complete | 3.3
2026 | 10 | 67356 | RPC Merchant, LLC | IPP | Staghorn Gas | TX | 69271 | STAG3 | 3.3 | Natural Gas Internal Combustion Engine | NG | IC | (U) Under construction, less than or equal to 50 percent complete | 3.3
2026 | 10 | 65803 | Raven Storage, LLC | IPP | Raven Storage | TX | 68149 | RAVEB | 100 | Batteries | MWH | BA | (U) Under construction, less than or equal to 50 percent complete | 100
2026 | 10 | 67401 | Regis Escondido LLC | IPP | Regis Escondido | TX | 69332 | ESCON | 9.9 | Batteries | MWH | BA | (TS) Construction complete, but not yet in commercial operation | 9.9
2026 | 10 | 67811 | Rumble Solar, LLC | IPP | Rumble Solar | OK | 69968 | RUS | 250 | Solar Photovoltaic | SUN | PV | (U) Under construction, less than or equal to 50 percent complete | 250
2026 | 10 | 67743 | SV CSG Brownstown 1, LLC | IPP | SV CSG Brownstown 1 | IL | 69812 | BROWN | 1 | Solar Photovoltaic | SUN | PV | (U) Under construction, less than or equal to 50 percent complete | 1
2026 | 10 | 67288 | SV CSG Diel 1, LLC | IPP | SV CSG Diel 1 | IL | 69159 | DIEL | 5 | Solar Photovoltaic | SUN | PV | (U) Under construction, less than or equal to 50 percent complete | 5
2026 | 10 | 67174 | SV CSG Roxana 1 LLC | IPP | SV CSG Roxana 1 | IL | 68935 | ROX1 | 2.5 | Solar Photovoltaic | SUN | PV | (U) Under construction, less than or equal to 50 percent complete | 2.5
2026 | 10 | 27075 | San Diego County Water Auth | IPP | Rancho Penasquitos | CA | 56615 | G200 | 4.1 | Conventional Hydroelectric | WAT | HY | (U) Under construction, less than or equal to 50 percent complete | 4.3
2026 | 10 | 66728 | Show Me State Solar, LLC | IPP | Show Me State Solar | MO | 68325 | SMS | 250 | Solar Photovoltaic | SUN | PV | (V) Under construction, more than 50 percent complete | 250
2026 | 10 | 65079 | Solar Proponent LLC | IPP | Tehuacana Creek Solar | TX | 65855 | TE1PV | 836.8 | Solar Photovoltaic | SUN | PV | (L) Regulatory approvals pending. Not under construction | 836.8
2026 | 10 | 66669 | Solar Star 3, LLC | IPP | Solar Star 3 | CA | 68240 | SS3BT | 23 | Batteries | MWH | BA | (V) Under construction, more than 50 percent complete | 23
2026 | 10 | 66669 | Solar Star 3, LLC | IPP | Solar Star 3 | CA | 68240 | SS3PV | 24 | Solar Photovoltaic | SUN | PV | (V) Under construction, more than 50 percent complete | 24
2026 | 10 | 66670 | Solar Star 4, LLC | IPP | Solar Star 4 | CA | 68241 | SS4BT | 23 | Batteries | MWH | BA | (V) Under construction, more than 50 percent complete | 23
2026 | 10 | 66670 | Solar Star 4, LLC | IPP | Solar Star 4 | CA | 68241 | SS4PV | 24 | Solar Photovoltaic | SUN | PV | (V) Under construction, more than 50 percent complete | 24
2026 | 10 | 67720 | Stellar Renewable Power | IPP | Stellar Wright BESS | CA | 69925 | SWBA1 | 80 | Batteries | MWH | BA | (U) Under construction, less than or equal to 50 percent complete | 84.8
2026 | 10 | 67771 | USS Fletcher Solar LLC | IPP | USS Fletcher Solar | NM | 69888 | USFLE | 1.7 | Solar Photovoltaic | SUN | PV | (U) Under construction, less than or equal to 50 percent complete | 1.7
2026 | 10 | 67187 | Washington Street Solar 1 LLC | IPP | Washington Street Solar 1 LLC | IL | 68975 | 17340 | 5 | Solar Photovoltaic | SUN | PV | (U) Under construction, less than or equal to 50 percent complete | 5
2026 | 10 | 59726 | Windhub Solar B, LLC | IPP | Windhub Solar B, LLC | CA | 59969 | GEN01 | 26.4 | Solar Photovoltaic | SUN | PV | (V) Under construction, more than 50 percent complete | 26.4
2026 | 10 | 60059 | ZGlobal Inc | IPP | Madena 3 | CA | 68519 | MDNA3 | 3.9 | Batteries | MWH | BA | (U) Under construction, less than or equal to 50 percent complete | 3.9
2026 | 11 | 63806 | 26SB 8me LLC | IPP | Bellefield 2 Solar & Energy Storage Farm | CA | 64209 | 26SBB | 500 | Batteries | MWH | BA | (V) Under construction, more than 50 percent complete | 500
2026 | 11 | 67549 | 38DN Asset Management LLC | IPP | Solitude | IL | 67643 | SOLIT | 5 | Solar Photovoltaic | SUN | PV | (U) Under construction, less than or equal to 50 percent complete | 5
2026 | 11 | 61012 | AES Distributed Energy | IPP | AES Mountain View Solar | HI | 66002 | MVSBA | 7 | Batteries | MWH | BA | (V) Under construction, more than 50 percent complete | 7
2026 | 11 | 61012 | AES Distributed Energy | IPP | AES Mountain View Solar | HI | 66002 | MVSPV | 7 | Solar Photovoltaic | SUN | PV | (V) Under construction, more than 50 percent complete | 7
2026 | 11 | 67217 | ATLAS Solar II, LLC | IPP | ATLAS II | AZ | 69054 | ALT2 | 100 | Solar Photovoltaic | SUN | PV | (V) Under construction, more than 50 percent complete | 100
2026 | 11 | 67302 | Apache Hill Energy Center | IPP | Apache Hill Energy Center | TX | 69155 | AHBA1 | 200 | Batteries | MWH | BA | (V) Under construction, more than 50 percent complete | 200
2026 | 11 | 67744 | Argenta Solar, LLC | IPP | Argenta Solar | IL | 69813 | ARGEN | 1.5 | Solar Photovoltaic | SUN | PV | (U) Under construction, less than or equal to 50 percent complete | 1.5
2026 | 11 | 66718 | Atlas VIII LLC | IPP | Atlas VIII | AZ | 68323 | ALT8B | 172.4 | Batteries | MWH | BA | (V) Under construction, more than 50 percent complete | 172.4
2026 | 11 | 61713 | B & K Solar | IPP | B & K Solar | SC | 62181 | 23 | 74.9 | Solar Photovoltaic | SUN | PV | (T) Regulatory approvals received. Not under construction | 74.9
2026 | 11 | 67463 | Barton Branch IA LLC | IPP | Barton Branch IA | TX | 69392 | BBIA | 200 | Batteries | MWH | BA | (U) Under construction, less than or equal to 50 percent complete | 200
2026 | 11 | 65654 | Birch Creek Development | IPP | Blue Jay Road Solar, LLC | MO | 68926 | BLUEJ | 60 | Solar Photovoltaic | SUN | PV | (U) Under construction, less than or equal to 50 percent complete | 60
2026 | 11 | 67859 | CVE US PA BUCKINGHAM 151 LLC | IPP | Buckingham - PA 0151 (Crea) | PA | 70079 | 151 | 3 | Solar Photovoltaic | SUN | PV | (U) Under construction, less than or equal to 50 percent complete | 3
2026 | 11 | 67861 | CVE US PA Dayton 379 LLC | IPP | CVE US PA Dayton 379 | PA | 70081 | 379 | 3 | Solar Photovoltaic | SUN | PV | (U) Under construction, less than or equal to 50 percent complete | 3
2026 | 11 | 67863 | CVE US PA Jones 399 LLC | IPP | Jones - PA 0399 (Rhodes) | PA | 70083 | 399 | 3 | Solar Photovoltaic | SUN | PV | (U) Under construction, less than or equal to 50 percent complete | 3
2026 | 11 | 67909 | CVE US PA Kane 187 LLC | IPP | Wetmore - PA 0187 (Chittester) | PA | 70171 | 187 | 3 | Solar Photovoltaic | SUN | PV | (U) Under construction, less than or equal to 50 percent complete | 3
2026 | 11 | 67889 | CVE US VA Suffolk 141 LLC | IPP | Suffolk - VA 0141 (Johnson South) | VA | 70130 | 141 | 5 | Solar Photovoltaic | SUN | PV | (U) Under construction, less than or equal to 50 percent complete | 5
2026 | 11 | 66812 | Callisto II Energy Center LLC | IPP | Callisto II Energy Center | TX | 68422 | CALII | 400 | Batteries | MWH | BA | (U) Under construction, less than or equal to 50 percent complete | 400
2026 | 11 | 67724 | Cardinal Investment Company, Inc. | IPP | Oystercatcher Solar | TX | 69780 | OCPV1 | 197 | Solar Photovoltaic | SUN | PV | (V) Under construction, more than 50 percent complete | 197
2026 | 11 | 65512 | Catalyze Bloomington 2551 S Lilac Avenue Microgrid LLC | IPP | CA Bloomington 2551 S Lilac Avenue Micro | CA | 66475 | 18263 | 1.5 | Solar Photovoltaic | SUN | PV | (V) Under construction, more than 50 percent complete | 1.5
2026 | 11 | 65512 | Catalyze Bloomington 2551 S Lilac Avenue Microgrid LLC | IPP | CA Bloomington 2551 S Lilac Avenue Micro | CA | 66475 | B8263 | 1.5 | Batteries | MWH | BA | (V) Under construction, more than 50 percent complete | 1.5
2026 | 11 | 65559 | Catalyze Riverside 2356 Fleetwood Drive Microgrid LLC | IPP | CA Riverside 2356 Fleetwood Dr. | CA | 66511 | 18262 | 2 | Solar Photovoltaic | SUN | PV | (V) Under construction, more than 50 percent complete | 2
2026 | 11 | 65559 | Catalyze Riverside 2356 Fleetwood Drive Microgrid LLC | IPP | CA Riverside 2356 Fleetwood Dr. | CA | 66511 | B8262 | 2 | Batteries | MWH | BA | (V) Under construction, more than 50 percent complete | 2
2026 | 11 | 7294 | City of Glendale - (CA) | Electric Utility | Grayson | CA | 377 | 10 | 75 | Batteries | MWH | BA | (V) Under construction, more than 50 percent complete | 75
2026 | 11 | 7294 | City of Glendale - (CA) | Electric Utility | Grayson | CA | 377 | 11 | 18.4 | Natural Gas Internal Combustion Engine | NG | IC | (V) Under construction, more than 50 percent complete | 18.8
2026 | 11 | 7294 | City of Glendale - (CA) | Electric Utility | Grayson | CA | 377 | 12 | 18.4 | Natural Gas Internal Combustion Engine | NG | IC | (V) Under construction, more than 50 percent complete | 18.8
2026 | 11 | 7294 | City of Glendale - (CA) | Electric Utility | Grayson | CA | 377 | 13 | 18.4 | Natural Gas Internal Combustion Engine | NG | IC | (V) Under construction, more than 50 percent complete | 18.8
2026 | 11 | 34359 | Curators of the University of Missouri | Commercial | MU Combined Heat and Power Plant | MO | 50969 | GEN10 | 8 | Natural Gas Steam Turbine | NG | ST | (V) Under construction, more than 50 percent complete | 9
2026 | 11 | 67869 | Delaware Ranch Solar, LLC | Industrial | Wallace Solar - (TX) | TX | 70093 | WSPV1 | 36 | Solar Photovoltaic | SUN | PV | (TS) Construction complete, but not yet in commercial operation | 36
2026 | 11 | 65677 | Dimension Energy LLC | IPP | Fabius CSG LLC | NY | 70030 | FABIU | 5 | Solar Photovoltaic | SUN | PV | (T) Regulatory approvals received. Not under construction | 5
2026 | 11 | 3046 | Duke Energy Progress - (NC) | Electric Utility | Asheville Solar | NC | 69357 | PV1 | 9.5 | Solar Photovoltaic | SUN | PV | (V) Under construction, more than 50 percent complete | 9.5
2026 | 11 | 67734 | ENGIE Distributed Renewables Development LLC | IPP | Windsor Locks | CT | 69807 | WNSRL | 1.8 | Solar Photovoltaic | SUN | PV | (U) Under construction, less than or equal to 50 percent complete | 1.8
2026 | 11 | 67782 | East Bernard LLC | IPP | East Bernard | TX | 69903 | EBERN | 9.5 | Batteries | MWH | BA | (V) Under construction, more than 50 percent complete | 9.5
2026 | 11 | 66874 | Excelsior Energy Center, LLC | IPP | Excelsior Energy Center | NY | 68507 | EEC | 280 | Solar Photovoltaic | SUN | PV | (U) Under construction, less than or equal to 50 percent complete | 280
2026 | 11 | 67587 | Golden Fields Solar VI, LLC | IPP | Rosamond South II | CA | 69648 | BSBA2 | 48 | Batteries | MWH | BA | (U) Under construction, less than or equal to 50 percent complete | 48
2026 | 11 | 67587 | Golden Fields Solar VI, LLC | IPP | Rosamond South II | CA | 69648 | RSBA | 92 | Batteries | MWH | BA | (U) Under construction, less than or equal to 50 percent complete | 92
2026 | 11 | 67581 | IEP Tejas Verde, LLC | IPP | Orchard BESS | TX | 69665 | ORCH | 10 | Batteries | MWH | BA | (TS) Construction complete, but not yet in commercial operation | 10
2026 | 11 | 66729 | Industrial Bravo Project, LLC | IPP | Isaac Solar | TX | 68380 | ISCPV | 50 | Solar Photovoltaic | SUN | PV | (T) Regulatory approvals received. Not under construction | 51.4
2026 | 11 | 66950 | Lydian Energy | IPP | AC Ranch I | NM | 68578 | AC1S | 75 | Solar Photovoltaic | SUN | PV | (L) Regulatory approvals pending. Not under construction | 75
2026 | 11 | 11479 | Madison Gas & Electric Co | Electric Utility | Sunnyside Solar Energy Center | WI | 68054 | SNSB | 40 | Batteries | MWH | BA | (V) Under construction, more than 50 percent complete | 40
2026 | 11 | 11479 | Madison Gas & Electric Co | Electric Utility | Sunnyside Solar Energy Center | WI | 68054 | SNSS | 20 | Solar Photovoltaic | SUN | PV | (V) Under construction, more than 50 percent complete | 20
2026 | 11 | 67309 | Napa Junction RV Storage LLC | Commercial | American Canyon RV Boat Storage | CA | 69222 | 5381 | 1.9 | Solar Photovoltaic | SUN | PV | (V) Under construction, more than 50 percent complete | 1.9
2026 | 11 | 67494 | On Energy Storage | IPP | Columbus Clean Energy Center (BESS) | TX | 69865 | CLBA1 | 10.1 | Batteries | MWH | BA | (V) Under construction, more than 50 percent complete | 10.1
2026 | 11 | 66783 | OneEnergy, Inc. | IPP | Clark Solar-Longwood | WI | 69933 | CLARK | 2.5 | Solar Photovoltaic | SUN | PV | (U) Under construction, less than or equal to 50 percent complete | 2.5
2026 | 11 | 66783 | OneEnergy, Inc. | IPP | Mondovi | WI | 69937 | MNDVI | 3 | Solar Photovoltaic | SUN | PV | (U) Under construction, less than or equal to 50 percent complete | 3
2026 | 11 | 66783 | OneEnergy, Inc. | IPP | Spooner | WI | 69939 | SPOON | 2.3 | Solar Photovoltaic | SUN | PV | (U) Under construction, less than or equal to 50 percent complete | 2.3
2026 | 11 | 63331 | Organic Energy Solutions, Inc. | Electric CHP | OES Biogas Power | CA | 63622 | OES01 | 1.3 | Other Waste Biomass | OBG | IC | (TS) Construction complete, but not yet in commercial operation | 1.3
2026 | 11 | 63331 | Organic Energy Solutions, Inc. | Electric CHP | OES Biogas Power | CA | 63622 | OES02 | 1.3 | Other Waste Biomass | OBG | IC | (TS) Construction complete, but not yet in commercial operation | 1.3
2026 | 11 | 66027 | Orsted Wind Power North America LLC | IPP | Revolution Wind | RI | 65500 | REVWD | 715 | Offshore Wind Turbine | WND | WS | (V) Under construction, more than 50 percent complete | 715
2026 | 11 | 67866 | Pike Solar, LLC | IPP | PIKE Solar | IL | 70108 | PIKE | 18 | Solar Photovoltaic | SUN | PV | (P) Planned for installation, but regulatory approvals not initiated | 18
2026 | 11 | 67783 | Pledger LLC | IPP | Pledger | TX | 69904 | PLEDG | 9.5 | Batteries | MWH | BA | (V) Under construction, more than 50 percent complete | 9.5
2026 | 11 | 65869 | Prologis Logistics Services Incorporated | IPP | Northlake 2-SLCHI302 | IL | 68141 | CH302 | 1.6 | Solar Photovoltaic | SUN | PV | (U) Under construction, less than or equal to 50 percent complete | 1.6
2026 | 11 | 65869 | Prologis Logistics Services Incorporated | IPP | Stockton 1 - slcva801 | CA | 69785 | CV801 | 1 | Solar Photovoltaic | SUN | PV | (U) Under construction, less than or equal to 50 percent complete | 1
2026 | 11 | 67035 | Prologis Logistics Services Incorporated BESS | IPP | BESS TX Camarine - BSHOU001 | TX | 69246 | BSOU1 | 9.9 | Batteries | MWH | BA | (U) Under construction, less than or equal to 50 percent complete | 9.9
2026 | 11 | 67172 | SV CSG Corbell, LLC | IPP | SV CSG Corbell | IL | 68933 | CORB | 2 | Solar Photovoltaic | SUN | PV | (V) Under construction, more than 50 percent complete | 2
2026 | 11 | 67746 | SV CSG Kingston Solar 1, LLC | IPP | SV CSG Kingston Solar 1 | IL | 69815 | KINGS | 5 | Solar Photovoltaic | SUN | PV | (U) Under construction, less than or equal to 50 percent complete | 5
2026 | 11 | 63488 | Shady Hills Energy Center, LLC | IPP | Shady Hills Combined Cycle Facility | FL | 63802 | G001 | 538.3 | Natural Gas Fired Combined Cycle | NG | CS | (V) Under construction, more than 50 percent complete | 612
2026 | 11 | 17609 | Southern California Edison Co | Electric Utility | Anode (Springville) BESS | CA | 65458 | ANOD1 | 112.5 | Batteries | MWH | BA | (TS) Construction complete, but not yet in commercial operation | 112.5
2026 | 11 | 17609 | Southern California Edison Co | Electric Utility | Anode (Springville) BESS | CA | 65458 | ANOD2 | 112.5 | Batteries | MWH | BA | (TS) Construction complete, but not yet in commercial operation | 112.5
2026 | 11 | 66076 | Sun Ridge Solar, LLC | IPP | Sun Ridge Solar | VA | 67215 | ENX25 | 50 | Solar Photovoltaic | SUN | PV | (V) Under construction, more than 50 percent complete | 50
2026 | 11 | 67901 | Swenson Solar LLC | IPP | Swenson Solar | TX | 70135 | SWNSN | 600 | Solar Photovoltaic | SUN | PV | (U) Under construction, less than or equal to 50 percent complete | 600
2026 | 11 | 64366 | Terra-Gen Operating Co-Hybrid | IPP | Sanborn Hybrid 3 | CA | 69956 | S10BS | 210 | Batteries | MWH | BA | (U) Under construction, less than or equal to 50 percent complete | 210
2026 | 11 | 64366 | Terra-Gen Operating Co-Hybrid | IPP | Sanborn Hybrid 3 | CA | 69956 | S10PV | 210 | Solar Photovoltaic | SUN | PV | (U) Under construction, less than or equal to 50 percent complete | 210
2026 | 11 | 64366 | Terra-Gen Operating Co-Hybrid | IPP | Sanborn Hybrid 3 | CA | 69956 | S8 | 55 | Solar Photovoltaic | SUN | PV | (U) Under construction, less than or equal to 50 percent complete | 55
2026 | 11 | 64366 | Terra-Gen Operating Co-Hybrid | IPP | Sanborn Hybrid 3 | CA | 69956 | S9 | 103 | Solar Photovoltaic | SUN | PV | (U) Under construction, less than or equal to 50 percent complete | 103
2026 | 11 | 60059 | ZGlobal Inc | IPP | Madena 4 | CA | 68520 | MNDA4 | 5 | Batteries | MWH | BA | (U) Under construction, less than or equal to 50 percent complete | 5
2026 | 12 | 66818 | 301AK 8me LLC | IPP | Kitt Solar | AZ | 68452 | KITTB | 100 | Batteries | MWH | BA | (V) Under construction, more than 50 percent complete | 100
2026 | 12 | 66818 | 301AK 8me LLC | IPP | Kitt Solar | AZ | 68452 | KITTS | 100 | Solar Photovoltaic | SUN | PV | (V) Under construction, more than 50 percent complete | 100
2026 | 12 | 63825 | 45MG 8me LLC | IPP | Aratina Solar Center 2 | CA | 64215 | 45MGA | 150 | Solar Photovoltaic | SUN | PV | (U) Under construction, less than or equal to 50 percent complete | 150
2026 | 12 | 63825 | 45MG 8me LLC | IPP | Aratina Solar Center 2 | CA | 64215 | 45MGB | 113 | Batteries | MWH | BA | (U) Under construction, less than or equal to 50 percent complete | 113
2026 | 12 | 64904 | AES Clean Energy | IPP | Jasmine | CA | 70109 | JASMI | 70 | Solar Photovoltaic | SUN | PV | (V) Under construction, more than 50 percent complete | 70
2026 | 12 | 56101 | AMERESCO Ox Mountain Energy LLC | IPP | Ameresco Ox Mountain | CA | 56895 | 7 | 2.8 | Landfill Gas | LFG | IC | (L) Regulatory approvals pending. Not under construction | 3
2026 | 12 | 63004 | Abundant Solar Power Inc. | IPP | USNY - Markham Hollow Rd - 001 | NY | 67223 | SUNYF | 20 | Solar Photovoltaic | SUN | PV | (P) Planned for installation, but regulatory approvals not initiated | 20
2026 | 12 | 61514 | Agilitas Energy, Inc. | IPP | Braley Hill North Solar | MA | 68215 | BRAES | 5 | Batteries | MWH | BA | (L) Regulatory approvals pending. Not under construction | 5
2026 | 12 | 61514 | Agilitas Energy, Inc. | IPP | Braley Hill North Solar | MA | 68215 | BRAPV | 5 | Solar Photovoltaic | SUN | PV | (L) Regulatory approvals pending. Not under construction | 5
2026 | 12 | 61514 | Agilitas Energy, Inc. | IPP | Manorville II | NY | 64758 | MAN | 0.6 | Solar Photovoltaic | SUN | PV | (L) Regulatory approvals pending. Not under construction | 0.6
2026 | 12 | 61514 | Agilitas Energy, Inc. | IPP | Manorville II | NY | 64758 | MANB | 0.8 | Batteries | MWH | BA | (L) Regulatory approvals pending. Not under construction | 0.8
2026 | 12 | 61514 | Agilitas Energy, Inc. | IPP | Snipatuit Road Solar | MA | 68219 | SNIES | 4 | Batteries | MWH | BA | (L) Regulatory approvals pending. Not under construction | 4
2026 | 12 | 61514 | Agilitas Energy, Inc. | IPP | Snipatuit Road Solar | MA | 68219 | SNIPV | 4 | Solar Photovoltaic | SUN | PV | (L) Regulatory approvals pending. Not under construction | 4
2026 | 12 | 15399 | Avangrid Power LLC | IPP | Osagrove Flats Wind | IL | 67347 | OF1 | 150 | Onshore Wind Turbine | WND | WT | (U) Under construction, less than or equal to 50 percent complete | 150
2026 | 12 | 67546 | BNB Tennyson Solar LLC | IPP | Tennyson Solar | TX | 69605 | TENN | 150 | Solar Photovoltaic | SUN | PV | (U) Under construction, less than or equal to 50 percent complete | 150
2026 | 12 | 66061 | BQ Energy Development | IPP | Nottingham Solar | OH | 66658 | NOTT | 100 | Solar Photovoltaic | SUN | PV | (L) Regulatory approvals pending. Not under construction | 100
2026 | 12 | 67305 | Backbone BESS LLC | IPP | Backbone Creek BESS | TX | 69167 | BCKBN | 121 | Batteries | MWH | BA | (L) Regulatory approvals pending. Not under construction | 121
2026 | 12 | 66607 | Belltown Power Texas 2, LLC | IPP | Brotherton Storage | TX | 68165 | BROBA | 176.1 | Batteries | MWH | BA | (L) Regulatory approvals pending. Not under construction | 176.1
2026 | 12 | 61716 | Big Fork Solar | IPP | Big Fork Solar | SC | 62184 | 27 | 74.9 | Batteries | MWH | BA | (T) Regulatory approvals received. Not under construction | 74.9
2026 | 12 | 19545 | Black Hills Power, Inc. | Electric Utility | Lange Generating Station | SD | 55478 | IC01 | 16.3 | Natural Gas Internal Combustion Engine | NG | IC | (T) Regulatory approvals received. Not under construction | 16.6
2026 | 12 | 19545 | Black Hills Power, Inc. | Electric Utility | Lange Generating Station | SD | 55478 | IC02 | 16.3 | Natural Gas Internal Combustion Engine | NG | IC | (T) Regulatory approvals received. Not under construction | 16.6
2026 | 12 | 19545 | Black Hills Power, Inc. | Electric Utility | Lange Generating Station | SD | 55478 | IC03 | 16.3 | Natural Gas Internal Combustion Engine | NG | IC | (T) Regulatory approvals received. Not under construction | 16.6
2026 | 12 | 19545 | Black Hills Power, Inc. | Electric Utility | Lange Generating Station | SD | 55478 | IC04 | 16.3 | Natural Gas Internal Combustion Engine | NG | IC | (T) Regulatory approvals received. Not under construction | 16.6
2026 | 12 | 19545 | Black Hills Power, Inc. | Electric Utility | Lange Generating Station | SD | 55478 | IC05 | 16.3 | Natural Gas Internal Combustion Engine | NG | IC | (T) Regulatory approvals received. Not under construction | 16.6
2026 | 12 | 19545 | Black Hills Power, Inc. | Electric Utility | Lange Generating Station | SD | 55478 | IC06 | 16.3 | Natural Gas Internal Combustion Engine | NG | IC | (T) Regulatory approvals received. Not under construction | 16.6
2026 | 12 | 67102 | Bloomfield Solar, LLC | IPP | Bloomfield Solar | NY | 68863 | PV1 | 5 | Solar Photovoltaic | SUN | PV | (P) Planned for installation, but regulatory approvals not initiated | 5
2026 | 12 | 67485 | Buena Vista Energy Center III, LLC | IPP | Buena Vista Energy Center III | NM | 69517 | BV3BA | 100 | Batteries | MWH | BA | (U) Under construction, less than or equal to 50 percent complete | 100
2026 | 12 | 67485 | Buena Vista Energy Center III, LLC | IPP | Buena Vista Energy Center III | NM | 69517 | BV3SO | 100 | Solar Photovoltaic | SUN | PV | (U) Under construction, less than or equal to 50 percent complete | 100
2026 | 12 | 67152 | CDH Vidal LLC | IPP | Vidal Energy Center | CA | 68907 | 1 | 160 | Batteries | MWH | BA | (U) Under construction, less than or equal to 50 percent complete | 160
2026 | 12 | 67152 | CDH Vidal LLC | IPP | Vidal Energy Center | CA | 68907 | 2 | 160 | Solar Photovoltaic | SUN | PV | (U) Under construction, less than or equal to 50 percent complete | 160
2026 | 12 | 67105 | CP Tully Five LLC | IPP | Tully 5 | NY | 68860 | PV1 | 2 | Solar Photovoltaic | SUN | PV | (P) Planned for installation, but regulatory approvals not initiated | 2
2026 | 12 | 67897 | Clay Creek Energy, LLC | IPP | Fort Lyon Solar | CO | 70115 | GEN1 | 1.8 | Solar Photovoltaic | SUN | PV | (L) Regulatory approvals pending. Not under construction | 1.8
2026 | 12 | 67897 | Clay Creek Energy, LLC | IPP | La Junta Solar | CO | 70116 | GEN1 | 4.8 | Solar Photovoltaic | SUN | PV | (L) Regulatory approvals pending. Not under construction | 4.8
2026 | 12 | 67897 | Clay Creek Energy, LLC | IPP | Lamar Solar | CO | 70117 | GEN1 | 4.8 | Solar Photovoltaic | SUN | PV | (L) Regulatory approvals pending. Not under construction | 4.8
2026 | 12 | 67897 | Clay Creek Energy, LLC | IPP | Trinidad Solar | CO | 70118 | GEN1 | 1.8 | Solar Photovoltaic | SUN | PV | (L) Regulatory approvals pending. Not under construction | 1.8
2026 | 12 | 66571 | Clenera DevCo LLC | IPP | Country Acres Clean Power LLC | CA | 68940 | CABS | 172 | Batteries | MWH | BA | (V) Under construction, more than 50 percent complete | 172
2026 | 12 | 66571 | Clenera DevCo LLC | IPP | Country Acres Clean Power LLC | CA | 68940 | CAPV | 344 | Solar Photovoltaic | SUN | PV | (U) Under construction, less than or equal to 50 percent complete | 344
2026 | 12 | 67141 | Clover Creek Solar Project LLC d/b/a New Frontiers Solar Park | IPP | New Frontiers Solar | KY | 68897 | PVSI | 100 | Solar Photovoltaic | SUN | PV | (L) Regulatory approvals pending. Not under construction | 100
2026 | 12 | 4254 | Consumers Energy Co - (MI) | Electric Utility | Karn Solar Energy Center | MI | 67998 | KSEC | 80 | Solar Photovoltaic | SUN | PV | (U) Under construction, less than or equal to 50 percent complete | 80
2026 | 12 | 4254 | Consumers Energy Co - (MI) | Electric Utility | Spring Creek Agri-Energy Center | MI | 67999 | SCAEC | 140 | Solar Photovoltaic | SUN | PV | (U) Under construction, less than or equal to 50 percent complete | 140
2026 | 12 | 4254 | Consumers Energy Co - (MI) | Electric Utility | Sunfish Solar 2 | MI | 68745 | SS2 | 360 | Solar Photovoltaic | SUN | PV | (U) Under construction, less than or equal to 50 percent complete | 360
2026 | 12 | 59774 | Crawfordsville Energy LLC | IPP | Crawfordsville Power Plant | IN | 1024 | 8 | 16.3 | Natural Gas Fired Combined Cycle | NG | CS | (T) Regulatory approvals received. Not under construction | 16.3
2026 | 12 | 61060 | Cypress Creek Renewables | IPP | Kinglet | VA | 67647 | KINGL | 5 | Solar Photovoltaic | SUN | PV | (L) Regulatory approvals pending. Not under construction | 5
2026 | 12 | 5109 | DTE Electric Company | Electric Utility | Little Trout Solar | MI | 67755 | LTRSP | 150 | Solar Photovoltaic | SUN | PV | (V) Under construction, more than 50 percent complete | 150
2026 | 12 | 5109 | DTE Electric Company | Electric Utility | Trenton Channel Energy Center | MI | 67759 | TCHEC | 220 | Batteries | MWH | BA | (V) Under construction, more than 50 percent complete | 220
2026 | 12 | 65677 | Dimension Energy LLC | IPP | Fast Ave Solar LLC | IL | 69997 | FASTA | 5 | Solar Photovoltaic | SUN | PV | (T) Regulatory approvals received. Not under construction | 5
2026 | 12 | 65677 | Dimension Energy LLC | IPP | Harper Creek Solar, LLC | IL | 70001 | HARPC | 5 | Solar Photovoltaic | SUN | PV | (U) Under construction, less than or equal to 50 percent complete | 5
2026 | 12 | 65677 | Dimension Energy LLC | IPP | Monroe Route 35 Solar LLC | PA | 70004 | MONRO | 3 | Solar Photovoltaic | SUN | PV | (T) Regulatory approvals received. Not under construction | 3
2026 | 12 | 65677 | Dimension Energy LLC | IPP | Penn Hemlock Solar LLC | PA | 69996 | HEMLK | 3 | Solar Photovoltaic | SUN | PV | (T) Regulatory approvals received. Not under construction | 3
2026 | 12 | 65677 | Dimension Energy LLC | IPP | Perry Route 104 Solar LLC | PA | 70006 | PERRR | 3 | Solar Photovoltaic | SUN | PV | (U) Under construction, less than or equal to 50 percent complete | 3
2026 | 12 | 61951 | Dodge County Wind, LLC | IPP | Dodge County Wind | MN | 62437 | WT | 228 | Onshore Wind Turbine | WND | WT | (T) Regulatory approvals received. Not under construction | 228
2026 | 12 | 67520 | Dry Lake East Energy Center | IPP | Dry Lake East Energy Center | NV | 69549 | DLE1 | 200 | Solar Photovoltaic | SUN | PV | (U) Under construction, less than or equal to 50 percent complete | 200
2026 | 12 | 67912 | Dry Land Prairie Energy Storage, LLC | IPP | Dry Land Prairie Energy Storage | CO | 70137 | DL250 | 250 | Batteries | MWH | BA | (T) Regulatory approvals received. Not under construction | 250
2026 | 12 | 67389 | Duffy Energy Storage LLC | IPP | Duffy BESS | TX | 69295 | DFBSS | 235.9 | Batteries | MWH | BA | (U) Under construction, less than or equal to 50 percent complete | 235.9
2026 | 12 | 67790 | EDPR Scarlet III LLC | IPP | EDPR Scarlet III | CA | 69947 | GEN05 | 70 | Batteries | MWH | BA | (U) Under construction, less than or equal to 50 percent complete | 70
2026 | 12 | 64609 | ENGIE Solidago Solar LLC | IPP | ENGIE Solidago Solar Project - Hybrid | DE | 65304 | BESS | 12.5 | Batteries | MWH | BA | (P) Planned for installation, but regulatory approvals not initiated | 12.5
2026 | 12 | 67140 | Eagle Creek Solar Park LLC | IPP | Eagle Creek Solar Park LLC | MI | 68898 | ECS1 | 120 | Solar Photovoltaic | SUN | PV | (L) Regulatory approvals pending. Not under construction | 120
2026 | 12 | 67449 | East Point Energy, LLC | IPP | Reid Energy Center, LLC | VA | 70234 | REID | 20 | Batteries | MWH | BA | (L) Regulatory approvals pending. Not under construction | 20
2026 | 12 | 58135 | Ecos Energy LLC | IPP | Apple Hill Solar | VT | 61037 | APPL | 2 | Solar Photovoltaic | SUN | PV | (U) Under construction, less than or equal to 50 percent complete | 2
2026 | 12 | 67718 | Emmons-Logan Energy Storage, LLC | IPP | Emmons-Logan Energy Storage | ND | 69878 | 5869 | 140 | Batteries | MWH | BA | (U) Under construction, less than or equal to 50 percent complete | 140
2026 | 12 | 67361 | Enbridge Solar (Sequoia II), LLC | IPP | Enbridge Solar (Sequoia II) | TX | 69272 | SEQII | 415 | Solar Photovoltaic | SUN | PV | (V) Under construction, more than 50 percent complete | 415
2026 | 12 | 65594 | EnerSmart Storage | IPP | EnerSmart Mesa Heights Sub Station | CA | 66552 | MH162 | 3 | Batteries | MWH | BA | (T) Regulatory approvals received. Not under construction | 3
2026 | 12 | 67167 | Enterprise BESS LLC | IPP | Enterprise BESS | CA | 68923 | ENTB | 52 | Batteries | MWH | BA | (T) Regulatory approvals received. Not under construction | 54.1
2026 | 12 | 64174 | FPS Cedar Creek Solar LLC | IPP | Cedar Creek Solar | DE | 64543 | 1 | 114 | Solar Photovoltaic | SUN | PV | (L) Regulatory approvals pending. Not under construction | 114
2026 | 12 | 64176 | FPS Potic Solar LLC | IPP | Potic Solar | NY | 64541 | 1 | 4.9 | Solar Photovoltaic | SUN | PV | (L) Regulatory approvals pending. Not under construction | 4.9
2026 | 12 | 67519 | FRP Forest Trail Solar LLC | IPP | FRP Forest Trail Solar | FL | 69548 | SFE | 50 | Solar Photovoltaic | SUN | PV | (U) Under construction, less than or equal to 50 percent complete | 50
2026 | 12 | 67557 | FRP Miller Solar LLC | IPP | FRP Miller Solar | FL | 69626 | BMF | 50 | Batteries | MWH | BA | (U) Under construction, less than or equal to 50 percent complete | 50
2026 | 12 | 67557 | FRP Miller Solar LLC | IPP | FRP Miller Solar | FL | 69626 | SMF | 74.5 | Solar Photovoltaic | SUN | PV | (U) Under construction, less than or equal to 50 percent complete | 74.5
2026 | 12 | 63524 | Freepoint Commodities LLC | IPP | Shaftsbury Solar | VT | 64064 | SHAFT | 20 | Solar Photovoltaic | SUN | PV | (P) Planned for installation, but regulatory approvals not initiated | 20
2026 | 12 | 66186 | Funston Solar, LLC | IPP | Funston Solar | TX | 67359 | 4666 | 350 | Solar Photovoltaic | SUN | PV | (V) Under construction, more than 50 percent complete | 350
2026 | 12 | 66736 | GREE bn, LLC | IPP | Greenwater BESS | WA | 68341 | GREE | 200 | Batteries | MWH | BA | (U) Under construction, less than or equal to 50 percent complete | 200
2026 | 12 | 7140 | Georgia Power Co | Electric Utility | Yates | GA | 728 | 8 | 418.4 | Natural Gas Fired Combustion Turbine | NG | GT | (V) Under construction, more than 50 percent complete | 482.8
2026 | 12 | 67927 | Grears Corner Solar, LLC | IPP | Grears Corner Solar | DE | 68211 | GRER | 4 | Solar Photovoltaic | SUN | PV | (L) Regulatory approvals pending. Not under construction | 4
2026 | 12 | 67536 | Great Plains Solar, LLC | IPP | Great Plains Solar, LLC | IL | 69586 | GPS | 100 | Solar Photovoltaic | SUN | PV | (U) Under construction, less than or equal to 50 percent complete | 100
2026 | 12 | 7570 | Great River Energy | Electric Utility | Cambridge CT Hybrid | MN | 2038 | BA1 | 1.2 | Batteries | MWH | BA | (U) Under construction, less than or equal to 50 percent complete | 1.5
2026 | 12 | 66901 | Greer Solar, LLC | IPP | Greer Solar Plant | MS | 68515 | GREER | 200 | Solar Photovoltaic | SUN | PV | (U) Under construction, less than or equal to 50 percent complete | 200
2026 | 12 | 67370 | Gunnar Reliability Project LLC | IPP | Gunnar Reliability Project | TX | 69277 | GR001 | 150 | Batteries | MWH | BA | (U) Under construction, less than or equal to 50 percent complete | 150
2026 | 12 | 65076 | HEN Infrastructure, L.L.C. | IPP | Coyote Springs (TX) | TX | 65811 | CYSTD | 9.9 | Petroleum Liquids | DFO | IC | (T) Regulatory approvals received. Not under construction | 9.9
2026 | 12 | 65076 | HEN Infrastructure, L.L.C. | IPP | Saddleback BESS2 | TX | 65834 | SDBTD | 9.9 | Petroleum Liquids | DFO | IC | (T) Regulatory approvals received. Not under construction | 9.9
2026 | 12 | 9209 | Illinois Rural Electric Coop | Electric Utility | Pike County Solar | IL | 69724 | PIKE | 1 | Solar Photovoltaic | SUN | PV | (T) Regulatory approvals received. Not under construction | 1
2026 | 12 | 67154 | Imperial Sun Solar LLC | IPP | Imperial Sun Solar | CA | 68909 | ISSBA | 100 | Batteries | MWH | BA | (U) Under construction, less than or equal to 50 percent complete | 100
2026 | 12 | 67154 | Imperial Sun Solar LLC | IPP | Imperial Sun Solar | CA | 68909 | ISSPV | 100 | Solar Photovoltaic | SUN | PV | (U) Under construction, less than or equal to 50 percent complete | 100
2026 | 12 | 49893 | Invenergy Services LLC | IPP | Alle-Catt Wind Energy LLC | NY | 62954 | GEN1 | 340 | Onshore Wind Turbine | WND | WT | (V) Under construction, more than 50 percent complete | 340
2026 | 12 | 49893 | Invenergy Services LLC | IPP | Koshkonong Solar Energy Center LLC | WI | 69479 | KSHKS | 300 | Solar Photovoltaic | SUN | PV | (V) Under construction, more than 50 percent complete | 300
2026 | 12 | 49893 | Invenergy Services LLC | IPP | Pleasant Prairie Solar Energy LLC | OH | 69477 | PLSNT | 200 | Solar Photovoltaic | SUN | PV | (V) Under construction, more than 50 percent complete | 200
2026 | 12 | 49893 | Invenergy Services LLC | IPP | Tip Top Solar Energy Center LLC | NM | 63028 | GEN1 | 220 | Solar Photovoltaic | SUN | PV | (V) Under construction, more than 50 percent complete | 220
2026 | 12 | 67221 | Joppa BESS LLC | IPP | Pulaski Solar | IL | 69025 | PLSKI | 405 | Solar Photovoltaic | SUN | PV | (V) Under construction, more than 50 percent complete | 417.4
2026 | 12 | 10071 | Kauai Island Utility Cooperative | Electric Utility | KRS I Anahola Solar Hybrid | HI | 58639 | BESS8 | 12 | Batteries | MWH | BA | (P) Planned for installation, but regulatory approvals not initiated | 12
2026 | 12 | 10071 | Kauai Island Utility Cooperative | Electric Utility | KRS II Koloa Solar | HI | 58640 | BESS7 | 12 | Batteries | MWH | BA | (P) Planned for installation, but regulatory approvals not initiated | 12
2026 | 12 | 67535 | Kaufman Solar, LLC | IPP | Kaufman Solar | TX | 69585 | 5568 | 200 | Solar Photovoltaic | SUN | PV | (V) Under construction, more than 50 percent complete | 200
2026 | 12 | 67628 | King Mountain Solar, LLC | IPP | King Mountain Solar | TX | 69755 | 5568 | 175 | Solar Photovoltaic | SUN | PV | (V) Under construction, more than 50 percent complete | 175
2026 | 12 | 50123 | Leeward Asset Management, LLC | IPP | Blackford Wind | IN | 66968 | BFW00 | 200 | Onshore Wind Turbine | WND | WT | (V) Under construction, more than 50 percent complete | 200
2026 | 12 | 50123 | Leeward Asset Management, LLC | IPP | Twelvemile Solar 3 | OK | 68089 | TS03 | 200 | Solar Photovoltaic | SUN | PV | (U) Under construction, less than or equal to 50 percent complete | 200
2026 | 12 | 65764 | Lighthouse Pier S, LLC | IPP | Elevate Pier S | CA | 66787 | ELVPS | 70 | Batteries | MWH | BA | (L) Regulatory approvals pending. Not under construction | 70
2026 | 12 | 67926 | Maryland Line Road Solar, LLC | IPP | Maryland Line Road Solar | DE | 68212 | MDLN | 2.5 | Solar Photovoltaic | SUN | PV | (L) Regulatory approvals pending. Not under construction | 2.5
2026 | 12 | 12341 | MidAmerican Energy Co | Electric Utility | Mills Solar Project | IA | 70107 | MSP | 50 | Solar Photovoltaic | SUN | PV | (T) Regulatory approvals received. Not under construction | 50
2026 | 12 | 12670 | Missouri Jnt Muni.Pwr Elec. Ut. Comm. | IPP | Marshall Energy Center | MO | 69890 | UNIT1 | 19.9 | Natural Gas Fired Combustion Turbine | NG | GT | (U) Under construction, less than or equal to 50 percent complete | 23.1
2026 | 12 | 12670 | Missouri Jnt Muni.Pwr Elec. Ut. Comm. | IPP | Marshall Energy Center | MO | 69890 | UNIT2 | 19.9 | Natural Gas Fired Combustion Turbine | NG | GT | (U) Under construction, less than or equal to 50 percent complete | 23.1
2026 | 12 | 12869 | Monterey Regional Waste Mgmt | Commercial | Marina Landfill Gas | CA | 10748 | FUTR1 | 1.6 | Landfill Gas | LFG | IC | (P) Planned for installation, but regulatory approvals not initiated | 1.6
2026 | 12 | 12869 | Monterey Regional Waste Mgmt | Commercial | Marina Landfill Gas | CA | 10748 | FUTR2 | 1.6 | Landfill Gas | LFG | IC | (P) Planned for installation, but regulatory approvals not initiated | 1.6
2026 | 12 | 12869 | Monterey Regional Waste Mgmt | Commercial | Marina Landfill Gas | CA | 10748 | FUTR3 | 1.6 | Landfill Gas | LFG | IC | (P) Planned for installation, but regulatory approvals not initiated | 1.6
2026 | 12 | 12869 | Monterey Regional Waste Mgmt | Commercial | Marina Landfill Gas | CA | 10748 | FUTR4 | 1.6 | Landfill Gas | LFG | IC | (P) Planned for installation, but regulatory approvals not initiated | 1.6
2026 | 12 | 66918 | Mountain Street Solar Project 2019, LLC | IPP | Town of Sharon Portfolio -Mt St Landfill | MA | 68543 | 3850B | 5.7 | Batteries | MWH | BA | (V) Under construction, more than 50 percent complete | 5.7
2026 | 12 | 66918 | Mountain Street Solar Project 2019, LLC | IPP | Town of Sharon Portfolio -Mt St Landfill | MA | 68543 | 3850G | 5 | Solar Photovoltaic | SUN | PV | (V) Under construction, more than 50 percent complete | 5
2026 | 12 | 66300 | NY CDG Genesee 1 LLC | IPP | NY ELBA 7195 OAK ORCHARD RD - Genesee 1 | NY | 67609 | 21599 | 5 | Solar Photovoltaic | SUN | PV | (U) Under construction, less than or equal to 50 percent complete | 5
2026 | 12 | 66007 | NY Pulteney I, LLC | IPP | Chidsey Hill Road Solar | NY | 65828 | 1666 | 3 | Solar Photovoltaic | SUN | PV | (V) Under construction, more than 50 percent complete | 3
2026 | 12 | 67123 | NY Union I, LLC | IPP | Watson 1 | NY | 68869 | PV1 | 4.8 | Solar Photovoltaic | SUN | PV | (P) Planned for installation, but regulatory approvals not initiated | 4.8
2026 | 12 | 67124 | NY Union II, LLC | IPP | Watson 2 | NY | 68870 | PV1 | 4.9 | Solar Photovoltaic | SUN | PV | (P) Planned for installation, but regulatory approvals not initiated | 4.9
2026 | 12 | 64260 | Nextera Energy Resources | IPP | Ninnescah Flats Solar | KS | 69879 | N3884 | 201.6 | Solar Photovoltaic | SUN | PV | (P) Planned for installation, but regulatory approvals not initiated | 201.6
2026 | 12 | 13683 | North Carolina El Member Corp | Electric Utility | Parkwood BESS | NC | 69870 | BAT1 | 11.6 | Batteries | MWH | BA | (P) Planned for installation, but regulatory approvals not initiated | 11.6
2026 | 12 | 13683 | North Carolina El Member Corp | Electric Utility | Tanglewood BESS | NC | 69871 | BAT1 | 3.9 | Batteries | MWH | BA | (P) Planned for installation, but regulatory approvals not initiated | 3.9
2026 | 12 | 13683 | North Carolina El Member Corp | Electric Utility | Windsor BESS | NC | 69872 | BAT1 | 3.9 | Batteries | MWH | BA | (P) Planned for installation, but regulatory approvals not initiated | 3.9
2026 | 12 | 67717 | Northern Divide Energy Storage, LLC | IPP | Northern Divide Energy Storage | ND | 69809 | 5756 | 100 | Batteries | MWH | BA | (U) Under construction, less than or equal to 50 percent complete | 100
2026 | 12 | 66783 | OneEnergy, Inc. | IPP | Bjorn | WI | 69931 | BJORN | 5 | Solar Photovoltaic | SUN | PV | (U) Under construction, less than or equal to 50 percent complete | 5
2026 | 12 | 66783 | OneEnergy, Inc. | IPP | Falun | WI | 69934 | FALUN | 2.5 | Solar Photovoltaic | SUN | PV | (P) Planned for installation, but regulatory approvals not initiated | 2.5
2026 | 12 | 66783 | OneEnergy, Inc. | IPP | Gilman | WI | 69935 | GILMN | 3.8 | Solar Photovoltaic | SUN | PV | (P) Planned for installation, but regulatory approvals not initiated | 3.8
2026 | 12 | 66783 | OneEnergy, Inc. | IPP | Kalmar | MN | 69936 | KALMR | 2.5 | Solar Photovoltaic | SUN | PV | (P) Planned for installation, but regulatory approvals not initiated | 2.5
2026 | 12 | 66783 | OneEnergy, Inc. | IPP | Ringe | MN | 69938 | RINGE | 2.5 | Solar Photovoltaic | SUN | PV | (U) Under construction, less than or equal to 50 percent complete | 2.5
2026 | 12 | 66783 | OneEnergy, Inc. | IPP | Teeple Creek | IA | 69940 | TEEPL | 2.5 | Solar Photovoltaic | SUN | PV | (P) Planned for installation, but regulatory approvals not initiated | 2.5
2026 | 12 | 58764 | Origis Energy USA, Inc | IPP | Sand Luis West | CA | 68673 | OESLW | 125 | Solar Photovoltaic | SUN | PV | (T) Regulatory approvals received. Not under construction | 125
2026 | 12 | 58764 | Origis Energy USA, Inc | IPP | Sand Luis West | CA | 68673 | SLW_S | 31.3 | Batteries | MWH | BA | (T) Regulatory approvals received. Not under construction | 31.3
2026 | 12 | 58764 | Origis Energy USA, Inc | IPP | Tide Bay | FL | 65290 | OFL10 | 74.9 | Solar Photovoltaic | SUN | PV | (T) Regulatory approvals received. Not under construction | 74.9
2026 | 12 | 14232 | Otter Tail Power Co | Electric Utility | Solway Solar | MN | 68340 | 1 | 50 | Solar Photovoltaic | SUN | PV | (L) Regulatory approvals pending. Not under construction | 50
2026 | 12 | 67812 | Panhandle Solar, LLC | IPP | Panhandle Solar | OK | 69969 | PAS | 102 | Solar Photovoltaic | SUN | PV | (U) Under construction, less than or equal to 50 percent complete | 102
2026 | 12 | 63501 | Panther Grove Wind, LLC | IPP | Panther Grove Wind, LLC | IL | 63818 | 78787 | 423 | Onshore Wind Turbine | WND | WT | (T) Regulatory approvals received. Not under construction | 423
2026 | 12 | 67487 | Piedra Solar, LLC | IPP | Piedra Solar | TX | 69496 | PDRA | 280 | Solar Photovoltaic | SUN | PV | (U) Under construction, less than or equal to 50 percent complete | 280
2026 | 12 | 64610 | Powells Creek Farm Solar, LLC | IPP | Powells Creek Solar - Hybrid | VA | 65305 | BESS | 17.5 | Batteries | MWH | BA | (P) Planned for installation, but regulatory approvals not initiated | 17.5
2026 | 12 | 65869 | Prologis Logistics Services Incorporated | IPP | Bensenville Ind Park 11 | IL | 68124 | CH411 | 1.2 | Solar Photovoltaic | SUN | PV | (U) Under construction, less than or equal to 50 percent complete | 1.2
2026 | 12 | 65869 | Prologis Logistics Services Incorporated | IPP | Elk Grove 51-SLCHI151 | IL | 68133 | CH151 | 1.4 | Solar Photovoltaic | SUN | PV | (U) Under construction, less than or equal to 50 percent complete | 1.4
2026 | 12 | 65869 | Prologis Logistics Services Incorporated | IPP | Northlake 5-SLCHI305 | IL | 68144 | CH305 | 2.5 | Solar Photovoltaic | SUN | PV | (V) Under construction, more than 50 percent complete | 2.5
2026 | 12 | 65869 | Prologis Logistics Services Incorporated | IPP | South Bay Dis Ctr 6-SLLAX680 | CA | 68236 | LA680 | 1.3 | Solar Photovoltaic | SUN | PV | (U) Under construction, less than or equal to 50 percent complete | 1.3
2026 | 12 | 67356 | RPC Merchant, LLC | IPP | Coyanosa Gas | TX | 69268 | COYA1 | 2.5 | Natural Gas Internal Combustion Engine | NG | IC | (T) Regulatory approvals received. Not under construction | 2.5
2026 | 12 | 67356 | RPC Merchant, LLC | IPP | Coyanosa Gas | TX | 69268 | COYA2 | 2.5 | Natural Gas Internal Combustion Engine | NG | IC | (T) Regulatory approvals received. Not under construction | 2.5
2026 | 12 | 67356 | RPC Merchant, LLC | IPP | Coyanosa Gas | TX | 69268 | COYA3 | 2.5 | Natural Gas Internal Combustion Engine | NG | IC | (T) Regulatory approvals received. Not under construction | 2.5
2026 | 12 | 67356 | RPC Merchant, LLC | IPP | Coyanosa Gas | TX | 69268 | COYA4 | 2.5 | Natural Gas Internal Combustion Engine | NG | IC | (T) Regulatory approvals received. Not under construction | 2.5
2026 | 12 | 67192 | RWE Clean Energy | IPP | Honey Mesquite Wind, LLC | TX | 69579 | HMWT | 180.5 | Onshore Wind Turbine | WND | WT | (V) Under construction, more than 50 percent complete | 180.5
2026 | 12 | 67192 | RWE Clean Energy | IPP | Yellow Cat Wind, LLC | TX | 69588 | YCWT | 270 | Onshore Wind Turbine | WND | WT | (V) Under construction, more than 50 percent complete | 270
2026 | 12 | 67898 | Raceway Solar, LLC | IPP | Raceway Solar - (CO) | CO | 70119 | GEN1 | 7 | Solar Photovoltaic | SUN | PV | (L) Regulatory approvals pending. Not under construction | 7
2026 | 12 | 66646 | ReWild Renewables, LLC | IPP | Cushman Road Solar | MA | 68216 | CUSES | 3 | Batteries | MWH | BA | (L) Regulatory approvals pending. Not under construction | 3
2026 | 12 | 66646 | ReWild Renewables, LLC | IPP | Cushman Road Solar | MA | 68216 | CUSPV | 3 | Solar Photovoltaic | SUN | PV | (L) Regulatory approvals pending. Not under construction | 3
2026 | 12 | 66646 | ReWild Renewables, LLC | IPP | Featherbed Lane South Solar | MA | 68217 | FEAES | 1 | Batteries | MWH | BA | (L) Regulatory approvals pending. Not under construction | 1
2026 | 12 | 66646 | ReWild Renewables, LLC | IPP | Featherbed Lane South Solar | MA | 68217 | FEAPV | 1 | Solar Photovoltaic | SUN | PV | (L) Regulatory approvals pending. Not under construction | 1
2026 | 12 | 66646 | ReWild Renewables, LLC | IPP | Randall Lane Solar | MA | 68218 | RANES | 5 | Batteries | MWH | BA | (L) Regulatory approvals pending. Not under construction | 5
2026 | 12 | 66646 | ReWild Renewables, LLC | IPP | Randall Lane Solar | MA | 68218 | RANPV | 5 | Solar Photovoltaic | SUN | PV | (L) Regulatory approvals pending. Not under construction | 5
2026 | 12 | 67405 | Regis Leakey LLC | IPP | Regis Leakey | TX | 69338 | LEAKY | 9.9 | Batteries | MWH | BA | (V) Under construction, more than 50 percent complete | 9.9
2026 | 12 | 67407 | Regis Medina LLC | IPP | Regis Medina | TX | 69340 | MEDIN | 9.9 | Batteries | MWH | BA | (V) Under construction, more than 50 percent complete | 9.9
2026 | 12 | 64587 | Renegade Renewables, LLC | IPP | Renegade Solar Project (Dawn) | TX | 65310 | DAWN1 | 515 | Solar Photovoltaic | SUN | PV | (T) Regulatory approvals received. Not under construction | 515
2026 | 12 | 66869 | Rifle Range Road Solar, LLC | IPP | Rifle Range Road Solar | DE | 68196 | RIFPV | 4 | Solar Photovoltaic | SUN | PV | (U) Under construction, less than or equal to 50 percent complete | 4
2026 | 12 | 67515 | Rock Creek Solar LLC | IPP | Rock Creek Solar | IA | 69540 | RCS01 | 150 | Solar Photovoltaic | SUN | PV | (U) Under construction, less than or equal to 50 percent complete | 150
2026 | 12 | 67310 | Roscoe Boulevard Operating, LLC | IPP | AB Van Nuys | CA | 69242 | PV1 | 1.6 | Solar Photovoltaic | SUN | PV | (P) Planned for installation, but regulatory approvals not initiated | 1.6
2026 | 12 | 67311 | SPPM Operating, LLC | IPP | San Pedro Public Market (SPPM) | CA | 69211 | PV1 | 1.2 | Solar Photovoltaic | SUN | PV | (P) Planned for installation, but regulatory approvals not initiated | 1.2
2026 | 12 | 66655 | SR Bacon, LLC | IPP | SR Bacon | GA | 68226 | BACON | 85 | Solar Photovoltaic | SUN | PV | (V) Under construction, more than 50 percent complete | 85
2026 | 12 | 66660 | SR Bear Creek, LLC | IPP | SR Bear Creek | AL | 68243 | BEAR | 4.5 | Solar Photovoltaic | SUN | PV | (T) Regulatory approvals received. Not under construction | 4.5
2026 | 12 | 66656 | SR Delhi, LLC | IPP | SR Delhi | LA | 68227 | DELHI | 4.8 | Solar Photovoltaic | SUN | PV | (T) Regulatory approvals received. Not under construction | 4.8
2026 | 12 | 66657 | SR Denmark, LLC | IPP | SR Denmark | TN | 68229 | DEMRK | 42 | Solar Photovoltaic | SUN | PV | (V) Under construction, more than 50 percent complete | 42
2026 | 12 | 66658 | SR Des Arc, LLC | IPP | SR Des Arc | AR | 68230 | DESAR | 4.8 | Solar Photovoltaic | SUN | PV | (U) Under construction, less than or equal to 50 percent complete | 4.8
2026 | 12 | 66661 | SR Georgetown. LLC | IPP | SR Georgetown | SC | 68247 | GRGTN | 50 | Solar Photovoltaic | SUN | PV | (U) Under construction, less than or equal to 50 percent complete | 50
2026 | 12 | 66012 | SR Marshall, LLC | IPP | SR Marshall, LLC | MS | 67134 | MARSH | 4.8 | Solar Photovoltaic | SUN | PV | (V) Under construction, more than 50 percent complete | 4.8
2026 | 12 | 66664 | SR Metter, LLC | IPP | SR Metter | GA | 68250 | METTR | 79.7 | Solar Photovoltaic | SUN | PV | (L) Regulatory approvals pending. Not under construction | 79.7
2026 | 12 | 66668 | SR North Bastrop, LLC | IPP | SR North Bastrop | LA | 68251 | NBAST | 4.8 | Solar Photovoltaic | SUN | PV | (T) Regulatory approvals received. Not under construction | 4.8
2026 | 12 | 66665 | SR Quincy Valley, LLC | IPP | SR Quincy Valley | WA | 68252 | QUVAL | 130 | Solar Photovoltaic | SUN | PV | (U) Under construction, less than or equal to 50 percent complete | 130
2026 | 12 | 66666 | SR Rochelle I, LLC | IPP | SR Rochelle I | GA | 68253 | ROCH1 | 90 | Solar Photovoltaic | SUN | PV | (V) Under construction, more than 50 percent complete | 90
2026 | 12 | 66671 | SR Shelby, LLC | IPP | SR Shelby | TN | 68255 | SHELB | 9.8 | Solar Photovoltaic | SUN | PV | (T) Regulatory approvals received. Not under construction | 9.8
2026 | 12 | 66672 | SR South Bastrop, LLC | IPP | SR South Bastrop | LA | 68256 | SBAST | 4.8 | Solar Photovoltaic | SUN | PV | (T) Regulatory approvals received. Not under construction | 4.8
2026 | 12 | 66673 | SR Winnsboro, LLC | IPP | SR Winnsboro | LA | 68257 | WINN | 4.8 | Solar Photovoltaic | SUN | PV | (T) Regulatory approvals received. Not under construction | 4.8
2026 | 12 | 67742 | SV CSG Angelly 1, LLC | IPP | SV CSG Angelly 1 | IL | 69811 | ANGEL | 3.6 | Solar Photovoltaic | SUN | PV | (T) Regulatory approvals received. Not under construction | 3.6
2026 | 12 | 67173 | SV CSG East St Louis LLC | IPP | SV CSG East St Louis | IL | 68934 | EAST1 | 5 | Solar Photovoltaic | SUN | PV | (T) Regulatory approvals received. Not under construction | 5
2026 | 12 | 67289 | SV CSG Ottawa 1 LLC | IPP | SV CSG Ottawa 1 | IL | 69160 | OTTA1 | 3 | Solar Photovoltaic | SUN | PV | (L) Regulatory approvals pending. Not under construction | 3
2026 | 12 | 67745 | SV CSG Sun Trust Solar, LLC | IPP | SV CSG Sun Trust Solar | IL | 69814 | SUNSO | 5 | Solar Photovoltaic | SUN | PV | (T) Regulatory approvals received. Not under construction | 5
2026 | 12 | 64607 | Salt City Solar LLC | IPP | Salt City Solar Project - Hybrid | OH | 65302 | BESS | 12.5 | Batteries | MWH | BA | (P) Planned for installation, but regulatory approvals not initiated | 12.5
2026 | 12 | 65144 | Samsung C&T Renewables, LLC | IPP | Cairos Solar and Storage | TX | 67581 | CIRSA | 153.3 | Solar Photovoltaic | SUN | PV | (P) Planned for installation, but regulatory approvals not initiated | 153.3
2026 | 12 | 65144 | Samsung C&T Renewables, LLC | IPP | Cairos Solar and Storage | TX | 67581 | CIRSB | 77.3 | Batteries | MWH | BA | (P) Planned for installation, but regulatory approvals not initiated | 77.3
2026 | 12 | 65144 | Samsung C&T Renewables, LLC | IPP | Champaign BESS, LLC | TX | 67917 | CHMPN | 202.7 | Batteries | MWH | BA | (P) Planned for installation, but regulatory approvals not initiated | 202.7
2026 | 12 | 65144 | Samsung C&T Renewables, LLC | IPP | Ursa Solar, LLC | WI | 65964 | URSA | 200 | Solar Photovoltaic | SUN | PV | (P) Planned for installation, but regulatory approvals not initiated | 200
2026 | 12 | 64230 | Sanford ESS, LLC | IPP | Sanford ESS, LLC | ME | 64615 | 1 | 5 | Batteries | MWH | BA | (T) Regulatory approvals received. Not under construction | 5
2026 | 12 | 67867 | Snapdragon Solar, LLC | IPP | Snapdragon Solar, LLC | IL | 70090 | SNPDR | 28 | Solar Photovoltaic | SUN | PV | (P) Planned for installation, but regulatory approvals not initiated | 28
2026 | 12 | 61677 | Sol Systems | IPP | Nightfall Solar | TX | 69245 | NTFL | 180 | Solar Photovoltaic | SUN | PV | (U) Under construction, less than or equal to 50 percent complete | 180
2026 | 12 | 64233 | South Portland ESS, LLC | IPP | South Portland ESS, LLC | ME | 64616 | 1 | 10 | Batteries | MWH | BA | (T) Regulatory approvals received. Not under construction | 10
2026 | 12 | 17650 | Southern Power Co | IPP | Millers Branch Solar | TX | 69101 | MLB03 | 132 | Solar Photovoltaic | SUN | PV | (U) Under construction, less than or equal to 50 percent complete | 132
2026 | 12 | 67799 | Spindle Battery LLC | IPP | Spindle BESS | CO | 69946 | SBA | 199 | Batteries | MWH | BA | (U) Under construction, less than or equal to 50 percent complete | 199
2026 | 12 | 67486 | Star Light Energy Center | IPP | Star Light Energy Center | NM | 69497 | SLB | 100 | Batteries | MWH | BA | (U) Under construction, less than or equal to 50 percent complete | 100
2026 | 12 | 67486 | Star Light Energy Center | IPP | Star Light Energy Center | NM | 69497 | SLS | 100 | Solar Photovoltaic | SUN | PV | (U) Under construction, less than or equal to 50 percent complete | 100
2026 | 12 | 64612 | Sunnybrook Farm Solar, LLC | IPP | Sunnybrook Solar Project - Hybrid | VA | 65307 | SUNB | 12.5 | Batteries | MWH | BA | (P) Planned for installation, but regulatory approvals not initiated | 12.5
2026 | 12 | 65815 | Sunraycer Assets I LLC | IPP | Eagle Springs Hybrid | TX | 66341 | EGSB | 55.1 | Batteries | MWH | BA | (U) Under construction, less than or equal to 50 percent complete | 55.1
2026 | 12 | 65815 | Sunraycer Assets I LLC | IPP | Eagle Springs Hybrid | TX | 66341 | EGSS | 110.1 | Solar Photovoltaic | SUN | PV | (U) Under construction, less than or equal to 50 percent complete | 110.1
2026 | 12 | 65815 | Sunraycer Assets I LLC | IPP | Staccato BESS | TX | 70021 | STACB | 200.5 | Batteries | MWH | BA | (T) Regulatory approvals received. Not under construction | 200.5
2026 | 12 | 67537 | Switchgrass Plains Solar, LLC | IPP | Switchgrass Plains Solar, LLC | IL | 69594 | SPS | 100 | Solar Photovoltaic | SUN | PV | (U) Under construction, less than or equal to 50 percent complete | 100
2026 | 12 | 65561 | TJA 540R Main St. Acushnet, LLC | IPP | MA Acushnet 540R Main St | MA | 66513 | 18229 | 4 | Solar Photovoltaic | SUN | PV | (L) Regulatory approvals pending. Not under construction | 4
2026 | 12 | 65561 | TJA 540R Main St. Acushnet, LLC | IPP | MA Acushnet 540R Main St | MA | 66513 | B8229 | 2 | Batteries | MWH | BA | (L) Regulatory approvals pending. Not under construction | 2
2026 | 12 | 62936 | TREX US Red Holly LLC | IPP | TREX US Red Holly | TX | 63202 | 701 | 250 | Solar Photovoltaic | SUN | PV | (L) Regulatory approvals pending. Not under construction | 250
2026 | 12 | 18454 | Tampa Electric Co | Electric Utility | Brewster Solar | FL | 69522 | 1 | 42.7 | Solar Photovoltaic | SUN | PV | (U) Under construction, less than or equal to 50 percent complete | 42.7
2026 | 12 | 18454 | Tampa Electric Co | Electric Utility | Keene Branch Solar | FL | 69461 | 1 | 74.5 | Solar Photovoltaic | SUN | PV | (U) Under construction, less than or equal to 50 percent complete | 74.5
2026 | 12 | 18454 | Tampa Electric Co | Electric Utility | Mattaniah Solar | FL | 69523 | 1 | 52 | Solar Photovoltaic | SUN | PV | (U) Under construction, less than or equal to 50 percent complete | 52
2026 | 12 | 18642 | Tennessee Valley Authority | Electric Utility | Cumberland (TN) | TN | 3399 | CTG1 | 372.9 | Natural Gas Fired Combined Cycle | NG | CT | (U) Under construction, less than or equal to 50 percent complete | 454.8
2026 | 12 | 18642 | Tennessee Valley Authority | Electric Utility | Cumberland (TN) | TN | 3399 | STG1 | 296.6 | Natural Gas Fired Combined Cycle | NG | CA | (U) Under construction, less than or equal to 50 percent complete | 323
2026 | 12 | 18642 | Tennessee Valley Authority | Electric Utility | Vonore Battery Energy Storage System | TN | 64255 | VBESS | 20 | Batteries | MWH | BA | (U) Under construction, less than or equal to 50 percent complete | 20
2026 | 12 | 63140 | Three Rivers Solar Power, LLC | IPP | Three Rivers Solar Power, LLC | ME | 63386 | 3RIVS | 100 | Solar Photovoltaic | SUN | PV | (V) Under construction, more than 50 percent complete | 100
2026 | 12 | 66189 | Throckmorton Wind, LLC | IPP | Throckmorton Wind | TX | 67356 | 6794 | 225.6 | Onshore Wind Turbine | WND | WT | (V) Under construction, more than 50 percent complete | 225.6
2026 | 12 | 67511 | Torrecillas Energy Storage, LLC | IPP | Torrecillas Energy Storage | TX | 69534 | TOR_B | 9.9 | Batteries | MWH | BA | (V) Under construction, more than 50 percent complete | 9.9
2026 | 12 | 67772 | USS Gold Solar LLC | IPP | USS Gold Solar | NM | 69889 | USGOL | 4.3 | Solar Photovoltaic | SUN | PV | (T) Regulatory approvals received. Not under construction | 4.3
2026 | 12 | 67767 | USS Hermanas Solar LLC | IPP | USS Hermanas Solar | NM | 69881 | USHER | 3.3 | Solar Photovoltaic | SUN | PV | (T) Regulatory approvals received. Not under construction | 3.3
2026 | 12 | 67769 | USS Jornada Solar LLC | IPP | USS Jornada Solar | NM | 69883 | USJOR | 5 | Solar Photovoltaic | SUN | PV | (T) Regulatory approvals received. Not under construction | 5
2026 | 12 | 67770 | USS Meadow Lake Solar LLC | IPP | USS Meadow Lake Solar | NM | 69884 | USMED | 3 | Solar Photovoltaic | SUN | PV | (T) Regulatory approvals received. Not under construction | 3
2026 | 12 | 67768 | USS Middle Solar LLC | IPP | USS Middle Solar | IL | 69882 | USMID | 5 | Solar Photovoltaic | SUN | PV | (T) Regulatory approvals received. Not under construction | 5
2026 | 12 | 67765 | USS Mourning Lane | IPP | USS Mourning | IL | 69885 | USMOU | 2 | Solar Photovoltaic | SUN | PV | (T) Regulatory approvals received. Not under construction | 2
2026 | 12 | 64457 | VCP Realty, LLC | IPP | Emery Shute Solar One | ME | 65045 | VCP14 | 1 | Solar Photovoltaic | SUN | PV | (P) Planned for installation, but regulatory approvals not initiated | 1
2026 | 12 | 66188 | Vaca Del Sol, LLC | IPP | Tiger Solar | TX | 67357 | 4666 | 250 | Solar Photovoltaic | SUN | PV | (V) Under construction, more than 50 percent complete | 250
2026 | 12 | 67929 | Weld Energy Storage, LLC | IPP | Weld Energy Storage | CO | 70188 | WES01 | 100 | Batteries | MWH | BA | (L) Regulatory approvals pending. Not under construction | 100
2026 | 12 | 67507 | Windy Lane Energy Center, LLC | IPP | Windy Lane Energy Center | NM | 69524 | WLB | 68 | Batteries | MWH | BA | (U) Under construction, less than or equal to 50 percent complete | 68
2026 | 12 | 67507 | Windy Lane Energy Center, LLC | IPP | Windy Lane Energy Center | NM | 69524 | WLS | 90 | Solar Photovoltaic | SUN | PV | (U) Under construction, less than or equal to 50 percent complete | 90
2026 | 12 | 20856 | Wisconsin Power & Light Co | Electric Utility | Edgewater | WI | 4050 | BESS1 | 99 | Batteries | MWH | BA | (U) Under construction, less than or equal to 50 percent complete | 99
2027 | 1 | 65654 | Birch Creek Development | IPP | Blue Branch Solar | IL | 69977 | BBPV | 25 | Solar Photovoltaic | SUN | PV | (U) Under construction, less than or equal to 50 percent complete | 25
2027 | 1 | 67905 | CVE US PA Latrobe 408 LLC | IPP | Latrobe - PA 0408 (Soccerhound B) | PA | 70167 | 408 | 1 | Solar Photovoltaic | SUN | PV | (U) Under construction, less than or equal to 50 percent complete | 1
2027 | 1 | 66579 | Cape HoldCo LLC | IPP | Cape Generating Station | UT | 68068 | CP1G2 | 30 | Geothermal | GEO | BT | (V) Under construction, more than 50 percent complete | 53
2027 | 1 | 66579 | Cape HoldCo LLC | IPP | Cape Generating Station | UT | 68068 | CP1G3 | 30 | Geothermal | GEO | BT | (V) Under construction, more than 50 percent complete | 53
2027 | 1 | 17833 | City Utilities of Springfield - (MO) | Electric Utility | James River Power Station | MO | 2161 | BAT1 | 31 | Batteries | MWH | BA | (T) Regulatory approvals received. Not under construction | 31
2027 | 1 | 17833 | City Utilities of Springfield - (MO) | Electric Utility | McCartney | MO | 7903 | MGS3 | 47.4 | Natural Gas Fired Combustion Turbine | NG | GT | (U) Under construction, less than or equal to 50 percent complete | 48.9
2027 | 1 | 17833 | City Utilities of Springfield - (MO) | Electric Utility | McCartney | MO | 7903 | MGS4 | 47.4 | Natural Gas Fired Combustion Turbine | NG | GT | (U) Under construction, less than or equal to 50 percent complete | 48.9
2027 | 1 | 17833 | City Utilities of Springfield - (MO) | Electric Utility | McCartney | MO | 7903 | MGS5 | 47.4 | Natural Gas Fired Combustion Turbine | NG | GT | (U) Under construction, less than or equal to 50 percent complete | 48.9
2027 | 1 | 65677 | Dimension Energy LLC | IPP | Willis Solar 1, LLC - (IL) | IL | 70009 | WILL1 | 5 | Solar Photovoltaic | SUN | PV | (U) Under construction, less than or equal to 50 percent complete | 5
2027 | 1 | 5248 | Dominion Energy Inc. | Electric Utility | Coastal Virginia Offshore Wind (CVOW) Commercial Project | VA | 64550 | CVOWC | 2640 | Offshore Wind Turbine | WND | WS | (U) Under construction, less than or equal to 50 percent complete | 2640
2027 | 1 | 6452 | Florida Power & Light Co | Electric Utility | Hendry | FL | 68834 | 1 | 74.5 | Solar Photovoltaic | SUN | PV | (U) Under construction, less than or equal to 50 percent complete | 74.5
2027 | 1 | 6452 | Florida Power & Light Co | Electric Utility | Tangelo | FL | 68828 | 1 | 74.5 | Solar Photovoltaic | SUN | PV | (U) Under construction, less than or equal to 50 percent complete | 74.5
2027 | 1 | 66266 | Form Energy Inc. | IPP | East Road Storage Project | CA | 67565 | CEC01 | 1.5 | Batteries | MWH | BA | (T) Regulatory approvals received. Not under construction | 1.5
2027 | 1 | 67166 | MC Solar, LLC | IPP | MC Solar | PA | 68930 | ENX36 | 50 | Solar Photovoltaic | SUN | PV | (L) Regulatory approvals pending. Not under construction | 50
2027 | 1 | 67865 | Murch Solar, LLC | IPP | Murch Solar, LLC | MI | 70089 | MURCH | 85 | Solar Photovoltaic | SUN | PV | (P) Planned for installation, but regulatory approvals not initiated | 85
2027 | 1 | 67494 | On Energy Storage | IPP | Colorado Clean Energy Center (BESS) | TX | 69864 | COBA1 | 10.1 | Batteries | MWH | BA | (V) Under construction, more than 50 percent complete | 10.1
2027 | 1 | 34691 | Ormat Nevada Inc | IPP | McGinness Hills 3 | NV | 61912 | MHSOL | 14 | Solar Photovoltaic | SUN | PV | (U) Under construction, less than or equal to 50 percent complete | 14
2027 | 1 | 67171 | Overnight Solar LLC | IPP | Overnight Solar | CA | 68932 | OSBA | 150 | Batteries | MWH | BA | (U) Under construction, less than or equal to 50 percent complete | 150
2027 | 1 | 67171 | Overnight Solar LLC | IPP | Overnight Solar | CA | 68932 | OSPV | 150 | Solar Photovoltaic | SUN | PV | (U) Under construction, less than or equal to 50 percent complete | 150
2027 | 1 | 67464 | Pamela Heights I Energy Center LLC | IPP | Pamela Heights I Energy Center | TX | 69393 | PHIEC | 100 | Batteries | MWH | BA | (U) Under construction, less than or equal to 50 percent complete | 100
2027 | 1 | 65869 | Prologis Logistics Services Incorporated | IPP | Bensenville Ind Park 10-SLCHI410 | IL | 68123 | CH410 | 1.2 | Solar Photovoltaic | SUN | PV | (V) Under construction, more than 50 percent complete | 1.2
2027 | 1 | 65869 | Prologis Logistics Services Incorporated | IPP | San Leandro 10 - sleba702 | CA | 69609 | EB702 | 1 | Solar Photovoltaic | SUN | PV | (U) Under construction, less than or equal to 50 percent complete | 1
2027 | 1 | 64953 | Putnam Meadow Solar Station, LLC | IPP | Putnam Meadow Solar Station | CT | 65710 | PTNM | 4 | Solar Photovoltaic | SUN | PV | (L) Regulatory approvals pending. Not under construction | 4
2027 | 1 | 66525 | Quaker Creek Farm Solar, LLC | IPP | Quaker Creek Farm Solar | NC | 67977 | QUACR | 34.9 | Solar Photovoltaic | SUN | PV | (T) Regulatory approvals received. Not under construction | 34.9
2027 | 1 | 63869 | SE Athos II, LLC | IPP | SE Athos II, LLC | CA | 64290 | ATH1N | 100 | Other Energy Storage | MWH | ES | (U) Under construction, less than or equal to 50 percent complete | 100
2027 | 1 | 63869 | SE Athos II, LLC | IPP | SE Athos II, LLC | CA | 64290 | ATH1S | 102.3 | Other Energy Storage | MWH | ES | (U) Under construction, less than or equal to 50 percent complete | 102.3
2027 | 1 | 63869 | SE Athos II, LLC | IPP | SE Athos II, LLC | CA | 64290 | ATHB2 | 200 | Other Energy Storage | MWH | ES | (U) Under construction, less than or equal to 50 percent complete | 200
2027 | 1 | 60531 | Standard Solar | IPP | Sunrise Magnolia DE | DE | 69560 | MAGNO | 3 | Solar Photovoltaic | SUN | PV | (V) Under construction, more than 50 percent complete | 3
2027 | 1 | 67868 | Two Blues Solar, LLC | IPP | Two Blues Solar, LLC | IL | 70092 | 2BLUE | 40 | Solar Photovoltaic | SUN | PV | (P) Planned for installation, but regulatory approvals not initiated | 40
2027 | 1 | 66816 | Voyager Energy Storage LLC | IPP | Voyager Energy Storage | MI | 68426 | VOYGR | 100 | Batteries | MWH | BA | (U) Under construction, less than or equal to 50 percent complete | 100
2027 | 1 | 67844 | WEC: City of Milwaukee - Airport Expansion | IPP | City of Milwaukee- Airport Expansion | WI | 70048 | AIREX | 4.6 | Solar Photovoltaic | SUN | PV | (U) Under construction, less than or equal to 50 percent complete | 4.6
2027 | 1 | 67315 | Waxwing Solar | IPP | Waxwing Solar CSG | CO | 69427 | WAXWI | 3 | Solar Photovoltaic | SUN | PV | (U) Under construction, less than or equal to 50 percent complete | 3
2027 | 2 | 61222 | 174 Power Global Corp. | IPP | Turkey Creek Solar Project | CO | 64744 | TC001 | 200 | Solar Photovoltaic | SUN | PV | (P) Planned for installation, but regulatory approvals not initiated | 200
2027 | 2 | 67538 | Beekman PV I, LLC | IPP | Beekman Solar | LA | 69589 | BEEK1 | 185 | Solar Photovoltaic | SUN | PV | (U) Under construction, less than or equal to 50 percent complete | 206.8
2027 | 2 | 67856 | CVE US PA Bigler 436 LLC | IPP | Bigler - PA 0436 (Flango 2) | PA | 70076 | 436 | 3 | Solar Photovoltaic | SUN | PV | (U) Under construction, less than or equal to 50 percent complete | 3
2027 | 2 | 67906 | CVE US PA Monroe 485 LLC | IPP | Monroe - PA 0485 (Lawrence) | PA | 70168 | 485 | 2.4 | Solar Photovoltaic | SUN | PV | (U) Under construction, less than or equal to 50 percent complete | 2.4
2027 | 2 | 67907 | CVE US PA Monroe 486 LLC | IPP | Monroe - PA 0486 (Acey) | PA | 70169 | 486 | 3 | Solar Photovoltaic | SUN | PV | (U) Under construction, less than or equal to 50 percent complete | 3
2027 | 2 | 7294 | City of Glendale - (CA) | Electric Utility | Scholl Canyon | CA | 69749 | U1 | 2.8 | Landfill Gas | LFG | IC | (V) Under construction, more than 50 percent complete | 3
2027 | 2 | 7294 | City of Glendale - (CA) | Electric Utility | Scholl Canyon | CA | 69749 | U2 | 2.8 | Landfill Gas | LFG | IC | (V) Under construction, more than 50 percent complete | 3
2027 | 2 | 7294 | City of Glendale - (CA) | Electric Utility | Scholl Canyon | CA | 69749 | U3 | 2.8 | Landfill Gas | LFG | IC | (V) Under construction, more than 50 percent complete | 3
2027 | 2 | 7294 | City of Glendale - (CA) | Electric Utility | Scholl Canyon | CA | 69749 | U4 | 2.8 | Landfill Gas | LFG | IC | (V) Under construction, more than 50 percent complete | 3
2027 | 2 | 65677 | Dimension Energy LLC | IPP | Leatherleaf | NY | 67639 | LLEAF | 5 | Solar Photovoltaic | SUN | PV | (L) Regulatory approvals pending. Not under construction | 5
2027 | 2 | 65677 | Dimension Energy LLC | IPP | West Perry Planing Mill Road Solar LLC | PA | 70008 | WPERR | 3 | Solar Photovoltaic | SUN | PV | (T) Regulatory approvals received. Not under construction | 3
2027 | 2 | 67734 | ENGIE Distributed Renewables Development LLC | IPP | Rockford Plant 7 | IL | 69805 | RFRD7 | 1.5 | Solar Photovoltaic | SUN | PV | (U) Under construction, less than or equal to 50 percent complete | 1.5
2027 | 2 | 67632 | FE Taft LLC | IPP | Taft BESS | MA | 69723 | BESS1 | 200 | Batteries | MWH | BA | (U) Under construction, less than or equal to 50 percent complete | 200
2027 | 2 | 61194 | Generate Capital | IPP | Sommer | IL | 69215 | 11216 | 2 | Solar Photovoltaic | SUN | PV | (U) Under construction, less than or equal to 50 percent complete | 2
2027 | 2 | 67781 | Hockley LLC | IPP | Hockley | TX | 69902 | HOCKL | 9.9 | Batteries | MWH | BA | (V) Under construction, more than 50 percent complete | 9.9
2027 | 2 | 64077 | JVR Energy Park LLC | IPP | JVR Energy Park LLC | CA | 64428 | JVR1A | 90 | Solar Photovoltaic | SUN | PV | (L) Regulatory approvals pending. Not under construction | 90
2027 | 2 | 64077 | JVR Energy Park LLC | IPP | JVR Energy Park LLC | CA | 64428 | JVR1B | 70 | Batteries | MWH | BA | (P) Planned for installation, but regulatory approvals not initiated | 70
2027 | 2 | 67547 | Monarch Creek Wind, LLC | IPP | Monarch Creek Wind, LLC | TX | 69606 | 7496 | 287.6 | Onshore Wind Turbine | WND | WT | (U) Under construction, less than or equal to 50 percent complete | 287.6
2027 | 2 | 64377 | Novel Blilie Solar, LLC | IPP | Novel Blilie Solar LLC | MN | 64865 | BLILE | 1 | Solar Photovoltaic | SUN | PV | (U) Under construction, less than or equal to 50 percent complete | 1
2027 | 2 | 66542 | Piney Woods Solar, LLC | IPP | Piney Woods Solar | TX | 67995 | PWS | 150 | Solar Photovoltaic | SUN | PV | (U) Under construction, less than or equal to 50 percent complete | 150
2027 | 2 | 65869 | Prologis Logistics Services Incorporated | IPP | Glendale Heights 10-SLCHI910 | IL | 68137 | CH910 | 1.3 | Solar Photovoltaic | SUN | PV | (U) Under construction, less than or equal to 50 percent complete | 1.3
2027 | 2 | 67702 | Ryan Storage LLC | IPP | Ryan Storage | TX | 69770 | BRS | 50 | Batteries | MWH | BA | (U) Under construction, less than or equal to 50 percent complete | 50
2027 | 2 | 67837 | SL Portland Community 2, LLC | IPP | SL Portland Community 2, LLC | NY | 70019 | 23221 | 3.8 | Solar Photovoltaic | SUN | PV | (U) Under construction, less than or equal to 50 percent complete | 3.8
2027 | 2 | 67836 | SL Portland Community, LLC | IPP | SL Portland Community, LLC | NY | 70018 | 23216 | 3.5 | Solar Photovoltaic | SUN | PV | (U) Under construction, less than or equal to 50 percent complete | 3.5
2027 | 2 | 67110 | Tracy Renewable Energy, LLC | IPP | Tracy Renewable Power Plant | CA | 68855 | TRP01 | 3 | Other Waste Biomass | AB | ST | (U) Under construction, less than or equal to 50 percent complete | 5
2027 | 3 | 66716 | ATLAS BESS IV, LLC | IPP | Atlas BESS IV LLC | AZ | 68321 | ALT4 | 150 | Batteries | MWH | BA | (V) Under construction, more than 50 percent complete | 150
2027 | 3 | 67218 | ATLAS SOLAR IV, LLC | IPP | ATLAS SOLAR IV | AZ | 69055 | ALTS4 | 300 | Solar Photovoltaic | SUN | PV | (V) Under construction, more than 50 percent complete | 300
2027 | 3 | 61514 | Agilitas Energy, Inc. | IPP | Tygart Hydropower | WV | 64171 | 1 | 3 | Conventional Hydroelectric | WAT | HY | (L) Regulatory approvals pending. Not under construction | 10
2027 | 3 | 61514 | Agilitas Energy, Inc. | IPP | Tygart Hydropower | WV | 64171 | 2 | 3 | Conventional Hydroelectric | WAT | HY | (L) Regulatory approvals pending. Not under construction | 10
2027 | 3 | 61514 | Agilitas Energy, Inc. | IPP | Tygart Hydropower | WV | 64171 | 3 | 3 | Conventional Hydroelectric | WAT | HY | (L) Regulatory approvals pending. Not under construction | 10
2027 | 3 | 66061 | BQ Energy Development | IPP | Steubenville Solar | OH | 66657 | STEUB | 43 | Solar Photovoltaic | SUN | PV | (P) Planned for installation, but regulatory approvals not initiated | 43
2027 | 3 | 67857 | CVE US PA Bigler 437 LLC | IPP | Bigler - PA 0437 (Flango 3) | PA | 70077 | 437 | 3 | Solar Photovoltaic | SUN | PV | (U) Under construction, less than or equal to 50 percent complete | 3
2027 | 3 | 67858 | CVE US PA Bigler 438 LLC | IPP | Bigler - PA 0438 (Flango 4) | PA | 70078 | 438 | 2 | Solar Photovoltaic | SUN | PV | (U) Under construction, less than or equal to 50 percent complete | 2
2027 | 3 | 64934 | Chiquito Grid, LLC | IPP | Chiquito Grid, LLC | CA | 65655 | HECHQ | 80 | Batteries | MWH | BA | (P) Planned for installation, but regulatory approvals not initiated | 80
2027 | 3 | 67189 | Clear Fork | IPP | Clear Fork Creek Solar and BESS SLF | TX | 65842 | CFCBS | 600 | Batteries | MWH | BA | (U) Under construction, less than or equal to 50 percent complete | 600
2027 | 3 | 67189 | Clear Fork | IPP | Clear Fork Creek Solar and BESS SLF | TX | 65842 | CFCPV | 600 | Solar Photovoltaic | SUN | PV | (U) Under construction, less than or equal to 50 percent complete | 600
2027 | 3 | 67721 | Crossvine Solar 1 LLC | IPP | Crossvine Solar | IN | 66441 | INCV1 | 100 | Solar Photovoltaic | SUN | PV | (U) Under construction, less than or equal to 50 percent complete | 100
2027 | 3 | 65677 | Dimension Energy LLC | IPP | East Windsor Solar 1 LLC | NJ | 70029 | EWIN1 | 1.4 | Solar Photovoltaic | SUN | PV | (T) Regulatory approvals received. Not under construction | 1.4
2027 | 3 | 65677 | Dimension Energy LLC | IPP | Franklin White Church Road Solar LLC | PA | 69998 | WHTCH | 3 | Solar Photovoltaic | SUN | PV | (T) Regulatory approvals received. Not under construction | 3
2027 | 3 | 65677 | Dimension Energy LLC | IPP | Greenwood Bottom Road Solar LLC | PA | 69999 | GREEB | 3 | Solar Photovoltaic | SUN | PV | (T) Regulatory approvals received. Not under construction | 3
2027 | 3 | 65677 | Dimension Energy LLC | IPP | Greenwood Route 254 Solar LLC | PA | 70000 | GREER | 3 | Solar Photovoltaic | SUN | PV | (T) Regulatory approvals received. Not under construction | 3
2027 | 3 | 65677 | Dimension Energy LLC | IPP | Madison Taylor Road Solar LLC | PA | 70003 | TAYLR | 3 | Solar Photovoltaic | SUN | PV | (T) Regulatory approvals received. Not under construction | 3
2027 | 3 | 58468 | Dominion Renewable Energy | Electric Utility | Blue Ridge Solar | VA | 68073 | BLUER | 95 | Solar Photovoltaic | SUN | PV | (U) Under construction, less than or equal to 50 percent complete | 95
2027 | 3 | 6455 | Duke Energy Florida, LLC | Electric Utility | Powerline Energy Storage | FL | 69356 | PWLNB | 100 | Batteries | MWH | BA | (P) Planned for installation, but regulatory approvals not initiated | 100
2027 | 3 | 67705 | Enbridge Wind (Easter), LLC | IPP | Easter | TX | 59971 | ESTR1 | 152 | Onshore Wind Turbine | WND | WT | (U) Under construction, less than or equal to 50 percent complete | 152
2027 | 3 | 67738 | Fermi America | IPP | Project Matador Gas Plant (PMG) | TX | 69799 | FBG01 | 49.4 | Natural Gas Fired Combined Cycle | NG | CT | (T) Regulatory approvals received. Not under construction | 50
2027 | 3 | 67738 | Fermi America | IPP | Project Matador Gas Plant (PMG) | TX | 69799 | FBG02 | 49.4 | Natural Gas Fired Combined Cycle | NG | CT | (T) Regulatory approvals received. Not under construction | 50
2027 | 3 | 67738 | Fermi America | IPP | Project Matador Gas Plant (PMG) | TX | 69799 | FBG03 | 49.4 | Natural Gas Fired Combined Cycle | NG | CT | (T) Regulatory approvals received. Not under construction | 50
2027 | 3 | 67738 | Fermi America | IPP | Project Matador Gas Plant (PMG) | TX | 69799 | FBG04 | 49.4 | Natural Gas Fired Combined Cycle | NG | CT | (T) Regulatory approvals received. Not under construction | 50
2027 | 3 | 67738 | Fermi America | IPP | Project Matador Gas Plant (PMG) | TX | 69799 | FBG05 | 49.4 | Natural Gas Fired Combined Cycle | NG | CT | (T) Regulatory approvals received. Not under construction | 50
2027 | 3 | 67738 | Fermi America | IPP | Project Matador Gas Plant (PMG) | TX | 69799 | FBG06 | 49.4 | Natural Gas Fired Combined Cycle | NG | CT | (T) Regulatory approvals received. Not under construction | 50
2027 | 3 | 67738 | Fermi America | IPP | Project Matador Gas Plant (PMG) | TX | 69799 | G6B01 | 38.7 | Natural Gas Fired Combustion Turbine | NG | GT | (T) Regulatory approvals received. Not under construction | 40
2027 | 3 | 67738 | Fermi America | IPP | Project Matador Gas Plant (PMG) | TX | 69799 | G6B02 | 38.7 | Natural Gas Fired Combustion Turbine | NG | GT | (T) Regulatory approvals received. Not under construction | 40
2027 | 3 | 67738 | Fermi America | IPP | Project Matador Gas Plant (PMG) | TX | 69799 | G6B03 | 38.7 | Natural Gas Fired Combustion Turbine | NG | GT | (T) Regulatory approvals received. Not under construction | 40
2027 | 3 | 67738 | Fermi America | IPP | Project Matador Gas Plant (PMG) | TX | 69799 | TM001 | 18 | Natural Gas Fired Combustion Turbine | NG | GT | (P) Planned for installation, but regulatory approvals not initiated | 18.9
2027 | 3 | 67738 | Fermi America | IPP | Project Matador Gas Plant (PMG) | TX | 69799 | TM002 | 18 | Natural Gas Fired Combustion Turbine | NG | GT | (P) Planned for installation, but regulatory approvals not initiated | 18.9
2027 | 3 | 67738 | Fermi America | IPP | Project Matador Gas Plant (PMG) | TX | 69799 | TM003 | 18 | Natural Gas Fired Combustion Turbine | NG | GT | (P) Planned for installation, but regulatory approvals not initiated | 18.9
2027 | 3 | 67738 | Fermi America | IPP | Project Matador Gas Plant (PMG) | TX | 69799 | TM004 | 18 | Natural Gas Fired Combustion Turbine | NG | GT | (P) Planned for installation, but regulatory approvals not initiated | 18.9
2027 | 3 | 67738 | Fermi America | IPP | Project Matador Gas Plant (PMG) | TX | 69799 | TM005 | 18 | Natural Gas Fired Combustion Turbine | NG | GT | (P) Planned for installation, but regulatory approvals not initiated | 18.9
2027 | 3 | 67738 | Fermi America | IPP | Project Matador Gas Plant (PMG) | TX | 69799 | TM006 | 18 | Natural Gas Fired Combustion Turbine | NG | GT | (P) Planned for installation, but regulatory approvals not initiated | 18.9
2027 | 3 | 67738 | Fermi America | IPP | Project Matador Gas Plant (PMG) | TX | 69799 | TM007 | 18 | Natural Gas Fired Combustion Turbine | NG | GT | (P) Planned for installation, but regulatory approvals not initiated | 18.9
2027 | 3 | 66786 | Gatsby Energy Storage LLC | IPP | Gatsby Energy Storage Project | TX | 68428 | GTSBY | 103.4 | Batteries | MWH | BA | (U) Under construction, less than or equal to 50 percent complete | 103.4
2027 | 3 | 62759 | Geronimo Power | IPP | Portage Solar, LLC | WI | 69887 | PRTGS | 250 | Solar Photovoltaic | SUN | PV | (T) Regulatory approvals received. Not under construction | 250
2027 | 3 | 7349 | Golden Spread Electric Cooperative, Inc | Electric Utility | Elk Station | TX | 58835 | ELK4 | 201 | Natural Gas Fired Combustion Turbine | NG | GT | (U) Under construction, less than or equal to 50 percent complete | 199.8
2027 | 3 | 65792 | ITT Energy Tech Partners, LLC | Commercial | ITT Cogen Facility | IL | 52021 | GEN3 | 4.1 | Natural Gas Internal Combustion Engine | NG | IC | (T) Regulatory approvals received. Not under construction | 4.1
2027 | 3 | 65792 | ITT Energy Tech Partners, LLC | Commercial | ITT Cogen Facility | IL | 52021 | GEN4 | 4.1 | Natural Gas Internal Combustion Engine | NG | IC | (T) Regulatory approvals received. Not under construction | 4.1
2027 | 3 | 49893 | Invenergy Services LLC | IPP | Hashknife Energy Center II LLC | AZ | 69779 | HK2SO | 200 | Solar Photovoltaic | SUN | PV | (V) Under construction, more than 50 percent complete | 200
2027 | 3 | 49893 | Invenergy Services LLC | IPP | Hashknife Energy Center II LLC | AZ | 69779 | HK2ST | 200 | Batteries | MWH | BA | (V) Under construction, more than 50 percent complete | 200
2027 | 3 | 61751 | Juniper Solar | IPP | Juniper Solar | SC | 62234 | 48 | 74.9 | Solar Photovoltaic | SUN | PV | (T) Regulatory approvals received. Not under construction | 74.9
2027 | 3 | 62842 | Lightsource Renewable Energy Asset Management, LLC | IPP | Jones City 2 Solar | TX | 66893 | TXJS2 | 200 | Batteries | MWH | BA | (V) Under construction, more than 50 percent complete | 200
2027 | 3 | 65470 | Lock+ Hydro Friends Fund XLII, LLC | IPP | Braddock Lock and Dam | PA | 59091 | GEN1 | 5.3 | Conventional Hydroelectric | WAT | HY | (L) Regulatory approvals pending. Not under construction | 5.3
2027 | 3 | 67756 | Madden Creek Solar, LLC | IPP | Madden Creek Solar | IL | 69825 | MADCR | 5 | Solar Photovoltaic | SUN | PV | (T) Regulatory approvals received. Not under construction | 5
2027 | 3 | 62836 | Navisun LLC | IPP | Murphysboro 1 | IL | 69859 | MURP1 | 5 | Solar Photovoltaic | SUN | PV | (T) Regulatory approvals received. Not under construction | 5
2027 | 3 | 62836 | Navisun LLC | IPP | Murphysboro 2 | IL | 69860 | MURP2 | 1.3 | Solar Photovoltaic | SUN | PV | (T) Regulatory approvals received. Not under construction | 1.3
2027 | 3 | 62836 | Navisun LLC | IPP | Norris City 2 | IL | 69861 | NORR2 | 3.2 | Solar Photovoltaic | SUN | PV | (T) Regulatory approvals received. Not under construction | 3.2
2027 | 3 | 65869 | Prologis Logistics Services Incorporated | IPP | Fordyce - SLLAX680 | CA | 68792 | LA680 | 1.3 | Solar Photovoltaic | SUN | PV | (U) Under construction, less than or equal to 50 percent complete | 1.3
2027 | 3 | 65869 | Prologis Logistics Services Incorporated | IPP | Internationale Ctr 11-SLCHI321 | IL | 68138 | CH321 | 1.8 | Solar Photovoltaic | SUN | PV | (U) Under construction, less than or equal to 50 percent complete | 1.8
2027 | 3 | 65265 | Repsol Renewables NA | IPP | Pecan Prairie South Solar | TX | 64981 | CPSS1 | 130 | Solar Photovoltaic | SUN | PV | (L) Regulatory approvals pending. Not under construction | 130
2027 | 3 | 67775 | Roccasecca BESS LLC | IPP | Roccasecca BESS LLC | NV | 69965 | RS | 126.5 | Batteries | MWH | BA | (U) Under construction, less than or equal to 50 percent complete | 126.5
2027 | 3 | 66121 | Rock Rose Energy Storage LLC | IPP | Rock Rose Energy Storage | TX | 67249 | RRES | 200 | Batteries | MWH | BA | (U) Under construction, less than or equal to 50 percent complete | 200
2027 | 3 | 65144 | Samsung C&T Renewables, LLC | IPP | Dios BESS, LLC | TX | 67918 | DIOS | 201.6 | Batteries | MWH | BA | (P) Planned for installation, but regulatory approvals not initiated | 201.6
2027 | 3 | 65144 | Samsung C&T Renewables, LLC | IPP | Stark Solar, LLC | OH | 66672 | AG239 | 150 | Solar Photovoltaic | SUN | PV | (P) Planned for installation, but regulatory approvals not initiated | 150
2027 | 3 | 67383 | Singer Solar, LLC | IPP | Singer Solar | LA | 69299 | 4519 | 300 | Solar Photovoltaic | SUN | PV | (P) Planned for installation, but regulatory approvals not initiated | 300
2027 | 3 | 67725 | TerraForm Power Operating, LLC | IPP | Bealeton Solar | VA | 70203 | GEN1 | 14 | Solar Photovoltaic | SUN | PV | (L) Regulatory approvals pending. Not under construction | 14.2
2027 | 3 | 63528 | Westlands Grape, LLC | IPP | Grape | CA | 63851 | GRAPE | 246.4 | Solar Photovoltaic | SUN | PV | (T) Regulatory approvals received. Not under construction | 246.4
2027 | 3 | 67835 | White Tank Energy Storage LLC | IPP | White Tank Energy Storage | AZ | 70033 | WT001 | 100 | Batteries | MWH | BA | (U) Under construction, less than or equal to 50 percent complete | 100
2027 | 4 | 64904 | AES Clean Energy | IPP | Jasmine | CA | 70109 | JASBE | 64.4 | Batteries | MWH | BA | (V) Under construction, more than 50 percent complete | 64.4
2027 | 4 | 15399 | Avangrid Power LLC | IPP | Oregon Trail Solar | OR | 69294 | OTS | 41 | Solar Photovoltaic | SUN | PV | (U) Under construction, less than or equal to 50 percent complete | 41
2027 | 4 | 17612 | Bear Valley Electric Service | Electric Utility | Bear Valley Battery Plant | CA | 67257 | BVEB1 | 5 | Batteries | MWH | BA | (P) Planned for installation, but regulatory approvals not initiated | 5
2027 | 4 | 66607 | Belltown Power Texas 2, LLC | IPP | Kahla Storage | TX | 68168 | KAHBA | 200.9 | Batteries | MWH | BA | (L) Regulatory approvals pending. Not under construction | 200.9
2027 | 4 | 59365 | Capital Power Corporation | IPP | Maple Leaf Solar | NC | 67195 | GEN | 73 | Solar Photovoltaic | SUN | PV | (T) Regulatory approvals received. Not under construction | 73
2027 | 4 | 66571 | Clenera DevCo LLC | IPP | Crimson Orchard Solar and BESS | ID | 69059 | COBA | 100 | Batteries | MWH | BA | (L) Regulatory approvals pending. Not under construction | 100
2027 | 4 | 66571 | Clenera DevCo LLC | IPP | Crimson Orchard Solar and BESS | ID | 69059 | COPV | 100 | Solar Photovoltaic | SUN | PV | (L) Regulatory approvals pending. Not under construction | 100
2027 | 4 | 67754 | Coast Energy Holdings, LLC | IPP | Gateway#1&2 (Newark CA) | CA | 69895 | Gy1a2 | 1.1 | Solar Photovoltaic | SUN | PV | (P) Planned for installation, but regulatory approvals not initiated | 1.1
2027 | 4 | 67734 | ENGIE Distributed Renewables Development LLC | IPP | Trenton Solar - (OH) | OH | 69819 | TRNTN | 9.5 | Solar Photovoltaic | SUN | PV | (U) Under construction, less than or equal to 50 percent complete | 9.5
2027 | 4 | 12698 | Evergy Missouri West | Electric Utility | Foxtrot Solar Energy LLC | MO | 69481 | FXTRT | 107 | Solar Photovoltaic | SUN | PV | (U) Under construction, less than or equal to 50 percent complete | 107
2027 | 4 | 66622 | Firelands Wind, LLC | IPP | Firelands Wind | OH | 68186 | FIRE | 297 | Onshore Wind Turbine | WND | WT | (U) Under construction, less than or equal to 50 percent complete | 297
2027 | 4 | 6452 | Florida Power & Light Co | Electric Utility | Ambersweet | FL | 68829 | 1 | 74.5 | Solar Photovoltaic | SUN | PV | (U) Under construction, less than or equal to 50 percent complete | 74.5
2027 | 4 | 6452 | Florida Power & Light Co | Electric Utility | County Line | FL | 68832 | 1 | 74.5 | Solar Photovoltaic | SUN | PV | (U) Under construction, less than or equal to 50 percent complete | 74.5
2027 | 4 | 6452 | Florida Power & Light Co | Electric Utility | Middle Lake | FL | 68824 | 1 | 74.5 | Solar Photovoltaic | SUN | PV | (U) Under construction, less than or equal to 50 percent complete | 74.5
2027 | 4 | 66831 | Key Energy Storage LLC | IPP | Key Energy Storage | CA | 68461 | KEYBB | 190 | Batteries | MWH | BA | (T) Regulatory approvals received. Not under construction | 190
2027 | 4 | 66831 | Key Energy Storage LLC | IPP | Key Energy Storage | CA | 68461 | KEYBC | 35 | Batteries | MWH | BA | (T) Regulatory approvals received. Not under construction | 35
2027 | 4 | 67428 | NAPS - Hastings LLC | IPP | Hastings Generating Facility | MI | 69385 | GEN1 | 1.6 | Landfill Gas | LFG | IC | (T) Regulatory approvals received. Not under construction | 1.6
2027 | 4 | 67833 | North Star Energy Storage, LLC | IPP | North Star Energy Storage, LLC | MN | 70035 | NSES | 80 | Batteries | MWH | BA | (T) Regulatory approvals received. Not under construction | 80
2027 | 4 | 67168 | Panoche BESS LLC | IPP | Iron BESS | CA | 68924 | IROB | 57 | Batteries | MWH | BA | (U) Under construction, less than or equal to 50 percent complete | 59.5
2027 | 4 | 14519 | Pasco County - (FL) | IPP | Pasco Cnty Solid Waste Resource Recovery | FL | 50666 | GEN2 | 15 | Municipal Solid Waste | MSW | ST | (U) Under construction, less than or equal to 50 percent complete | 17
2027 | 4 | 66976 | Pelicans Jaw Solar LLC | IPP | Pelicans Jaw Hybrid Solar | CA | 68607 | PJBS1 | 238.5 | Batteries | MWH | BA | (TS) Construction complete, but not yet in commercial operation | 238.5
2027 | 4 | 66976 | Pelicans Jaw Solar LLC | IPP | Pelicans Jaw Hybrid Solar | CA | 68607 | PLJW1 | 440 | Solar Photovoltaic | SUN | PV | (V) Under construction, more than 50 percent complete | 440
2027 | 4 | 65539 | Pivot Energy | IPP | Pivot Energy Minnesota Solar 2 | MN | 69034 | PMI2 | 1 | Solar Photovoltaic | SUN | PV | (V) Under construction, more than 50 percent complete | 1
2027 | 4 | 65869 | Prologis Logistics Services Incorporated | IPP | Aurora 7-SLCHI307 | IL | 68119 | CH307 | 1.9 | Solar Photovoltaic | SUN | PV | (U) Under construction, less than or equal to 50 percent complete | 1.9
2027 | 4 | 65869 | Prologis Logistics Services Incorporated | IPP | Bensenville 14-SLCHI414 | IL | 68121 | CH414 | 1.3 | Solar Photovoltaic | SUN | PV | (V) Under construction, more than 50 percent complete | 1.3
2027 | 4 | 65869 | Prologis Logistics Services Incorporated | IPP | Cicero 3-SLCHI603 | IL | 68129 | CH603 | 1.9 | Solar Photovoltaic | SUN | PV | (U) Under construction, less than or equal to 50 percent complete | 1.9
2027 | 4 | 66942 | SR Tullahoma, LLC | IPP | SR Tullahoma | TN | 68568 | TULLA | 200 | Solar Photovoltaic | SUN | PV | (V) Under construction, more than 50 percent complete | 200
2027 | 4 | 67798 | SV CSG Bloomington, LLC | IPP | SV CSG Bloomington | IL | 69949 | BLOMB | 5 | Batteries | MWH | BA | (T) Regulatory approvals received. Not under construction | 5
2027 | 4 | 67798 | SV CSG Bloomington, LLC | IPP | SV CSG Bloomington | IL | 69949 | BLOOM | 5 | Solar Photovoltaic | SUN | PV | (T) Regulatory approvals received. Not under construction | 5
2027 | 4 | 67749 | SV CSG North Creek 1, LLC | IPP | SV CSG North Creek 1 | IL | 69818 | NCREK | 2.1 | Solar Photovoltaic | SUN | PV | (T) Regulatory approvals received. Not under construction | 2.1
2027 | 4 | 67287 | SV CSG Reeder Solar, LLC | IPP | SV CSG Reeder Solar | IL | 69158 | REEDR | 5 | Solar Photovoltaic | SUN | PV | (U) Under construction, less than or equal to 50 percent complete | 5
2027 | 4 | 67747 | SV CSG Wilson School Solar, LLC | IPP | SV CSG Wilson School Solar | IL | 69816 | WILSN | 5 | Solar Photovoltaic | SUN | PV | (T) Regulatory approvals received. Not under construction | 5
2027 | 4 | 67499 | San Gabriel Project LLC | IPP | Gabriel | CA | 69509 | 1 | 400 | Batteries | MWH | BA | (T) Regulatory approvals received. Not under construction | 400
2027 | 4 | 17166 | Sierra Pacific Power Co | Electric Utility | Sierra Solar Hybrid | NV | 67978 | SSPV1 | 400 | Solar Photovoltaic | SUN | PV | (V) Under construction, more than 50 percent complete | 400
2027 | 4 | 65079 | Solar Proponent LLC | IPP | Banita Creek- Spindlepop Solar | TX | 65853 | MIDPV | 609.1 | Solar Photovoltaic | SUN | PV | (L) Regulatory approvals pending. Not under construction | 609.1
2027 | 4 | 65092 | Springwater Solar, LLC | IPP | Springwater Solar, LLC | OH | 65900 | SPRIN | 155 | Solar Photovoltaic | SUN | PV | (L) Regulatory approvals pending. Not under construction | 155
2027 | 4 | 67802 | Watertown Solar, LLC | IPP | Watertown Solar | MI | 69945 | WTRTN | 154 | Solar Photovoltaic | SUN | PV | (U) Under construction, less than or equal to 50 percent complete | 154
2027 | 4 | 66715 | Yuma bn, LLC | IPP | Pioneer Clean Energy Center | AZ | 68328 | ORCH1 | 300 | Solar Photovoltaic | SUN | PV | (U) Under construction, less than or equal to 50 percent complete | 300
2027 | 4 | 66715 | Yuma bn, LLC | IPP | Pioneer Clean Energy Center | AZ | 68328 | ORCH2 | 300 | Batteries | MWH | BA | (U) Under construction, less than or equal to 50 percent complete | 300
2027 | 5 | 64904 | AES Clean Energy | IPP | Armadillo Solar Center | TX | 64349 | 6666 | 175 | Solar Photovoltaic | SUN | PV | (U) Under construction, less than or equal to 50 percent complete | 175
2027 | 5 | 66607 | Belltown Power Texas 2, LLC | IPP | Sandford Solar and Storage | TX | 68173 | SANBT | 100.9 | Batteries | MWH | BA | (L) Regulatory approvals pending. Not under construction | 100.9
2027 | 5 | 66607 | Belltown Power Texas 2, LLC | IPP | Sandford Solar and Storage | TX | 68173 | SANPV | 126.2 | Solar Photovoltaic | SUN | PV | (L) Regulatory approvals pending. Not under construction | 126.2
2027 | 5 | 67855 | CVE US PA Bigler 409 LLC | IPP | Bigler - PA 0409 (Flango 1) | PA | 70075 | 409 | 3 | Solar Photovoltaic | SUN | PV | (U) Under construction, less than or equal to 50 percent complete | 3
2027 | 5 | 63260 | Cobb Electric Membership Corporation | IPP | Solar BESS Hybrid | GA | 63535 | GEN02 | 2 | Natural Gas Fired Combustion Turbine | NG | GT | (U) Under construction, less than or equal to 50 percent complete | 2
2027 | 5 | 63260 | Cobb Electric Membership Corporation | IPP | Solar BESS Hybrid | GA | 63535 | GEN03 | 2 | Natural Gas Fired Combustion Turbine | NG | GT | (U) Under construction, less than or equal to 50 percent complete | 2
2027 | 5 | 63260 | Cobb Electric Membership Corporation | IPP | Solar BESS Hybrid | GA | 63535 | GEN04 | 2 | Natural Gas Fired Combustion Turbine | NG | GT | (U) Under construction, less than or equal to 50 percent complete | 2
2027 | 5 | 61060 | Cypress Creek Renewables | IPP | Stevens Mill Solar | NC | 68812 | STVML | 80 | Solar Photovoltaic | SUN | PV | (L) Regulatory approvals pending. Not under construction | 80
2027 | 5 | 65677 | Dimension Energy LLC | IPP | Penn Shoofly Solar LLC | PA | 70005 | SHOOF | 3 | Solar Photovoltaic | SUN | PV | (T) Regulatory approvals received. Not under construction | 3
2027 | 5 | 12698 | Evergy Missouri West | Electric Utility | Sunflower Sky Energy Center | KS | 69631 | SFS01 | 65 | Solar Photovoltaic | SUN | PV | (U) Under construction, less than or equal to 50 percent complete | 65
2027 | 5 | 67462 | FGE Goodnight II, LLC | IPP | Goodnight Wind II | TX | 69403 | GOOD2 | 265.5 | Onshore Wind Turbine | WND | WT | (U) Under construction, less than or equal to 50 percent complete | 265.5
2027 | 5 | 67809 | Foxtail Flats Solar, LLC | IPP | Foxtail Flats Solar, LLC | NM | 69967 | FTS | 170 | Solar Photovoltaic | SUN | PV | (U) Under construction, less than or equal to 50 percent complete | 170
2027 | 5 | 6738 | Franklin Heating Station | Commercial | Franklin Heating Station | MN | 54224 | CTG1 | 7.3 | Natural Gas Fired Combined Cycle | NG | CT | (U) Under construction, less than or equal to 50 percent complete | 7.5
2027 | 5 | 6738 | Franklin Heating Station | Commercial | Franklin Heating Station | MN | 54224 | EG11 | 3.4 | Petroleum Liquids | DFO | IC | (U) Under construction, less than or equal to 50 percent complete | 3.4
2027 | 5 | 6738 | Franklin Heating Station | Commercial | Franklin Heating Station | MN | 54224 | EG12 | 3.4 | Petroleum Liquids | DFO | IC | (U) Under construction, less than or equal to 50 percent complete | 3.4
2027 | 5 | 6738 | Franklin Heating Station | Commercial | Franklin Heating Station | MN | 54224 | EG13 | 3.4 | Petroleum Liquids | DFO | IC | (U) Under construction, less than or equal to 50 percent complete | 3.4
2027 | 5 | 6738 | Franklin Heating Station | Commercial | Franklin Heating Station | MN | 54224 | EG14 | 3.4 | Petroleum Liquids | DFO | IC | (U) Under construction, less than or equal to 50 percent complete | 3.4
2027 | 5 | 6738 | Franklin Heating Station | Commercial | Franklin Heating Station | MN | 54224 | EG15 | 3.4 | Petroleum Liquids | DFO | IC | (U) Under construction, less than or equal to 50 percent complete | 3.4
2027 | 5 | 62759 | Geronimo Power | IPP | Bee Hollow Solar, LLC | IL | 69874 | BHSF | 150 | Solar Photovoltaic | SUN | PV | (L) Regulatory approvals pending. Not under construction | 150
2027 | 5 | 67048 | Greenlia Solar Power Misae III, LLC | IPP | Greenalia Solar Power Misae III | TX | 68769 | M3GSP | 169.6 | Solar Photovoltaic | SUN | PV | (T) Regulatory approvals received. Not under construction | 169.6
2027 | 5 | 67539 | Hollis Creek PV I, LLC | IPP | Hollis Creek Solar | LA | 69590 | HC1 | 200 | Solar Photovoltaic | SUN | PV | (U) Under construction, less than or equal to 50 percent complete | 220
2027 | 5 | 65814 | Innovative Solar 245 LLC | IPP | Indigo Solar & Storage | TX | 66891 | 245BS | 180 | Batteries | MWH | BA | (P) Planned for installation, but regulatory approvals not initiated | 180
2027 | 5 | 65814 | Innovative Solar 245 LLC | IPP | Indigo Solar & Storage | TX | 66891 | IS245 | 150 | Solar Photovoltaic | SUN | PV | (P) Planned for installation, but regulatory approvals not initiated | 150
2027 | 5 | 10171 | Kentucky Utilities Co | Electric Utility | E W Brown | KY | 1355 | BESS | 125 | Batteries | MWH | BA | (U) Under construction, less than or equal to 50 percent complete | 125
2027 | 5 | 67514 | Middle River Power | IPP | Tracy BESS | CA | 69539 | TRAB | 40 | Batteries | MWH | BA | (U) Under construction, less than or equal to 50 percent complete | 40
2027 | 5 | 13491 | New York University | Commercial | New York University Central Plant | NY | 54808 | STG1 | 1.8 | Natural Gas Fired Combined Cycle | NG | CA | (P) Planned for installation, but regulatory approvals not initiated | 2.9
2027 | 5 | 13781 | Northern States Power Co - Minnesota | Electric Utility | Blue Lake BESS | MN | 70098 | BEB | 135.5 | Batteries | MWH | BA | (U) Under construction, less than or equal to 50 percent complete | 135.5
2027 | 5 | 67602 | Permian Power I LLC | IPP | Vast Sands Power | TX | 69689 | CT11 | 440 | Natural Gas Fired Combustion Turbine | NG | GT | (U) Under construction, less than or equal to 50 percent complete | 440
2027 | 5 | 67602 | Permian Power I LLC | IPP | Vast Sands Power | TX | 69689 | CT12 | 440 | Natural Gas Fired Combustion Turbine | NG | GT | (U) Under construction, less than or equal to 50 percent complete | 440
2027 | 5 | 66347 | Placid Solar II, LLC | IPP | Highland Solar North | FL | 64345 | 1112 | 74.9 | Solar Photovoltaic | SUN | PV | (L) Regulatory approvals pending. Not under construction | 74.9
2027 | 5 | 65869 | Prologis Logistics Services Incorporated | IPP | Romeoville 34 - SLCHI234 - BSCHI234 | IL | 68235 | C34BB | 0.5 | Batteries | MWH | BA | (U) Under construction, less than or equal to 50 percent complete | 0.5
2027 | 5 | 67453 | Red Egret, LLC | IPP | Red Egret | TX | 69364 | REDEG | 300 | Batteries | MWH | BA | (U) Under construction, less than or equal to 50 percent complete | 300
2027 | 5 | 66509 | Red River Clean Energy | IPP | Chisme Solar and Storage | TX | 68078 | CHIBS | 146 | Batteries | MWH | BA | (U) Under construction, less than or equal to 50 percent complete | 146
2027 | 5 | 66509 | Red River Clean Energy | IPP | Chisme Solar and Storage | TX | 68078 | CHIPV | 147 | Solar Photovoltaic | SUN | PV | (U) Under construction, less than or equal to 50 percent complete | 147
2027 | 5 | 65265 | Repsol Renewables NA | IPP | Pecan Prairie North Solar | TX | 64999 | CPNS1 | 350 | Solar Photovoltaic | SUN | PV | (L) Regulatory approvals pending. Not under construction | 350
2027 | 5 | 65079 | Solar Proponent LLC | IPP | Rowdy Creek Solar and BESS | TX | 65854 | RDYPV | 700 | Solar Photovoltaic | SUN | PV | (L) Regulatory approvals pending. Not under construction | 700
2027 | 5 | 65777 | Urban Grid Solar | IPP | Hillsboro Solar 3 | AL | 66852 | HILL3 | 200 | Solar Photovoltaic | SUN | PV | (L) Regulatory approvals pending. Not under construction | 200
2027 | 5 | 66649 | Viridis Solar | IPP | Panton | VT | 68213 | 1 | 50 | Solar Photovoltaic | SUN | PV | (L) Regulatory approvals pending. Not under construction | 50
2027 | 5 | 67780 | Weirs Creek Solar LLC | IPP | Weirs Creek | KY | 69929 | WC001 | 150 | Solar Photovoltaic | SUN | PV | (U) Under construction, less than or equal to 50 percent complete | 150
2027 | 6 | 61222 | 174 Power Global Corp. | IPP | Boulder Solar III LLC | NV | 65141 | BS301 | 128 | Solar Photovoltaic | SUN | PV | (P) Planned for installation, but regulatory approvals not initiated | 128
2027 | 6 | 61222 | 174 Power Global Corp. | IPP | Boulder Solar III LLC | NV | 65141 | BS3ES | 128 | Batteries | MWH | BA | (P) Planned for installation, but regulatory approvals not initiated | 128
2027 | 6 | 64904 | AES Clean Energy | IPP | Sycamore Cross Solar | VA | 68040 | SYCAM | 208.2 | Solar Photovoltaic | SUN | PV | (P) Planned for installation, but regulatory approvals not initiated | 208.2
2027 | 6 | 57416 | Acciona Energy USA Global, LLC | IPP | AEUG Fleming Solar, LLC | KY | 64658 | AFS | 188.5 | Solar Photovoltaic | SUN | PV | (U) Under construction, less than or equal to 50 percent complete | 188.5
2027 | 6 | 60281 | Altus Power America Management, LLC | IPP | SunEast Dog Corners Solar Project | NY | 62823 | Q584 | 20 | Solar Photovoltaic | SUN | PV | (U) Under construction, less than or equal to 50 percent complete | 20
2027 | 6 | 60281 | Altus Power America Management, LLC | IPP | SunEast Flat Hill Solar Project | NY | 63901 | Q#865 | 20 | Solar Photovoltaic | SUN | PV | (U) Under construction, less than or equal to 50 percent complete | 20
2027 | 6 | 60281 | Altus Power America Management, LLC | IPP | SunEast Valley Solar Project | NY | 63862 | Q#828 | 20 | Solar Photovoltaic | SUN | PV | (U) Under construction, less than or equal to 50 percent complete | 20
2027 | 6 | 796 | Arizona Electric Pwr Coop Inc | Electric Utility | Apache Station | AZ | 160 | GT7 | 38 | Natural Gas Fired Combustion Turbine | NG | GT | (L) Regulatory approvals pending. Not under construction | 51.1
2027 | 6 | 796 | Arizona Electric Pwr Coop Inc | Electric Utility | Apache Station | AZ | 160 | GT8 | 38 | Natural Gas Fired Combustion Turbine | NG | GT | (L) Regulatory approvals pending. Not under construction | 51.1
2027 | 6 | 796 | Arizona Electric Pwr Coop Inc | Electric Utility | Mohave Energy Park | AZ | 69773 | GT1 | 43 | Natural Gas Fired Combustion Turbine | NG | GT | (L) Regulatory approvals pending. Not under construction | 60.5
2027 | 6 | 796 | Arizona Electric Pwr Coop Inc | Electric Utility | Mohave Energy Park | AZ | 69773 | GT2 | 43 | Natural Gas Fired Combustion Turbine | NG | GT | (L) Regulatory approvals pending. Not under construction | 60.5
2027 | 6 | 796 | Arizona Electric Pwr Coop Inc | Electric Utility | Mohave Energy Park | AZ | 69773 | GT3 | 43 | Natural Gas Fired Combustion Turbine | NG | GT | (L) Regulatory approvals pending. Not under construction | 60.5
2027 | 6 | 796 | Arizona Electric Pwr Coop Inc | Electric Utility | Mohave Energy Park | AZ | 69773 | GT4 | 43 | Natural Gas Fired Combustion Turbine | NG | GT | (L) Regulatory approvals pending. Not under construction | 60.5
2027 | 6 | 67146 | Badger State Solar LLC | IPP | Badger State Solar LLC | WI | 68900 | BSS | 149 | Solar Photovoltaic | SUN | PV | (L) Regulatory approvals pending. Not under construction | 149
2027 | 6 | 17612 | Bear Valley Electric Service | Electric Utility | Bear Valley Solar Plant | CA | 67258 | BVES1 | 5 | Solar Photovoltaic | SUN | PV | (P) Planned for installation, but regulatory approvals not initiated | 5
2027 | 6 | 67165 | Beavertail Solar, LLC | IPP | Beavertail Solar | MO | 68917 | BS | 400 | Solar Photovoltaic | SUN | PV | (T) Regulatory approvals received. Not under construction | 400
2027 | 6 | 67526 | Blacks Creek Energy Center, LLC | IPP | Blacks Creek Solar | ID | 69553 | BCS | 400 | Solar Photovoltaic | SUN | PV | (T) Regulatory approvals received. Not under construction | 400
2027 | 6 | 66100 | Boralex US Operations LLC | IPP | Diamond Solar (NY) | NY | 67220 | NY48 | 60 | Solar Photovoltaic | SUN | PV | (P) Planned for installation, but regulatory approvals not initiated | 60
2027 | 6 | 66100 | Boralex US Operations LLC | IPP | Foothills Solar (NY) | NY | 67221 | NY128 | 40 | Solar Photovoltaic | SUN | PV | (P) Planned for installation, but regulatory approvals not initiated | 40
2027 | 6 | 67884 | CVE US PA New Alexandria 363 LLC | IPP | New Alexandria - PA 0363 (Weimer North) | PA | 70114 | 363 | 1.5 | Solar Photovoltaic | SUN | PV | (U) Under construction, less than or equal to 50 percent complete | 1.5
2027 | 6 | 67887 | CVE US PA Roulette 467 LLC | IPP | Roulette - PA 0467 | PA | 70126 | 467 | 2.6 | Solar Photovoltaic | SUN | PV | (U) Under construction, less than or equal to 50 percent complete | 2.6
2027 | 6 | 67888 | CVE US PA Roulette 479 LLC | IPP | Roulette - PA 0479 | PA | 70128 | 479 | 1.1 | Solar Photovoltaic | SUN | PV | (U) Under construction, less than or equal to 50 percent complete | 1.1
2027 | 6 | 67057 | Chalk Bluff Solar Energy LLC | IPP | Chalk Bluff Solar | AR | 68772 | CHALK | 450 | Solar Photovoltaic | SUN | PV | (U) Under construction, less than or equal to 50 percent complete | 450
2027 | 6 | 2634 | City of Bushnell - (IL) | Electric Utility | Bushnell | IL | 935 | 8 | 2.5 | Petroleum Liquids | DFO | IC | (T) Regulatory approvals received. Not under construction | 2.5
2027 | 6 | 66571 | Clenera DevCo LLC | IPP | Snowflake A Solar and BESS | AZ | 69060 | SNFA | 475 | Solar Photovoltaic | SUN | PV | (L) Regulatory approvals pending. Not under construction | 475
2027 | 6 | 66571 | Clenera DevCo LLC | IPP | Snowflake A Solar and BESS | AZ | 69060 | SNFBA | 475 | Batteries | MWH | BA | (L) Regulatory approvals pending. Not under construction | 475
2027 | 6 | 66620 | Coles Wind, LLC | IPP | Coles Wind | IL | 68184 | COLES | 300 | Onshore Wind Turbine | WND | WT | (T) Regulatory approvals received. Not under construction | 300
2027 | 6 | 67895 | Concho County Solar 1 LLC | IPP | Lucy Solar | TX | 70200 | 64205 | 351.3 | Solar Photovoltaic | SUN | PV | (TS) Construction complete, but not yet in commercial operation | 351.3
2027 | 6 | 5109 | DTE Electric Company | Electric Utility | Beecher Solar Park | MI | 69463 | BCRSP | 80 | Solar Photovoltaic | SUN | PV | (U) Under construction, less than or equal to 50 percent complete | 80
2027 | 6 | 65677 | Dimension Energy LLC | IPP | Richmond Road Solar LLC | VA | 70007 | RICHR | 5 | Solar Photovoltaic | SUN | PV | (T) Regulatory approvals received. Not under construction | 5
2027 | 6 | 5248 | Dominion Energy Inc. | Electric Utility | Clover Creek Solar | VA | 66315 | CCSO | 77.2 | Solar Photovoltaic | SUN | PV | (U) Under construction, less than or equal to 50 percent complete | 77.2
2027 | 6 | 5416 | Duke Energy Carolinas, LLC | Electric Utility | Allen 2 BESS | NC | 69148 | BESS1 | 167 | Batteries | MWH | BA | (P) Planned for installation, but regulatory approvals not initiated | 167
2027 | 6 | 66796 | Empire Offshore Wind LLC | IPP | Empire Wind 1 | NY | 68443 | EMP01 | 810 | Offshore Wind Turbine | WND | WS | (U) Under construction, less than or equal to 50 percent complete | 810
2027 | 6 | 58597 | Enviromission, Inc | IPP | La Paz Solar Tower | AZ | 58652 | 1 | 200 | Solar Thermal without Energy Storage | SUN | OT | (P) Planned for installation, but regulatory approvals not initiated | 200
2027 | 6 | 67808 | Four Mile Mesa Solar, LLC | IPP | Four Mile Mesa Solar, LLC | NM | 69966 | FMM | 100 | Solar Photovoltaic | SUN | PV | (U) Under construction, less than or equal to 50 percent complete | 100
2027 | 6 | 67809 | Foxtail Flats Solar, LLC | IPP | Foxtail Flats Solar, LLC | NM | 69967 | FTB | 80 | Batteries | MWH | BA | (T) Regulatory approvals received. Not under construction | 80
2027 | 6 | 63524 | Freepoint Commodities LLC | IPP | Raceway Solar | DE | 63846 | RACE | 50 | Solar Photovoltaic | SUN | PV | (T) Regulatory approvals received. Not under construction | 50
2027 | 6 | 66616 | Fremont Solar, LLC | IPP | Fremont Solar | UT | 68153 | BA1 | 198 | Batteries | MWH | BA | (L) Regulatory approvals pending. Not under construction | 198
2027 | 6 | 66616 | Fremont Solar, LLC | IPP | Fremont Solar | UT | 68153 | PV1 | 99 | Solar Photovoltaic | SUN | PV | (L) Regulatory approvals pending. Not under construction | 99
2027 | 6 | 67307 | Freshwater Solar LLC | IPP | Freshwater Solar, LLC | MI | 69169 | FWS | 200 | Solar Photovoltaic | SUN | PV | (U) Under construction, less than or equal to 50 percent complete | 200
2027 | 6 | 67223 | Glenarm BESS LLC | Electric Utility | Glenarm BESS Plant | CA | 69024 | GLNB1 | 25 | Batteries | MWH | BA | (L) Regulatory approvals pending. Not under construction | 25
2027 | 6 | 67750 | Grace Orchard Interconnection, LLC | IPP | Grace Energy Center | CA | 69820 | GRA1 | 500 | Solar Photovoltaic | SUN | PV | (T) Regulatory approvals received. Not under construction | 500
2027 | 6 | 67750 | Grace Orchard Interconnection, LLC | IPP | Grace Energy Center | CA | 69820 | GRA2 | 500 | Batteries | MWH | BA | (T) Regulatory approvals received. Not under construction | 500
2027 | 6 | 66380 | Gransolar Texas Twenty Two LLC | IPP | RedSun PV and BESS | TX | 67782 | GS22B | 84 | Batteries | MWH | BA | (L) Regulatory approvals pending. Not under construction | 84
2027 | 6 | 66380 | Gransolar Texas Twenty Two LLC | IPP | RedSun PV and BESS | TX | 67782 | GS22P | 84 | Solar Photovoltaic | SUN | PV | (L) Regulatory approvals pending. Not under construction | 84
2027 | 6 | 66624 | Heritage Wind, LLC | IPP | Heritage Wind | NY | 68191 | HRTG | 126 | Onshore Wind Turbine | WND | WT | (P) Planned for installation, but regulatory approvals not initiated | 126
2027 | 6 | 65967 | Iron Belt Energy Storage Project, LLC | IPP | Iron Belt | TX | 67059 | 1 | 400 | Batteries | MWH | BA | (P) Planned for installation, but regulatory approvals not initiated | 400
2027 | 6 | 66819 | Kentucky Municipal Energy Agency | Electric Utility | KYMEA Energy Center I | KY | 68453 | 1 | 18.8 | Natural Gas Internal Combustion Engine | NG | IC | (L) Regulatory approvals pending. Not under construction | 18.8
2027 | 6 | 66819 | Kentucky Municipal Energy Agency | Electric Utility | KYMEA Energy Center I | KY | 68453 | 2 | 18.8 | Natural Gas Internal Combustion Engine | NG | IC | (L) Regulatory approvals pending. Not under construction | 18.8
2027 | 6 | 66819 | Kentucky Municipal Energy Agency | Electric Utility | KYMEA Energy Center I | KY | 68453 | 3 | 18.8 | Natural Gas Internal Combustion Engine | NG | IC | (L) Regulatory approvals pending. Not under construction | 18.8
2027 | 6 | 66819 | Kentucky Municipal Energy Agency | Electric Utility | KYMEA Energy Center I | KY | 68453 | 4 | 18.8 | Natural Gas Internal Combustion Engine | NG | IC | (L) Regulatory approvals pending. Not under construction | 18.8
2027 | 6 | 50123 | Leeward Asset Management, LLC | IPP | Hoosier Line Solar | IN | 67173 | HLW00 | 180 | Solar Photovoltaic | SUN | PV | (P) Planned for installation, but regulatory approvals not initiated | 180
2027 | 6 | 50123 | Leeward Asset Management, LLC | IPP | Morrow Lake BESS | TX | 68084 | MLB | 200 | Batteries | MWH | BA | (U) Under construction, less than or equal to 50 percent complete | 200
2027 | 6 | 50123 | Leeward Asset Management, LLC | IPP | South Branch Solar | OH | 68086 | SBS | 115 | Solar Photovoltaic | SUN | PV | (L) Regulatory approvals pending. Not under construction | 115
2027 | 6 | 11249 | Louisville Gas & Electric Co | Electric Utility | Mill Creek (KY) | KY | 1364 | 5 | 645 | Natural Gas Fired Combined Cycle | NG | CS | (U) Under construction, less than or equal to 50 percent complete | 740
2027 | 6 | 67498 | Marici Project LLC | IPP | Marici | CA | 69508 | 1 | 400 | Batteries | MWH | BA | (L) Regulatory approvals pending. Not under construction | 400
2027 | 6 | 67169 | Midway BESS LLC | IPP | Midway BESS | CA | 68925 | MIDB | 119.9 | Batteries | MWH | BA | (T) Regulatory approvals received. Not under construction | 124.6
2027 | 6 | 12796 | Monongahela Power Co | Electric Utility | Wylie Ridge Solar | WV | 66901 | WRS | 8.4 | Solar Photovoltaic | SUN | PV | (L) Regulatory approvals pending. Not under construction | 8.4
2027 | 6 | 67919 | Romero Energy Center, LLC | IPP | Romero Energy Center | AZ | 70193 | REC01 | 225 | Batteries | MWH | BA | (U) Under construction, less than or equal to 50 percent complete | 225
2027 | 6 | 64514 | Royalston Solar One, LLC | IPP | Royalston Solar One | MA | 65136 | VCPS1 | 2.5 | Batteries | MWH | BA | (P) Planned for installation, but regulatory approvals not initiated | 2.5
2027 | 6 | 66933 | SR Magnolia, LLC | IPP | SR Magnolia | MS | 68559 | MAGNA | 160 | Solar Photovoltaic | SUN | PV | (T) Regulatory approvals received. Not under construction | 160
2027 | 6 | 67797 | SV CSG Manteno, LLC | IPP | SV CSG Manteno | IL | 69948 | MANTB | 5 | Batteries | MWH | BA | (T) Regulatory approvals received. Not under construction | 5
2027 | 6 | 67797 | SV CSG Manteno, LLC | IPP | SV CSG Manteno | IL | 69948 | MANTO | 5 | Solar Photovoltaic | SUN | PV | (T) Regulatory approvals received. Not under construction | 5
2027 | 6 | 67748 | SV CSG St Anne 1, LLC | IPP | SV CSG St Anne 1 | IL | 69817 | SANNE | 5 | Solar Photovoltaic | SUN | PV | (T) Regulatory approvals received. Not under construction | 5
2027 | 6 | 65144 | Samsung C&T Renewables, LLC | IPP | Conez Solar, LLC | GA | 66671 | CONEZ | 150 | Solar Photovoltaic | SUN | PV | (P) Planned for installation, but regulatory approvals not initiated | 150
2027 | 6 | 67845 | Sierra Solar LLC | IPP | Sierra Solar | AZ | 70049 | NUCPV | 25 | Solar Photovoltaic | SUN | PV | (T) Regulatory approvals received. Not under construction | 25
2027 | 6 | 64994 | SolRiver Capital LLC | IPP | Rhubarb One SC | SC | 59596 | PV1 | 9.6 | Solar Photovoltaic | SUN | PV | (L) Regulatory approvals pending. Not under construction | 9.6
2027 | 6 | 67848 | South Platte Storage, LLC | IPP | South Platte Storage | CO | 70053 | SP250 | 250 | Batteries | MWH | BA | (T) Regulatory approvals received. Not under construction | 250
2027 | 6 | 63678 | SunEast Manchester Solar LLC | IPP | SunEast Manchester Solar Project | NY | 64037 | Q#913 | 20 | Solar Photovoltaic | SUN | PV | (T) Regulatory approvals received. Not under construction | 20
2027 | 6 | 62698 | SunEast Skyline Solar LLC | IPP | SunEast Skyline Solar Project | NY | 62816 | Q670 | 20 | Solar Photovoltaic | SUN | PV | (P) Planned for installation, but regulatory approvals not initiated | 20
2027 | 6 | 65815 | Sunraycer Assets I LLC | IPP | Lupinus Storage 3 | TX | 67674 | LUPE3 | 50.9 | Batteries | MWH | BA | (P) Planned for installation, but regulatory approvals not initiated | 50.9
2027 | 6 | 66606 | Templeton Wind Energy Center, LLC | Electric Utility | Templeton Wind | IN | 68179 | TEMPW | 200.2 | Onshore Wind Turbine | WND | WT | (T) Regulatory approvals received. Not under construction | 200.2
2027 | 6 | 65777 | Urban Grid Solar | IPP | Beaver Creek Solar | PA | 66850 | BEAC1 | 34.2 | Solar Photovoltaic | SUN | PV | (L) Regulatory approvals pending. Not under construction | 34.2
2027 | 6 | 64657 | Vacherie Solar Energy Center, LLC | IPP | Vacherie Solar Energy Center, LLC | LA | 65345 | VSEC | 150 | Solar Photovoltaic | SUN | PV | (T) Regulatory approvals received. Not under construction | 150
2027 | 6 | 64545 | Vesper Energy Development LLC | IPP | TX Nazareth Solar | TX | 67575 | NZRTH | 201 | Solar Photovoltaic | SUN | PV | (T) Regulatory approvals received. Not under construction | 201
2027 | 6 | 66886 | Watkins Road Solar NY LLC | IPP | SunEast Watkins Road Solar Project | NY | 62896 | Q586 | 20 | Solar Photovoltaic | SUN | PV | (T) Regulatory approvals received. Not under construction | 20
2027 | 6 | 60059 | ZGlobal Inc | IPP | Gardenia 1 | CA | 70105 | GDNAB | 3 | Batteries | MWH | BA | (P) Planned for installation, but regulatory approvals not initiated | 3
2027 | 6 | 60059 | ZGlobal Inc | IPP | Gardenia 1 | CA | 70105 | GDNAS | 3 | Solar Photovoltaic | SUN | PV | (P) Planned for installation, but regulatory approvals not initiated | 3
2027 | 6 | 60059 | ZGlobal Inc | IPP | Jade Solar 3 | CA | 70106 | JADEB | 1.5 | Batteries | MWH | BA | (P) Planned for installation, but regulatory approvals not initiated | 1.5
2027 | 6 | 60059 | ZGlobal Inc | IPP | Jade Solar 3 | CA | 70106 | JADES | 1.5 | Solar Photovoltaic | SUN | PV | (P) Planned for installation, but regulatory approvals not initiated | 1.5
2027 | 6 | 66318 | Zeta Solar, LLC | IPP | Zeta Solar & Storage | CA | 67676 | GEN01 | 75 | Solar Photovoltaic | SUN | PV | (U) Under construction, less than or equal to 50 percent complete | 75
2027 | 6 | 66318 | Zeta Solar, LLC | IPP | Zeta Solar & Storage | CA | 67676 | GEN02 | 75 | Batteries | MWH | BA | (U) Under construction, less than or equal to 50 percent complete | 75
2027 | 7 | 64904 | AES Clean Energy | IPP | Somerset Solar LLC | NY | 67324 | NYSOM | 125 | Solar Photovoltaic | SUN | PV | (P) Planned for installation, but regulatory approvals not initiated | 100
2027 | 7 | 66750 | Abeja Solar Farm LLC | IPP | Abeja Solar Farm | TX | 68347 | ABPV1 | 200 | Solar Photovoltaic | SUN | PV | (P) Planned for installation, but regulatory approvals not initiated | 200
2027 | 7 | 66751 | Alamo City ESS LLC | IPP | Alamo City ESS | TX | 68348 | ACESS | 200 | Batteries | MWH | BA | (P) Planned for installation, but regulatory approvals not initiated | 200
2027 | 7 | 924 | Associated Electric Coop, Inc | Electric Utility | Turney Energy Center | MO | 67263 | TN1 | 411.4 | Natural Gas Fired Combustion Turbine | NG | GT | (U) Under construction, less than or equal to 50 percent complete | 419
2027 | 7 | 66752 | Avant Prairie ESS LLC | IPP | Avant Prairie ESS | TX | 68349 | AVBS1 | 200 | Batteries | MWH | BA | (P) Planned for installation, but regulatory approvals not initiated | 200
2027 | 7 | 64267 | Big Creek Solar LLC | IPP | Big Creek Solar LLC | AR | 64670 | KOV4A | 400 | Solar Photovoltaic | SUN | PV | (U) Under construction, less than or equal to 50 percent complete | 400
2027 | 7 | 66754 | Bravo ESS LLC | IPP | Bravo ESS | TX | 68350 | BESS1 | 200 | Batteries | MWH | BA | (P) Planned for installation, but regulatory approvals not initiated | 200
2027 | 7 | 67618 | Camino Ramon BR 3-FF Solar Project 2020, LLC | IPP | Bishop Ranch - BR 3-FF | CA | 69710 | 4148B | 0.6 | Batteries | MWH | BA | (V) Under construction, more than 50 percent complete | 0.6
2027 | 7 | 67618 | Camino Ramon BR 3-FF Solar Project 2020, LLC | IPP | Bishop Ranch - BR 3-FF | CA | 69710 | 4148C | 0.6 | Solar Photovoltaic | SUN | PV | (V) Under construction, more than 50 percent complete | 0.6
2027 | 7 | 67618 | Camino Ramon BR 3-FF Solar Project 2020, LLC | IPP | Bishop Ranch - BR 3-FF | CA | 69710 | 4148R | 0.2 | Solar Photovoltaic | SUN | PV | (V) Under construction, more than 50 percent complete | 0.2
2027 | 7 | 67616 | Camino Ramon BR 3-GG Solar Project 2020, LLC | IPP | Bishop Ranch - BR 3-GG | CA | 69706 | 4149B | 0.6 | Batteries | MWH | BA | (V) Under construction, more than 50 percent complete | 0.6
2027 | 7 | 67616 | Camino Ramon BR 3-GG Solar Project 2020, LLC | IPP | Bishop Ranch - BR 3-GG | CA | 69706 | 4149C | 1.1 | Solar Photovoltaic | SUN | PV | (V) Under construction, more than 50 percent complete | 1.1
2027 | 7 | 67616 | Camino Ramon BR 3-GG Solar Project 2020, LLC | IPP | Bishop Ranch - BR 3-GG | CA | 69706 | 4149R | 0.2 | Solar Photovoltaic | SUN | PV | (V) Under construction, more than 50 percent complete | 0.2
2027 | 7 | 67617 | Camino Ramon BR 3-HH Solar Project 2020, LLC | IPP | Bishop Ranch - BR 3-HH | CA | 69708 | 4150B | 0.6 | Batteries | MWH | BA | (V) Under construction, more than 50 percent complete | 0.6
2027 | 7 | 67617 | Camino Ramon BR 3-HH Solar Project 2020, LLC | IPP | Bishop Ranch - BR 3-HH | CA | 69708 | 4150C | 0.6 | Solar Photovoltaic | SUN | PV | (V) Under construction, more than 50 percent complete | 0.6
2027 | 7 | 67617 | Camino Ramon BR 3-HH Solar Project 2020, LLC | IPP | Bishop Ranch - BR 3-HH | CA | 69708 | 4150R | 0.2 | Solar Photovoltaic | SUN | PV | (V) Under construction, more than 50 percent complete | 0.2
2027 | 7 | 66755 | Clairemont Solar LLC | IPP | Clairemont Solar | TX | 68351 | CLAPV | 500 | Solar Photovoltaic | SUN | PV | (P) Planned for installation, but regulatory approvals not initiated | 500
2027 | 7 | 61060 | Cypress Creek Renewables | IPP | Hanson | TX | 67657 | HANSO | 396 | Solar Photovoltaic | SUN | PV | (L) Regulatory approvals pending. Not under construction | 396
2027 | 7 | 61060 | Cypress Creek Renewables | IPP | Varnsen | IL | 67645 | TWNDA | 5 | Solar Photovoltaic | SUN | PV | (L) Regulatory approvals pending. Not under construction | 5
2027 | 7 | 5416 | Duke Energy Carolinas, LLC | Electric Utility | Maiden Creek Battery | NC | 69194 | MCBA | 50 | Batteries | MWH | BA | (U) Under construction, less than or equal to 50 percent complete | 50
2027 | 7 | 5580 | East Kentucky Power Coop, Inc | Electric Utility | Cooperative Solar Two-Fayette | KY | 69741 | PV2 | 40 | Solar Photovoltaic | SUN | PV | (T) Regulatory approvals received. Not under construction | 40
2027 | 7 | 13478 | Entergy New Orleans, LLC | Electric Utility | Sherwood Forest BESS | LA | 69992 | BA1 | 7.7 | Batteries | MWH | BA | (P) Planned for installation, but regulatory approvals not initiated | 7.7
2027 | 7 | 67157 | Flint | IPP | Flint | OH | 68911 | 27288 | 200 | Batteries | MWH | BA | (U) Under construction, less than or equal to 50 percent complete | 200
2027 | 7 | 6452 | Florida Power & Light Co | Electric Utility | Catfish | FL | 68830 | 1 | 74.5 | Solar Photovoltaic | SUN | PV | (U) Under construction, less than or equal to 50 percent complete | 74.5
2027 | 7 | 6452 | Florida Power & Light Co | Electric Utility | Cocoplum | FL | 68831 | 1 | 74.5 | Solar Photovoltaic | SUN | PV | (U) Under construction, less than or equal to 50 percent complete | 74.5
2027 | 7 | 6452 | Florida Power & Light Co | Electric Utility | Hardwood Hammock | FL | 68833 | 1 | 74.5 | Solar Photovoltaic | SUN | PV | (U) Under construction, less than or equal to 50 percent complete | 74.5
2027 | 7 | 6452 | Florida Power & Light Co | Electric Utility | Maple Trail | FL | 68836 | 1 | 74.5 | Solar Photovoltaic | SUN | PV | (U) Under construction, less than or equal to 50 percent complete | 74.5
2027 | 7 | 67808 | Four Mile Mesa Solar, LLC | IPP | Four Mile Mesa Solar, LLC | NM | 69966 | FMMS | 100 | Batteries | MWH | BA | (T) Regulatory approvals received. Not under construction | 100
2027 | 7 | 63524 | Freepoint Commodities LLC | IPP | Fair Haven Solar | VT | 69667 | FHS1 | 20 | Solar Photovoltaic | SUN | PV | (T) Regulatory approvals received. Not under construction | 20
2027 | 7 | 65986 | Gransolar Texas Three, LLC | IPP | Pecan BESS | TX | 67774 | GRS3 | 157.1 | Batteries | MWH | BA | (L) Regulatory approvals pending. Not under construction | 157.1
2027 | 7 | 61166 | Green Power Energy LLC | IPP | Cody Road Wind Farm | NY | 61592 | WT4 | 2.4 | Onshore Wind Turbine | WND | WT | (U) Under construction, less than or equal to 50 percent complete | 2.4
2027 | 7 | 61166 | Green Power Energy LLC | IPP | Cody Road Wind Farm | NY | 61592 | WT5 | 2.4 | Onshore Wind Turbine | WND | WT | (U) Under construction, less than or equal to 50 percent complete | 2.4
2027 | 7 | 67579 | Heritage Solar LLC | IPP | El Patrimonio | TX | 69660 | HS | 150 | Solar Photovoltaic | SUN | PV | (L) Regulatory approvals pending. Not under construction | 150
2027 | 7 | 66108 | Hinds Solar, LLC | IPP | Hinds Solar, LLC | MS | 67231 | HS | 150 | Solar Photovoltaic | SUN | PV | (U) Under construction, less than or equal to 50 percent complete | 150
2027 | 7 | 64476 | Hope Solar One, LLC | IPP | Hope Solar One | RI | 65060 | VCP02 | 3.5 | Solar Photovoltaic | SUN | PV | (P) Planned for installation, but regulatory approvals not initiated | 3.5
2027 | 7 | 66757 | La Salle ESS LLC | IPP | La Salle ESS | TX | 68353 | LSBS1 | 500 | Batteries | MWH | BA | (P) Planned for installation, but regulatory approvals not initiated | 500
2027 | 7 | 66758 | La Salle Solar LLC | IPP | La Salle Solar | TX | 68354 | LSPV1 | 500 | Solar Photovoltaic | SUN | PV | (P) Planned for installation, but regulatory approvals not initiated | 500
2027 | 7 | 66759 | Lazy U ESS 1 LLC | IPP | Lazy U ESS 1 | TX | 68355 | LUBA1 | 250 | Batteries | MWH | BA | (P) Planned for installation, but regulatory approvals not initiated | 250
2027 | 7 | 50123 | Leeward Asset Management, LLC | IPP | Elisabeth Solar | AZ | 68039 | ELISA | 350 | Solar Photovoltaic | SUN | PV | (L) Regulatory approvals pending. Not under construction | 350
2027 | 7 | 66027 | Orsted Wind Power North America LLC | IPP | Sunrise Wind | NY | 67435 | SRWND | 924 | Offshore Wind Turbine | WND | WS | (U) Under construction, less than or equal to 50 percent complete | 924
2027 | 7 | 63463 | Palomino Solar, LLC | IPP | Palomino Solar | OH | 63784 | PLMNO | 200 | Solar Photovoltaic | SUN | PV | (U) Under construction, less than or equal to 50 percent complete | 200
2027 | 7 | 67700 | Pepper Solar Farm, LLC | IPP | Pepper Solar Farm | TX | 68359 | OCPSF | 120 | Solar Photovoltaic | SUN | PV | (P) Planned for installation, but regulatory approvals not initiated | 120
2027 | 7 | 65690 | Premium Energy Holdings | IPP | Whale Rock Pumped Storage Hydro Project | CA | 66685 | WH001 | 200 | Hydroelectric Pumped Storage | WAT | PS | (P) Planned for installation, but regulatory approvals not initiated | 200
2027 | 7 | 65690 | Premium Energy Holdings | IPP | Whale Rock Pumped Storage Hydro Project | CA | 66685 | WH002 | 200 | Hydroelectric Pumped Storage | WAT | PS | (P) Planned for installation, but regulatory approvals not initiated | 200
2027 | 7 | 65690 | Premium Energy Holdings | IPP | Whale Rock Pumped Storage Hydro Project | CA | 66685 | WH003 | 200 | Hydroelectric Pumped Storage | WAT | PS | (P) Planned for installation, but regulatory approvals not initiated | 200
2027 | 7 | 66764 | Prost ESS LLC | IPP | Prost ESS | TX | 68360 | PRESS | 200 | Batteries | MWH | BA | (P) Planned for installation, but regulatory approvals not initiated | 200
2027 | 7 | 67192 | RWE Clean Energy | IPP | Burt County Wind | NE | 61511 | BCNE | 75 | Onshore Wind Turbine | WND | WT | (L) Regulatory approvals pending. Not under construction | 75
2027 | 7 | 64726 | Rivers Electric, LLC | IPP | Mill Pond Hydro | NY | 65399 | U3 | 0.5 | Conventional Hydroelectric | WAT | HY | (P) Planned for installation, but regulatory approvals not initiated | 0.5
2027 | 7 | 66765 | Rush ESS LLC | IPP | Rush ESS | TX | 68361 | RUESS | 200 | Batteries | MWH | BA | (P) Planned for installation, but regulatory approvals not initiated | 200
2027 | 7 | 66935 | SR Middleton, LLC | IPP | SR Middleton | TN | 68561 | MIDDN | 55 | Solar Photovoltaic | SUN | PV | (T) Regulatory approvals received. Not under construction | 55
2027 | 7 | 16572 | Salt River Project | Electric Utility | Coolidge Generation Station | AZ | 56948 | COE19 | 42 | Natural Gas Fired Combustion Turbine | NG | GT | (U) Under construction, less than or equal to 50 percent complete | 49.5
2027 | 7 | 16572 | Salt River Project | Electric Utility | Coolidge Generation Station | AZ | 56948 | COE20 | 42 | Natural Gas Fired Combustion Turbine | NG | GT | (U) Under construction, less than or equal to 50 percent complete | 49.5
2027 | 7 | 16572 | Salt River Project | Electric Utility | Coolidge Generation Station | AZ | 56948 | COE21 | 42 | Natural Gas Fired Combustion Turbine | NG | GT | (U) Under construction, less than or equal to 50 percent complete | 49.5
2027 | 7 | 16572 | Salt River Project | Electric Utility | Coolidge Generation Station | AZ | 56948 | COE22 | 42 | Natural Gas Fired Combustion Turbine | NG | GT | (U) Under construction, less than or equal to 50 percent complete | 49.5
2027 | 7 | 16572 | Salt River Project | Electric Utility | Coolidge Generation Station | AZ | 56948 | COE23 | 42 | Natural Gas Fired Combustion Turbine | NG | GT | (U) Under construction, less than or equal to 50 percent complete | 49.5
2027 | 7 | 16572 | Salt River Project | Electric Utility | Coolidge Generation Station | AZ | 56948 | COE24 | 42 | Natural Gas Fired Combustion Turbine | NG | GT | (U) Under construction, less than or equal to 50 percent complete | 49.5
2027 | 7 | 17166 | Sierra Pacific Power Co | Electric Utility | Sierra Solar Hybrid | NV | 67978 | SSES1 | 400 | Batteries | MWH | BA | (L) Regulatory approvals pending. Not under construction | 400
2027 | 7 | 66767 | SunShiner ESS LLC | IPP | SunShiner ESS | TX | 68363 | SSESS | 200 | Batteries | MWH | BA | (P) Planned for installation, but regulatory approvals not initiated | 200
2027 | 7 | 62936 | TREX US Red Holly LLC | IPP | TREX US Red Holly | TX | 63202 | 701-S | 50 | Batteries | MWH | BA | (L) Regulatory approvals pending. Not under construction | 50
2027 | 7 | 66768 | Tex-Bar ESS LLC | IPP | Tex-Bar ESS | TX | 68364 | TBESS | 200 | Batteries | MWH | BA | (P) Planned for installation, but regulatory approvals not initiated | 200
2027 | 7 | 67516 | Vaca Dixon BESS LLC | IPP | Vaca BESS | CA | 69541 | VACB | 57 | Batteries | MWH | BA | (L) Regulatory approvals pending. Not under construction | 59.5
2027 | 7 | 63527 | Westlands Cherry, LLC | IPP | Cherry | CA | 63850 | BESS2 | 110 | Batteries | MWH | BA | (T) Regulatory approvals received. Not under construction | 110
2027 | 7 | 63527 | Westlands Cherry, LLC | IPP | Cherry | CA | 63850 | CHERY | 249.7 | Solar Photovoltaic | SUN | PV | (T) Regulatory approvals received. Not under construction | 249.7
2027 | 8 | 57416 | Acciona Energy USA Global, LLC | IPP | Adelite Storage Project LLC | TX | 69004 | ADELI | 230 | Batteries | MWH | BA | (T) Regulatory approvals received. Not under construction | 230
2027 | 8 | 65654 | Birch Creek Development | IPP | Station Solar | IL | 69978 | STPV | 40 | Solar Photovoltaic | SUN | PV | (U) Under construction, less than or equal to 50 percent complete | 40
2027 | 8 | 2220 | Brigham City Corporation | Electric Utility | Brigham City Gas | UT | 69668 | BCIC1 | 2.5 | Natural Gas Internal Combustion Engine | NG | IC | (T) Regulatory approvals received. Not under construction | 2.5
2027 | 8 | 2220 | Brigham City Corporation | Electric Utility | Brigham City Gas | UT | 69668 | BCIC2 | 2.5 | Natural Gas Internal Combustion Engine | NG | IC | (T) Regulatory approvals received. Not under construction | 2.5
2027 | 8 | 2220 | Brigham City Corporation | Electric Utility | Brigham City Gas | UT | 69668 | BCIC3 | 2.5 | Natural Gas Internal Combustion Engine | NG | IC | (T) Regulatory approvals received. Not under construction | 2.5
2027 | 8 | 66731 | BrightNight Power | IPP | Pepper Hammock Solar and Storage | GA | 68367 | PEHA1 | 1200 | Solar Photovoltaic | SUN | PV | (L) Regulatory approvals pending. Not under construction | 1200
2027 | 8 | 18525 | City of Tecumseh - (NE) | Electric Utility | Tecumseh | NE | 2308 | 6 | 2.1 | Petroleum Liquids | DFO | IC | (T) Regulatory approvals received. Not under construction | 2.1
2027 | 8 | 18525 | City of Tecumseh - (NE) | Electric Utility | Tecumseh | NE | 2308 | 7 | 2.1 | Petroleum Liquids | DFO | IC | (T) Regulatory approvals received. Not under construction | 2.1
2027 | 8 | 66571 | Clenera DevCo LLC | IPP | CO Bar C Solar and BESS | AZ | 69058 | CBCBA | 206 | Batteries | MWH | BA | (P) Planned for installation, but regulatory approvals not initiated | 206
2027 | 8 | 66571 | Clenera DevCo LLC | IPP | CO Bar C Solar and BESS | AZ | 69058 | CBCPV | 206 | Solar Photovoltaic | SUN | PV | (P) Planned for installation, but regulatory approvals not initiated | 206
2027 | 8 | 5109 | DTE Electric Company | Electric Utility | Cedar Field Solar Park | MI | 69464 | CDFSP | 145 | Solar Photovoltaic | SUN | PV | (U) Under construction, less than or equal to 50 percent complete | 145
2027 | 8 | 5580 | East Kentucky Power Coop, Inc | Electric Utility | Cooperative Solar Three-Marion | KY | 69742 | PV3 | 96 | Solar Photovoltaic | SUN | PV | (T) Regulatory approvals received. Not under construction | 96
2027 | 8 | 65476 | Gransolar Texas Eight, LLC | IPP | Tokio Solar | TX | 66397 | TOKIO | 168 | Solar Photovoltaic | SUN | PV | (P) Planned for installation, but regulatory approvals not initiated | 170.4
2027 | 8 | 66385 | Gransolar Texas Ten LLC | IPP | Payne Battlecreek Solar | TX | 67788 | GRS10 | 85 | Solar Photovoltaic | SUN | PV | (L) Regulatory approvals pending. Not under construction | 85
2027 | 8 | 67625 | Kerrville Public Utility Board Public Facility Corp | Electric Utility | Rock Island Generating | TX | 69760 | RIG1 | 19.9 | Natural Gas Internal Combustion Engine | NG | IC | (L) Regulatory approvals pending. Not under construction | 20.3
2027 | 8 | 67625 | Kerrville Public Utility Board Public Facility Corp | Electric Utility | Rock Island Generating | TX | 69760 | RIG2 | 19.9 | Natural Gas Internal Combustion Engine | NG | IC | (L) Regulatory approvals pending. Not under construction | 20.3
2027 | 8 | 67625 | Kerrville Public Utility Board Public Facility Corp | Electric Utility | Rock Island Generating | TX | 69760 | RIG3 | 19.9 | Natural Gas Internal Combustion Engine | NG | IC | (L) Regulatory approvals pending. Not under construction | 20.3
2027 | 8 | 67625 | Kerrville Public Utility Board Public Facility Corp | Electric Utility | Rock Island Generating | TX | 69760 | RIG4 | 19.9 | Natural Gas Internal Combustion Engine | NG | IC | (L) Regulatory approvals pending. Not under construction | 20.3
2027 | 8 | 67625 | Kerrville Public Utility Board Public Facility Corp | Electric Utility | Rock Island Generating | TX | 69760 | RIG5 | 19.9 | Natural Gas Internal Combustion Engine | NG | IC | (L) Regulatory approvals pending. Not under construction | 20.3
2027 | 8 | 67625 | Kerrville Public Utility Board Public Facility Corp | Electric Utility | Rock Island Generating | TX | 69760 | RIG6 | 19.9 | Natural Gas Internal Combustion Engine | NG | IC | (L) Regulatory approvals pending. Not under construction | 20.3
2027 | 8 | 67151 | Pine Forest Solar I, LLC | IPP | Pine Forest Solar I | TX | 68906 | PFBA2 | 200 | Batteries | MWH | BA | (U) Under construction, less than or equal to 50 percent complete | 200
2027 | 8 | 67917 | RE Cobalt LLC | IPP | Cobalt | CA | 70178 | CBLT | 250 | Solar Photovoltaic | SUN | PV | (T) Regulatory approvals received. Not under construction | 250
2027 | 8 | 66938 | SR Puryear, LLC | IPP | SR Puryear | TN | 68564 | PURYR | 50 | Solar Photovoltaic | SUN | PV | (T) Regulatory approvals received. Not under construction | 50
2027 | 8 | 65079 | Solar Proponent LLC | IPP | Hollow Branch Creek | TX | 65851 | HB2PV | 460 | Solar Photovoltaic | SUN | PV | (L) Regulatory approvals pending. Not under construction | 460
2027 | 8 | 66632 | Two Rivers Solar, LLC | IPP | Two Rivers Solar | TX | 68198 | TRS | 214 | Solar Photovoltaic | SUN | PV | (P) Planned for installation, but regulatory approvals not initiated | 214
2027 | 9 | 64904 | AES Clean Energy | IPP | Brookside Solar | NY | 68473 | BROOK | 100 | Solar Photovoltaic | SUN | PV | (L) Regulatory approvals pending. Not under construction | 100
2027 | 9 | 57416 | Acciona Energy USA Global, LLC | IPP | Coneflower Storage Project LLC | TX | 69110 | CONEF | 170.9 | Batteries | MWH | BA | (L) Regulatory approvals pending. Not under construction | 170.9
2027 | 9 | 66607 | Belltown Power Texas 2, LLC | IPP | Willis Storage | TX | 68176 | WILBA | 176.1 | Batteries | MWH | BA | (L) Regulatory approvals pending. Not under construction | 176.1
2027 | 9 | 13143 | Board of Water Electric & Communications | Electric Utility | Muscatine Plant #1 | IA | 1167 | 10 | 32.6 | Natural Gas Fired Combustion Turbine | NG | GT | (T) Regulatory approvals received. Not under construction | 35
2027 | 9 | 66731 | BrightNight Power | IPP | Starfire Mountain Solar | KY | 68369 | STMO | 410 | Solar Photovoltaic | SUN | PV | (L) Regulatory approvals pending. Not under construction | 410
2027 | 9 | 67148 | Cedar Range LLC | IPP | Cedar Range Solar | TX | 68901 | PVCLA | 150 | Solar Photovoltaic | SUN | PV | (L) Regulatory approvals pending. Not under construction | 150
2027 | 9 | 67814 | Corazon Energy Storage, LLC | IPP | Corazon Energy Storage | NM | 69974 | CRZN1 | 150 | Batteries | MWH | BA | (T) Regulatory approvals received. Not under construction | 150
2027 | 9 | 61060 | Cypress Creek Renewables | IPP | Scotch Grove Solar | NC | 67663 | SGROV | 80 | Solar Photovoltaic | SUN | PV | (L) Regulatory approvals pending. Not under construction | 80
2027 | 9 | 5109 | DTE Electric Company | Electric Utility | City of Detroit Greenfield | MI | 69466 | GRESP | 7 | Solar Photovoltaic | SUN | PV | (U) Under construction, less than or equal to 50 percent complete | 7
2027 | 9 | 65677 | Dimension Energy LLC | IPP | Montour Tower Drive Solar LLC | PA | 69994 | MONTR | 3 | Solar Photovoltaic | SUN | PV | (T) Regulatory approvals received. Not under construction | 3
2027 | 9 | 58468 | Dominion Renewable Energy | IPP | Sweet Sue Solar | VA | 69474 | SWTSU | 74.8 | Solar Photovoltaic | SUN | PV | (V) Under construction, more than 50 percent complete | 74.8
2027 | 9 | 3046 | Duke Energy Progress - (NC) | Electric Utility | New Hill 1 Battery | NC | 69119 | NHBA1 | 56 | Batteries | MWH | BA | (U) Under construction, less than or equal to 50 percent complete | 56
2027 | 9 | 67734 | ENGIE Distributed Renewables Development LLC | IPP | Menard 1 | IL | 69804 | MEPV1 | 2.8 | Solar Photovoltaic | SUN | PV | (U) Under construction, less than or equal to 50 percent complete | 2.8
2027 | 9 | 67630 | Energizar Storage LLC | IPP | Energizar BESS | MA | 69721 | BESS1 | 250 | Batteries | MWH | BA | (L) Regulatory approvals pending. Not under construction | 250
2027 | 9 | 6667 | Ergon Refining Inc | Industrial | Ergon Refining Vicksburg | MS | 54918 | TM02 | 7.9 | Natural Gas Fired Combustion Turbine | NG | GT | (U) Under construction, less than or equal to 50 percent complete | 7.9
2027 | 9 | 6667 | Ergon Refining Inc | Industrial | Ergon Refining Vicksburg | MS | 54918 | TM03 | 7.9 | Natural Gas Fired Combustion Turbine | NG | GT | (U) Under construction, less than or equal to 50 percent complete | 7.9
2027 | 9 | 67738 | Fermi America | IPP | Project Matador Gas Plant (PMG) | TX | 69799 | F1G01 | 242.7 | Natural Gas Fired Combined Cycle | NG | CT | (P) Planned for installation, but regulatory approvals not initiated | 260
2027 | 9 | 67738 | Fermi America | IPP | Project Matador Gas Plant (PMG) | TX | 69799 | F1G02 | 242.7 | Natural Gas Fired Combined Cycle | NG | CT | (P) Planned for installation, but regulatory approvals not initiated | 260
2027 | 9 | 67738 | Fermi America | IPP | Project Matador Gas Plant (PMG) | TX | 69799 | F1G03 | 242.7 | Natural Gas Fired Combined Cycle | NG | CT | (P) Planned for installation, but regulatory approvals not initiated | 260
2027 | 9 | 67738 | Fermi America | IPP | Project Matador Gas Plant (PMG) | TX | 69799 | F2G01 | 242.7 | Natural Gas Fired Combined Cycle | NG | CT | (P) Planned for installation, but regulatory approvals not initiated | 260
2027 | 9 | 67738 | Fermi America | IPP | Project Matador Gas Plant (PMG) | TX | 69799 | F2G02 | 242.7 | Natural Gas Fired Combined Cycle | NG | CT | (P) Planned for installation, but regulatory approvals not initiated | 260
2027 | 9 | 67738 | Fermi America | IPP | Project Matador Gas Plant (PMG) | TX | 69799 | F2G03 | 242.7 | Natural Gas Fired Combined Cycle | NG | CT | (P) Planned for installation, but regulatory approvals not initiated | 260
2027 | 9 | 65644 | Fish Lake Geothermal LLC | IPP | Fish Lake Geothermal | NV | 66618 | FL1 | 2.1 | Geothermal | GEO | ST | (P) Planned for installation, but regulatory approvals not initiated | 3.3
2027 | 9 | 65644 | Fish Lake Geothermal LLC | IPP | Fish Lake Geothermal | NV | 66618 | FL2 | 2.9 | Geothermal | GEO | ST | (P) Planned for installation, but regulatory approvals not initiated | 3.3
2027 | 9 | 65644 | Fish Lake Geothermal LLC | IPP | Fish Lake Geothermal | NV | 66618 | FL3 | 3.4 | Geothermal | GEO | ST | (P) Planned for installation, but regulatory approvals not initiated | 4.7
2027 | 9 | 65644 | Fish Lake Geothermal LLC | IPP | Fish Lake Geothermal | NV | 66618 | FL4 | 4.3 | Geothermal | GEO | ST | (P) Planned for installation, but regulatory approvals not initiated | 6.2
2027 | 9 | 65644 | Fish Lake Geothermal LLC | IPP | Fish Lake Geothermal | NV | 66618 | FL5 | 6.8 | Geothermal | GEO | ST | (P) Planned for installation, but regulatory approvals not initiated | 9
2027 | 9 | 66384 | GRS BESS Texas Seven, LLC | IPP | Steelhead Energy Storage | TX | 67798 | GRS7 | 190.1 | Batteries | MWH | BA | (L) Regulatory approvals pending. Not under construction | 193.7
2027 | 9 | 67184 | Gilman Solar LLC PV | IPP | Gilman Solar LLC | IL | 68972 | 11253 | 4.5 | Solar Photovoltaic | SUN | PV | (U) Under construction, less than or equal to 50 percent complete | 4.5
2027 | 9 | 66382 | Gransolar Texas Eleven LLC | IPP | Vial BESS | TX | 67784 | GRS11 | 141.4 | Batteries | MWH | BA | (L) Regulatory approvals pending. Not under construction | 141.4
2027 | 9 | 67777 | HQCA Energy Solutions, LLC | IPP | E 1300 Street Solar LLC | IL | 69894 | 13PV1 | 5 | Solar Photovoltaic | SUN | PV | (L) Regulatory approvals pending. Not under construction | 5
2027 | 9 | 49893 | Invenergy Services LLC | IPP | Edgecombe Solar LLC | NC | 70023 | EDGCM | 75 | Solar Photovoltaic | SUN | PV | (U) Under construction, less than or equal to 50 percent complete | 75
2027 | 9 | 49893 | Invenergy Services LLC | IPP | High Noon Solar Energy LLC | WI | 69480 | HGHNN | 300 | Solar Photovoltaic | SUN | PV | (U) Under construction, less than or equal to 50 percent complete | 300
2027 | 9 | 67778 | Milford Solar Phase II, LLC | IPP | Milford Solar Phase II | UT | 69930 | MS2 | 310 | Solar Photovoltaic | SUN | PV | (U) Under construction, less than or equal to 50 percent complete | 310
2027 | 9 | 66369 | Mission Clean Energy Devco LLC | IPP | Cumbia Energy Center | TX | 67768 | CECBA | 200 | Batteries | MWH | BA | (P) Planned for installation, but regulatory approvals not initiated | 200
2027 | 9 | 67838 | Pinopolis BESS LLC | IPP | Pinopolis BESS | SC | 70020 | 1 | 300 | Batteries | MWH | BA | (P) Planned for installation, but regulatory approvals not initiated | 300
2027 | 9 | 66509 | Red River Clean Energy | IPP | Resaca Oasis Storage | TX | 69120 | RESBS | 200.7 | Batteries | MWH | BA | (T) Regulatory approvals received. Not under construction | 200.7
2027 | 9 | 67741 | SV CSG Mahomet, LLC | IPP | SV CSG Mahomet | IL | 69810 | MAHOM | 3.5 | Solar Photovoltaic | SUN | PV | (L) Regulatory approvals pending. Not under construction | 3.5
2027 | 9 | 67740 | SV CSG South Roxana, LLC | IPP | SV CSG South Roxana | IL | 69821 | SROX | 5 | Solar Photovoltaic | SUN | PV | (L) Regulatory approvals pending. Not under construction | 5
2027 | 9 | 65715 | Strata Clean Energy | IPP | Austin Creek Solar | IL | 66703 | 11103 | 140 | Solar Photovoltaic | SUN | PV | (P) Planned for installation, but regulatory approvals not initiated | 140
2027 | 9 | 65715 | Strata Clean Energy | IPP | Patoka Solar | IN | 66706 | 11101 | 250 | Solar Photovoltaic | SUN | PV | (P) Planned for installation, but regulatory approvals not initiated | 250
2027 | 9 | 65715 | Strata Clean Energy | IPP | Prairie Oak Solar | IL | 66707 | 11102 | 250 | Solar Photovoltaic | SUN | PV | (P) Planned for installation, but regulatory approvals not initiated | 250
2027 | 9 | 65815 | Sunraycer Assets I LLC | IPP | Lupinus Solar 1, LLC | TX | 66895 | LP1BA | 83 | Batteries | MWH | BA | (P) Planned for installation, but regulatory approvals not initiated | 83
2027 | 9 | 65815 | Sunraycer Assets I LLC | IPP | Lupinus Solar 1, LLC | TX | 66895 | LP1PV | 165 | Solar Photovoltaic | SUN | PV | (P) Planned for installation, but regulatory approvals not initiated | 165
2027 | 9 | 64952 | Turner Meadow Solar Station, LLC | IPP | Turner Meadow Solar Station | ME | 65709 | TRNR | 19.8 | Solar Photovoltaic | SUN | PV | (T) Regulatory approvals received. Not under construction | 19.8
2027 | 10 | 66568 | Alabama Creek Solar, LLC | IPP | Alabama Creek Solar | AL | 68057 | BAMA1 | 80 | Solar Photovoltaic | SUN | PV | (T) Regulatory approvals received. Not under construction | 80
2027 | 10 | 803 | Arizona Public Service Co | Electric Utility | Red Hawk | AZ | 55455 | CT10 | 45 | Natural Gas Fired Combustion Turbine | NG | GT | (U) Under construction, less than or equal to 50 percent complete | 49
2027 | 10 | 803 | Arizona Public Service Co | Electric Utility | Red Hawk | AZ | 55455 | CT3 | 45 | Natural Gas Fired Combustion Turbine | NG | GT | (U) Under construction, less than or equal to 50 percent complete | 49
2027 | 10 | 803 | Arizona Public Service Co | Electric Utility | Red Hawk | AZ | 55455 | CT4 | 45 | Natural Gas Fired Combustion Turbine | NG | GT | (U) Under construction, less than or equal to 50 percent complete | 49
2027 | 10 | 803 | Arizona Public Service Co | Electric Utility | Red Hawk | AZ | 55455 | CT5 | 45 | Natural Gas Fired Combustion Turbine | NG | GT | (U) Under construction, less than or equal to 50 percent complete | 49
2027 | 10 | 803 | Arizona Public Service Co | Electric Utility | Red Hawk | AZ | 55455 | CT6 | 45 | Natural Gas Fired Combustion Turbine | NG | GT | (U) Under construction, less than or equal to 50 percent complete | 49
2027 | 10 | 803 | Arizona Public Service Co | Electric Utility | Red Hawk | AZ | 55455 | CT7 | 45 | Natural Gas Fired Combustion Turbine | NG | GT | (U) Under construction, less than or equal to 50 percent complete | 49
2027 | 10 | 803 | Arizona Public Service Co | Electric Utility | Red Hawk | AZ | 55455 | CT8 | 45 | Natural Gas Fired Combustion Turbine | NG | GT | (U) Under construction, less than or equal to 50 percent complete | 49
2027 | 10 | 803 | Arizona Public Service Co | Electric Utility | Red Hawk | AZ | 55455 | CT9 | 45 | Natural Gas Fired Combustion Turbine | NG | GT | (U) Under construction, less than or equal to 50 percent complete | 49
2027 | 10 | 67532 | Chester Solar Technology Park, LLC | IPP | Chester Solar Technology Park, LLC | VA | 69582 | CSTP | 160 | Solar Photovoltaic | SUN | PV | (L) Regulatory approvals pending. Not under construction | 160
2027 | 10 | 61060 | Cypress Creek Renewables | IPP | South Davidson | NC | 67665 | SDAVI | 80 | Solar Photovoltaic | SUN | PV | (L) Regulatory approvals pending. Not under construction | 80
2027 | 10 | 66686 | FRON bn, LLC | IPP | Frontier Solar | KY | 68293 | FRON | 120 | Solar Photovoltaic | SUN | PV | (T) Regulatory approvals received. Not under construction | 120
2027 | 10 | 6452 | Florida Power & Light Co | Electric Utility | Joshua Creek | FL | 68835 | 1 | 74.5 | Solar Photovoltaic | SUN | PV | (U) Under construction, less than or equal to 50 percent complete | 74.5
2027 | 10 | 6452 | Florida Power & Light Co | Electric Utility | Pinecone | FL | 68825 | 1 | 74.5 | Solar Photovoltaic | SUN | PV | (U) Under construction, less than or equal to 50 percent complete | 74.5
2027 | 10 | 6452 | Florida Power & Light Co | Electric Utility | Saddle | FL | 68826 | 1 | 74.5 | Solar Photovoltaic | SUN | PV | (U) Under construction, less than or equal to 50 percent complete | 74.5
2027 | 10 | 6452 | Florida Power & Light Co | Electric Utility | Spanish Moss | FL | 68827 | 1 | 74.5 | Solar Photovoltaic | SUN | PV | (U) Under construction, less than or equal to 50 percent complete | 74.5
2027 | 10 | 62759 | Geronimo Power | IPP | Grant Solar, LLC | SD | 69981 | GRNTS | 99 | Solar Photovoltaic | SUN | PV | (L) Regulatory approvals pending. Not under construction | 99
2027 | 10 | 66447 | Gladys Solar LLC | IPP | Gladys Solar LLC | VA | 67871 | ENX29 | 60.4 | Solar Photovoltaic | SUN | PV | (P) Planned for installation, but regulatory approvals not initiated | 60.4
2027 | 10 | 65475 | Gransolar Texas Fifteen, LLC | IPP | Naduah Solar | TX | 66396 | NDUAH | 77.6 | Solar Photovoltaic | SUN | PV | (P) Planned for installation, but regulatory approvals not initiated | 102.3
2027 | 10 | 66879 | Grassy Knoll Solar NY LLC | IPP | SunEast Grassy Knoll Solar Project | NY | 63863 | Q#885 | 20 | Solar Photovoltaic | SUN | PV | (T) Regulatory approvals received. Not under construction | 20
2027 | 10 | 66254 | Greenalia Solar Power Leitrim, LLC | IPP | Leitrim Solar Park | TX | 67544 | LEGSP | 91.2 | Solar Photovoltaic | SUN | PV | (T) Regulatory approvals received. Not under construction | 91.2
2027 | 10 | 66905 | HEC Renewable Energy America LLC | IPP | OCI Hillsboro | TX | 66401 | OHLPV | 200 | Solar Photovoltaic | SUN | PV | (P) Planned for installation, but regulatory approvals not initiated | 200
2027 | 10 | 66881 | Hills Solar NY LLC | IPP | SunEast Hills Solar Project | NY | 62895 | Q581 | 20 | Solar Photovoltaic | SUN | PV | (T) Regulatory approvals received. Not under construction | 20
2027 | 10 | 66741 | Lotus Solar LLC | IPP | Lotus Solar | SC | 68337 | LOTUS | 75 | Solar Photovoltaic | SUN | PV | (T) Regulatory approvals received. Not under construction | 75
2027 | 10 | 67592 | Lucky 7 Solar Farm LLC | IPP | Lucky 7 Solar Farm LLC | TX | 69687 | L7SF | 100 | Solar Photovoltaic | SUN | PV | (U) Under construction, less than or equal to 50 percent complete | 100
2027 | 10 | 66950 | Lydian Energy | IPP | Rock N' Roll | TX | 68583 | RRB | 250 | Batteries | MWH | BA | (L) Regulatory approvals pending. Not under construction | 250
2027 | 10 | 66950 | Lydian Energy | IPP | Yellow Viking Solar | TX | 67222 | 1 | 170 | Solar Photovoltaic | SUN | PV | (L) Regulatory approvals pending. Not under construction | 170
2027 | 10 | 66836 | Mustang Creek Solar I, LLC | IPP | Darkwood Solar | TX | 68478 | DRK | 150.7 | Solar Photovoltaic | SUN | PV | (L) Regulatory approvals pending. Not under construction | 150.7
2027 | 10 | 65124 | Plum Nellie Wind Farm LLC | IPP | Plum Nellie Wind Farm LLC | KS | 65948 | PNW01 | 201.6 | Onshore Wind Turbine | WND | WT | (P) Planned for installation, but regulatory approvals not initiated | 201.6
2027 | 10 | 63599 | Pure Hedge LLC | IPP | Pure Hedge LLC | CT | 50736 | FSS13 | 20 | Batteries | MWH | BA | (U) Under construction, less than or equal to 50 percent complete | 20
2027 | 10 | 63599 | Pure Hedge LLC | IPP | Pure Hedge LLC | CT | 50736 | FSS17 | 70 | Solar Photovoltaic | SUN | PV | (U) Under construction, less than or equal to 50 percent complete | 70
2027 | 10 | 66509 | Red River Clean Energy | IPP | Concho Pearl Solar and Storage | TX | 67956 | CONBS | 162.4 | Batteries | MWH | BA | (T) Regulatory approvals received. Not under construction | 162.4
2027 | 10 | 66509 | Red River Clean Energy | IPP | Concho Pearl Solar and Storage | TX | 67956 | CONPV | 171.9 | Solar Photovoltaic | SUN | PV | (T) Regulatory approvals received. Not under construction | 171.9
2027 | 10 | 66630 | Riverstone Solar, LLC | IPP | Riverstone Solar | VA | 68194 | RIVER | 149.5 | Solar Photovoltaic | SUN | PV | (T) Regulatory approvals received. Not under construction | 149.5
2027 | 10 | 66530 | Sandersville Solar, LLC | IPP | Sandersville Solar | GA | 67988 | PGR28 | 50 | Solar Photovoltaic | SUN | PV | (L) Regulatory approvals pending. Not under construction | 50
2027 | 10 | 19436 | Union Electric Co - (MO) | Electric Utility | Castle Bluff Energy Center | MO | 67576 | 1 | 175 | Natural Gas Fired Combustion Turbine | NG | GT | (P) Planned for installation, but regulatory approvals not initiated | 216
2027 | 10 | 19436 | Union Electric Co - (MO) | Electric Utility | Castle Bluff Energy Center | MO | 67576 | 2 | 175 | Natural Gas Fired Combustion Turbine | NG | GT | (P) Planned for installation, but regulatory approvals not initiated | 216
2027 | 10 | 19436 | Union Electric Co - (MO) | Electric Utility | Castle Bluff Energy Center | MO | 67576 | 3 | 175 | Natural Gas Fired Combustion Turbine | NG | GT | (P) Planned for installation, but regulatory approvals not initiated | 216
2027 | 10 | 64545 | Vesper Energy Development LLC | IPP | Red Hollow Renewable Energy | TX | 68030 | RDHLW | 300 | Solar Photovoltaic | SUN | PV | (P) Planned for installation, but regulatory approvals not initiated | 300
2027 | 10 | 64545 | Vesper Energy Development LLC | IPP | Red Hollow Renewable Energy | TX | 68030 | RHLWB | 300 | Batteries | MWH | BA | (P) Planned for installation, but regulatory approvals not initiated | 300
2027 | 10 | 63492 | West River Solar, LLC | IPP | West River Solar, LLC | NC | 63806 | PGR28 | 40 | Solar Photovoltaic | SUN | PV | (U) Under construction, less than or equal to 50 percent complete | 40
2027 | 11 | 67860 | CVE US PA Burrell 396 LLC | IPP | Burrell - PA 0396 (Copeland) | PA | 70080 | 396 | 3 | Solar Photovoltaic | SUN | PV | (U) Under construction, less than or equal to 50 percent complete | 3
2027 | 11 | 67910 | CVE US PA Kittanning 383 LLC | IPP | Kittanning - PA 0383 (Hoeter) | PA | 70172 | 383 | 3 | Solar Photovoltaic | SUN | PV | (U) Under construction, less than or equal to 50 percent complete | 3
2027 | 11 | 67904 | CVE US PA Latrobe 385 LLC | IPP | Unity - PA 0385 (Soccerhound) | PA | 70166 | 385 | 3 | Solar Photovoltaic | SUN | PV | (U) Under construction, less than or equal to 50 percent complete | 3
2027 | 11 | 67739 | Cabokenze Energy Storage, LLC | IPP | Cabokenze Energy Storage | GA | 69823 | CABOK | 76 | Batteries | MWH | BA | (P) Planned for installation, but regulatory approvals not initiated | 76
2027 | 11 | 67704 | Cone Renewable Energy Project, LLC | IPP | Cone Renewable Energy Project, LLC | TX | 60272 | WT1 | 150 | Onshore Wind Turbine | WND | WT | (L) Regulatory approvals pending. Not under construction | 150
2027 | 11 | 61729 | Culpepper Solar | IPP | Culpepper Solar | SC | 62221 | 33 | 74.9 | Solar Photovoltaic | SUN | PV | (T) Regulatory approvals received. Not under construction | 74.9
2027 | 11 | 61060 | Cypress Creek Renewables | IPP | Black Walnut Solar, LLC | NC | 66363 | GEN1 | 80 | Solar Photovoltaic | SUN | PV | (L) Regulatory approvals pending. Not under construction | 80
2027 | 11 | 61060 | Cypress Creek Renewables | IPP | Hyco Solar LLC | NC | 66383 | GEN1 | 80 | Solar Photovoltaic | SUN | PV | (L) Regulatory approvals pending. Not under construction | 80
2027 | 11 | 61060 | Cypress Creek Renewables | IPP | Third Coast BESS, LLC | TX | 67667 | 3COAS | 100 | Batteries | MWH | BA | (T) Regulatory approvals received. Not under construction | 100
2027 | 11 | 65677 | Dimension Energy LLC | IPP | Muncy Creek Lime Bluff Road Solar | PA | 69995 | MUNCL | 3 | Solar Photovoltaic | SUN | PV | (T) Regulatory approvals received. Not under construction | 3
2027 | 11 | 67205 | Dover Solar, LLC (PA) | IPP | Dover Solar (PA) | PA | 68995 | ENX38 | 75 | Solar Photovoltaic | SUN | PV | (T) Regulatory approvals received. Not under construction | 75
2027 | 11 | 66531 | Drawhorn Solar, LLC | IPP | Drawhorn Solar | GA | 67989 | PGR28 | 80 | Solar Photovoltaic | SUN | PV | (L) Regulatory approvals pending. Not under construction | 80
2027 | 11 | 64452 | EDF Renewables Development, Inc. | IPP | Homer Solar Energy Center | NY | 65052 | HSEC | 90 | Solar Photovoltaic | SUN | PV | (L) Regulatory approvals pending. Not under construction | 90
2027 | 11 | 64452 | EDF Renewables Development, Inc. | IPP | Rock House Solar | GA | 67226 | ROCKH | 250 | Solar Photovoltaic | SUN | PV | (P) Planned for installation, but regulatory approvals not initiated | 250
2027 | 11 | 64452 | EDF Renewables Development, Inc. | IPP | Tracy Solar Energy Center | NY | 65051 | TSEC | 119 | Solar Photovoltaic | SUN | PV | (L) Regulatory approvals pending. Not under construction | 119
2027 | 11 | 12685 | Entergy Mississippi LLC | Electric Utility | Delta Solar Plant | LA | 68028 | DSP | 80 | Solar Photovoltaic | SUN | PV | (P) Planned for installation, but regulatory approvals not initiated | 80
2027 | 11 | 67918 | Flatland Solar Energy, LLC | IPP | Flatland Solar | TX | 70183 | FSPV | 180 | Solar Photovoltaic | SUN | PV | (L) Regulatory approvals pending. Not under construction | 180
2027 | 11 | 66371 | Gransolar Texas Twenty LLC | IPP | Cosper Solar | TX | 67773 | GRS20 | 148 | Solar Photovoltaic | SUN | PV | (L) Regulatory approvals pending. Not under construction | 148.2
2027 | 11 | 65096 | Hatchery Solar, LLC | IPP | Hatchery Solar | NY | 65901 | 6 | 20 | Solar Photovoltaic | SUN | PV | (T) Regulatory approvals received. Not under construction | 20
2027 | 11 | 67011 | Lock 11 Hydro Partners, LLC | IPP | KY No. 11 L&D Hydroelectric Project | KY | 62390 | 6 | 0.6 | Conventional Hydroelectric | WAT | HY | (T) Regulatory approvals received. Not under construction | 0.6
2027 | 11 | 67011 | Lock 11 Hydro Partners, LLC | IPP | KY No. 11 L&D Hydroelectric Project | KY | 62390 | NA1 | 0.6 | Conventional Hydroelectric | WAT | HY | (T) Regulatory approvals received. Not under construction | 0.6
2027 | 11 | 67011 | Lock 11 Hydro Partners, LLC | IPP | KY No. 11 L&D Hydroelectric Project | KY | 62390 | NA2 | 0.6 | Conventional Hydroelectric | WAT | HY | (T) Regulatory approvals received. Not under construction | 0.6
2027 | 11 | 67011 | Lock 11 Hydro Partners, LLC | IPP | KY No. 11 L&D Hydroelectric Project | KY | 62390 | NA3 | 0.2 | Conventional Hydroelectric | WAT | HY | (T) Regulatory approvals received. Not under construction | 0.2
2027 | 11 | 67011 | Lock 11 Hydro Partners, LLC | IPP | KY No. 11 L&D Hydroelectric Project | KY | 62390 | NA4 | 0.2 | Conventional Hydroelectric | WAT | HY | (T) Regulatory approvals received. Not under construction | 0.2
2027 | 11 | 67011 | Lock 11 Hydro Partners, LLC | IPP | KY No. 11 L&D Hydroelectric Project | KY | 62390 | NA5 | 0.6 | Conventional Hydroelectric | WAT | HY | (T) Regulatory approvals received. Not under construction | 0.6
2027 | 11 | 67924 | Lorenzo Energy Storage, LLC | IPP | Lorenzo Energy Storage | TX | 70197 | LORE1 | 50 | Batteries | MWH | BA | (P) Planned for installation, but regulatory approvals not initiated | 50
2027 | 11 | 67923 | Mammoth Plains Energy Storage, LLC | IPP | Mammoth Plains Energy Storage | OK | 70195 | MAMM1 | 150 | Batteries | MWH | BA | (P) Planned for installation, but regulatory approvals not initiated | 150
2027 | 11 | 13781 | Northern States Power Co - Minnesota | Electric Utility | Sherco BESS | MN | 70097 | SWB | 300 | Batteries | MWH | BA | (U) Under construction, less than or equal to 50 percent complete | 300
2027 | 11 | 67925 | Palo Duro Energy Storage, LLC | IPP | Palo Duro Energy Storage | TX | 70199 | PALO1 | 150 | Batteries | MWH | BA | (P) Planned for installation, but regulatory approvals not initiated | 150
2027 | 11 | 61808 | Rollins Solar | IPP | Rollins Solar | SC | 62295 | 67 | 74.9 | Solar Photovoltaic | SUN | PV | (T) Regulatory approvals received. Not under construction | 74.9
2027 | 11 | 61809 | Ross Solar | IPP | Ross Solar | SC | 62296 | 68 | 74.9 | Solar Photovoltaic | SUN | PV | (T) Regulatory approvals received. Not under construction | 74.9
2027 | 11 | 63954 | Shepherd's Run Solar | IPP | Shepherd's Run Solar | NY | 64188 | PV | 42 | Solar Photovoltaic | SUN | PV | (P) Planned for installation, but regulatory approvals not initiated | 42
2027 | 11 | 61831 | Shorthorn Solar | IPP | Shorthorn Solar | SC | 62310 | 74 | 60 | Solar Photovoltaic | SUN | PV | (T) Regulatory approvals received. Not under construction | 60
2027 | 11 | 66461 | Two Oaks Solar and Storage | IPP | Two Oaks Solar and Storage LLC | VA | 67884 | ENX28 | 50 | Batteries | MWH | BA | (P) Planned for installation, but regulatory approvals not initiated | 50
2027 | 11 | 64545 | Vesper Energy Development LLC | IPP | Syracuse and Tours Renewable Energy | CA | 68035 | SYTOB | 40 | Batteries | MWH | BA | (T) Regulatory approvals received. Not under construction | 40
2027 | 11 | 64545 | Vesper Energy Development LLC | IPP | Syracuse and Tours Renewable Energy | CA | 68035 | SYTOR | 40 | Solar Photovoltaic | SUN | PV | (T) Regulatory approvals received. Not under construction | 40
2027 | 11 | 67134 | Wildcat Ranch Energy Storage, LLC | IPP | Wildcat Ranch Energy Storage | TX | 68877 | WLDC1 | 107.5 | Batteries | MWH | BA | (P) Planned for installation, but regulatory approvals not initiated | 120
2027 | 12 | 63826 | 201LC 8me LLC | IPP | Rockmont Solar and Storage Project | NM | 64216 | 201LC | 100 | Solar Photovoltaic | SUN | PV | (L) Regulatory approvals pending. Not under construction | 100
2027 | 12 | 63826 | 201LC 8me LLC | IPP | Rockmont Solar and Storage Project | NM | 64216 | 309SJ | 30 | Batteries | MWH | BA | (L) Regulatory approvals pending. Not under construction | 30
2027 | 12 | 64904 | AES Clean Energy | IPP | Empire Solar (NY) | NY | 66663 | EMPIR | 125 | Solar Photovoltaic | SUN | PV | (P) Planned for installation, but regulatory approvals not initiated | 125
2027 | 12 | 66711 | ARFL bn, LLC | IPP | Anthelope Hills Solar Generation BESS | MT | 68315 | ARFL1 | 200 | Solar Photovoltaic | SUN | PV | (L) Regulatory approvals pending. Not under construction | 200
2027 | 12 | 66711 | ARFL bn, LLC | IPP | Anthelope Hills Solar Generation BESS | MT | 68315 | ARFL2 | 200 | Batteries | MWH | BA | (L) Regulatory approvals pending. Not under construction | 200
2027 | 12 | 67335 | ATLAS Solar Manager, LLC | IPP | ATLAS Solar X, LLC | AZ | 69198 | ATL10 | 225 | Solar Photovoltaic | SUN | PV | (P) Planned for installation, but regulatory approvals not initiated | 225
2027 | 12 | 67335 | ATLAS Solar Manager, LLC | IPP | ATLAS Solar XI, LLC | AZ | 69199 | ATL11 | 200 | Solar Photovoltaic | SUN | PV | (P) Planned for installation, but regulatory approvals not initiated | 200
2027 | 12 | 15399 | Avangrid Power LLC | IPP | Bluebird Solar | WA | 69482 | BBS1 | 140 | Solar Photovoltaic | SUN | PV | (T) Regulatory approvals received. Not under construction | 140
2027 | 12 | 15399 | Avangrid Power LLC | IPP | Bright Mountain Solar | KY | 67990 | BM1 | 80 | Solar Photovoltaic | SUN | PV | (P) Planned for installation, but regulatory approvals not initiated | 80
2027 | 12 | 15399 | Avangrid Power LLC | IPP | Great Bear Solar, LLC | OH | 64073 | GBS | 46 | Solar Photovoltaic | SUN | PV | (P) Planned for installation, but regulatory approvals not initiated | 46
2027 | 12 | 15399 | Avangrid Power LLC | IPP | Mohawk Solar | NY | 64253 | S1 | 90.5 | Solar Photovoltaic | SUN | PV | (L) Regulatory approvals pending. Not under construction | 90.5
2027 | 12 | 66712 | BIGL bn, LLC | IPP | Biglow Solar Generation and BESS | OR | 68316 | BIGL1 | 125 | Solar Photovoltaic | SUN | PV | (L) Regulatory approvals pending. Not under construction | 125
2027 | 12 | 66712 | BIGL bn, LLC | IPP | Biglow Solar Generation and BESS | OR | 68316 | BIGL2 | 125 | Batteries | MWH | BA | (L) Regulatory approvals pending. Not under construction | 125
2027 | 12 | 66061 | BQ Energy Development | IPP | Greater Wise Solar Project | VA | 68278 | 21066 | 20 | Solar Photovoltaic | SUN | PV | (P) Planned for installation, but regulatory approvals not initiated | 20
2027 | 12 | 64736 | Beartooth Energy Storage, LLC | IPP | Beartooth Energy Storage LLC | MT | 65407 | BEAR1 | 50 | Batteries | MWH | BA | (L) Regulatory approvals pending. Not under construction | 50
2027 | 12 | 66607 | Belltown Power Texas 2, LLC | IPP | Mcmurtre Storage | TX | 68171 | MCMBA | 176.1 | Batteries | MWH | BA | (L) Regulatory approvals pending. Not under construction | 176.1
2027 | 12 | 66607 | Belltown Power Texas 2, LLC | IPP | Symank Solar | TX | 68175 | SYMPV | 66.6 | Solar Photovoltaic | SUN | PV | (L) Regulatory approvals pending. Not under construction | 66.6
2027 | 12 | 66607 | Belltown Power Texas 2, LLC | IPP | Yooperlite Storage | TX | 68178 | YOOBA | 175.7 | Batteries | MWH | BA | (L) Regulatory approvals pending. Not under construction | 175.7
2027 | 12 | 56771 | Black Hills Service Company LLC | IPP | Pueblo Airport Generating Station | CO | 56998 | BA7 | 50 | Batteries | MWH | BA | (L) Regulatory approvals pending. Not under construction | 50
2027 | 12 | 66731 | BrightNight Power | IPP | AGATE BESS | WA | 68366 | AGAT | 170 | Batteries | MWH | BA | (L) Regulatory approvals pending. Not under construction | 170
2027 | 12 | 66731 | BrightNight Power | IPP | Red Butte Solar and Storage | UT | 68371 | REBU | 300 | Solar Photovoltaic | SUN | PV | (L) Regulatory approvals pending. Not under construction | 300
2027 | 12 | 66731 | BrightNight Power | IPP | Red Butte Solar and Storage | UT | 68371 | REBU2 | 300 | Batteries | MWH | BA | (L) Regulatory approvals pending. Not under construction | 300
2027 | 12 | 64522 | CAA CT Solar One, LLC | IPP | CT Airport Authority Solar One | CT | 65146 | VCP16 | 4 | Solar Photovoltaic | SUN | PV | (P) Planned for installation, but regulatory approvals not initiated | 4
2027 | 12 | 67104 | CP Tully Four LLC | IPP | Tully 4 | NY | 68861 | PV1 | 5 | Solar Photovoltaic | SUN | PV | (P) Planned for installation, but regulatory approvals not initiated | 5
2027 | 12 | 63465 | Candela Renewables, LLC | IPP | Rough Hat | NV | 63782 | RH1 | 400 | Solar Photovoltaic | SUN | PV | (L) Regulatory approvals pending. Not under construction | 400
2027 | 12 | 67930 | Cantaloupe Solar - ERCOT | IPP | Cantaloupe Solar | TX | 70204 | CANPV | 300 | Solar Photovoltaic | SUN | PV | (U) Under construction, less than or equal to 50 percent complete | 300
2027 | 12 | 64369 | Canyonland Solar LLC | IPP | Canyonland Solar | CO | 64857 | C0513 | 140 | Solar Photovoltaic | SUN | PV | (P) Planned for installation, but regulatory approvals not initiated | 140
2027 | 12 | 65870 | Carol Wind, LLC | IPP | Carol Wind, LLC | TX | 66976 | WAPPA | 167.8 | Onshore Wind Turbine | WND | WT | (T) Regulatory approvals received. Not under construction | 167.8
2027 | 12 | 67107 | Cavern Solar, LLC | IPP | Cavern | NY | 68858 | PV1 | 2 | Solar Photovoltaic | SUN | PV | (P) Planned for installation, but regulatory approvals not initiated | 2
2027 | 12 | 67344 | CleanChoice Energy | IPP | Sweetleaf Solar LLC | NC | 68271 | SWLS1 | 93 | Solar Photovoltaic | SUN | PV | (T) Regulatory approvals received. Not under construction | 93
2027 | 12 | 65102 | Clear View Solar, LLC | IPP | Clear View Solar | NY | 65931 | 3 | 20 | Solar Photovoltaic | SUN | PV | (L) Regulatory approvals pending. Not under construction | 20
2027 | 12 | 66571 | Clenera DevCo LLC | IPP | CO Bar Solar and BESS | AZ | 69056 | CBBA | 400 | Batteries | MWH | BA | (P) Planned for installation, but regulatory approvals not initiated | 400
2027 | 12 | 66571 | Clenera DevCo LLC | IPP | CO Bar Solar and BESS | AZ | 69056 | CBPV | 400 | Solar Photovoltaic | SUN | PV | (P) Planned for installation, but regulatory approvals not initiated | 400
2027 | 12 | 66571 | Clenera DevCo LLC | IPP | Coggon Solar LLC | IA | 68939 | COGPV | 100 | Solar Photovoltaic | SUN | PV | (U) Under construction, less than or equal to 50 percent complete | 100
2027 | 12 | 4254 | Consumers Energy Co - (MI) | Electric Utility | Liberty Solar Energy Center | MI | 68744 | LSEC | 220 | Solar Photovoltaic | SUN | PV | (U) Under construction, less than or equal to 50 percent complete | 220
2027 | 12 | 61060 | Cypress Creek Renewables | IPP | Bhalu | TX | 67652 | BHALU | 200 | Batteries | MWH | BA | (L) Regulatory approvals pending. Not under construction | 200
2027 | 12 | 61060 | Cypress Creek Renewables | IPP | Healing Springs Solar, LLC | NC | 66382 | GEN1 | 55 | Solar Photovoltaic | SUN | PV | (L) Regulatory approvals pending. Not under construction | 55
2027 | 12 | 61060 | Cypress Creek Renewables | IPP | Mora Solar | PA | 68810 | MORA | 60 | Solar Photovoltaic | SUN | PV | (P) Planned for installation, but regulatory approvals not initiated | 60
2027 | 12 | 67821 | Diamondback Solar, LLC | IPP | Diamondback Solar | TX | 69982 | 3569 | 200 | Solar Photovoltaic | SUN | PV | (T) Regulatory approvals received. Not under construction | 200
2027 | 12 | 65516 | ECG Utah Solar1, LLC | IPP | Utah Solar 1 | UT | 66426 | 1EUS | 300 | Solar Photovoltaic | SUN | PV | (P) Planned for installation, but regulatory approvals not initiated | 300
2027 | 12 | 64452 | EDF Renewables Development, Inc. | IPP | Bonanza Solar and Storage Project | NV | 66908 | BZES | 195 | Batteries | MWH | BA | (L) Regulatory approvals pending. Not under construction | 195
2027 | 12 | 64452 | EDF Renewables Development, Inc. | IPP | Bonanza Solar and Storage Project | NV | 66908 | BZPV | 300 | Solar Photovoltaic | SUN | PV | (L) Regulatory approvals pending. Not under construction | 300
2027 | 12 | 64452 | EDF Renewables Development, Inc. | IPP | Lycan Solar Project | CA | 66805 | LYCAN | 400 | Solar Photovoltaic | SUN | PV | (L) Regulatory approvals pending. Not under construction | 400
2027 | 12 | 67149 | Echols Grove LLC | IPP | Echols Grove Solar | TX | 68902 | ECHPV | 201 | Solar Photovoltaic | SUN | PV | (L) Regulatory approvals pending. Not under construction | 201
2027 | 12 | 65080 | Elio Energy LLC | IPP | Elio Energy LLC | TX | 65850 | ELIBS | 300 | Batteries | MWH | BA | (P) Planned for installation, but regulatory approvals not initiated | 300
2027 | 12 | 66412 | Emeren US, LLC | IPP | Gibson Solar Project - Hybrid | CA | 67836 | GSP1 | 13 | Solar Photovoltaic | SUN | PV | (T) Regulatory approvals received. Not under construction | 13
2027 | 12 | 66412 | Emeren US, LLC | IPP | Gibson Solar Project - Hybrid | CA | 67836 | GSP2 | 13 | Batteries | MWH | BA | (T) Regulatory approvals received. Not under construction | 13
2027 | 12 | 67103 | Emerson Solar, LLC | IPP | Emerson NY | NY | 68862 | PV1 | 5 | Solar Photovoltaic | SUN | PV | (P) Planned for installation, but regulatory approvals not initiated | 5
2027 | 12 | 64689 | Emery Meadow Solar Station, LLC | IPP | Emery Meadow Solar Station | ME | 65366 | EMSS | 16.4 | Solar Photovoltaic | SUN | PV | (T) Regulatory approvals received. Not under construction | 16.4
2027 | 12 | 67106 | Endicott NY Solar Farm, LLC | IPP | Endicott | NY | 68859 | PV1 | 5 | Solar Photovoltaic | SUN | PV | (P) Planned for installation, but regulatory approvals not initiated | 5
2027 | 12 | 67738 | Fermi America | IPP | Project Matador Gas Plant (PMG) | TX | 69799 | F1S01 | 104.6 | Natural Gas Fired Combined Cycle | NG | CA | (P) Planned for installation, but regulatory approvals not initiated | 105
2027 | 12 | 67738 | Fermi America | IPP | Project Matador Gas Plant (PMG) | TX | 69799 | F1S02 | 104.6 | Natural Gas Fired Combined Cycle | NG | CA | (P) Planned for installation, but regulatory approvals not initiated | 105
2027 | 12 | 67738 | Fermi America | IPP | Project Matador Gas Plant (PMG) | TX | 69799 | F1S03 | 104.6 | Natural Gas Fired Combined Cycle | NG | CA | (P) Planned for installation, but regulatory approvals not initiated | 105
2027 | 12 | 67738 | Fermi America | IPP | Project Matador Gas Plant (PMG) | TX | 69799 | F2S01 | 104.6 | Natural Gas Fired Combined Cycle | NG | CA | (P) Planned for installation, but regulatory approvals not initiated | 105
2027 | 12 | 67738 | Fermi America | IPP | Project Matador Gas Plant (PMG) | TX | 69799 | F2S02 | 104.6 | Natural Gas Fired Combined Cycle | NG | CA | (P) Planned for installation, but regulatory approvals not initiated | 105
2027 | 12 | 67738 | Fermi America | IPP | Project Matador Gas Plant (PMG) | TX | 69799 | F2S03 | 104.6 | Natural Gas Fired Combined Cycle | NG | CA | (P) Planned for installation, but regulatory approvals not initiated | 105
2027 | 12 | 67738 | Fermi America | IPP | Project Matador Gas Plant (PMG) | TX | 69799 | FBS01 | 101.8 | Natural Gas Fired Combined Cycle | NG | CA | (P) Planned for installation, but regulatory approvals not initiated | 105
2027 | 12 | 66488 | Flora Solar, LLC | IPP | Flora Solar | IL | 67937 | FLOSO | 125 | Solar Photovoltaic | SUN | PV | (P) Planned for installation, but regulatory approvals not initiated | 125
2027 | 12 | 67308 | Freshwater Solar II, LLC | IPP | Freshwater Solar II, LLC | MI | 69170 | FW2 | 100 | Solar Photovoltaic | SUN | PV | (U) Under construction, less than or equal to 50 percent complete | 100
2027 | 12 | 7140 | Georgia Power Co | Electric Utility | Yates | GA | 728 | 10 | 418.4 | Natural Gas Fired Combustion Turbine | NG | GT | (P) Planned for installation, but regulatory approvals not initiated | 482.8
2027 | 12 | 7140 | Georgia Power Co | Electric Utility | Yates | GA | 728 | 9 | 418.4 | Natural Gas Fired Combustion Turbine | NG | GT | (P) Planned for installation, but regulatory approvals not initiated | 482.8
2027 | 12 | 66378 | Gransolar Texas Seven LLC | IPP | Lampe Solar | TX | 67781 | GRS7 | 60.2 | Solar Photovoltaic | SUN | PV | (L) Regulatory approvals pending. Not under construction | 60.2
2027 | 12 | 65482 | Gransolar Texas Thirteen, LLC | IPP | Despain Solar | TX | 66421 | GRS13 | 236 | Solar Photovoltaic | SUN | PV | (L) Regulatory approvals pending. Not under construction | 236.2
2027 | 12 | 60025 | Greenbacker Renewable Energy Corporation | IPP | Cherry Valley | IL | 67253 | 761 | 12.5 | Solar Photovoltaic | SUN | PV | (U) Under construction, less than or equal to 50 percent complete | 12.5
2027 | 12 | 66905 | HEC Renewable Energy America LLC | IPP | OCI Hillsboro | TX | 66401 | OHLBS | 200 | Batteries | MWH | BA | (P) Planned for installation, but regulatory approvals not initiated | 200
2027 | 12 | 65483 | Hecate Energy Ramsey Storage, LLC | IPP | Hecate Energy Ramsey Storage | TX | 66414 | RMSY | 500 | Batteries | MWH | BA | (P) Planned for installation, but regulatory approvals not initiated | 500
2027 | 12 | 65485 | Hecate Grid East Valley Storage, LLC | IPP | Hecate Grid East Valley Storage | TX | 66411 | RMSY | 255 | Batteries | MWH | BA | (P) Planned for installation, but regulatory approvals not initiated | 255
2027 | 12 | 62765 | High Bridge Wind, LLC | IPP | High Bridge Wind Project | NY | 62894 | WT | 103.2 | Onshore Wind Turbine | WND | WT | (P) Planned for installation, but regulatory approvals not initiated | 103.2
2027 | 12 | 67326 | High Spring Solar Energy | IPP | High Spring Solar Energy | OK | 69239 | HSS | 250.4 | Solar Photovoltaic | SUN | PV | (P) Planned for installation, but regulatory approvals not initiated | 400
2027 | 12 | 61001 | Hu Honua Bioenergy, LLC | IPP | Hu Honua Bioenergy Facility | HI | 61364 | HHB | 32 | Other Waste Biomass | OBS | ST | (V) Under construction, more than 50 percent complete | 36
2027 | 12 | 67582 | Intersect USA, LLC | IPP | Briggs Solar, LLC | TX | 66691 | BRIGG | 305 | Solar Photovoltaic | SUN | PV | (L) Regulatory approvals pending. Not under construction | 305
2027 | 12 | 67582 | Intersect USA, LLC | IPP | Briggs Solar, LLC | TX | 66691 | BRUGG | 70.5 | Batteries | MWH | BA | (L) Regulatory approvals pending. Not under construction | 70.5
2027 | 12 | 49893 | Invenergy Services LLC | IPP | Decoy Solar Energy LLC | AR | 70022 | DCYSO | 155 | Solar Photovoltaic | SUN | PV | (U) Under construction, less than or equal to 50 percent complete | 155
2027 | 12 | 49893 | Invenergy Services LLC | IPP | Powell Solar | OR | 67157 | PV1 | 55.9 | Solar Photovoltaic | SUN | PV | (T) Regulatory approvals received. Not under construction | 55.9
2027 | 12 | 49893 | Invenergy Services LLC | IPP | Whitetail Wind Farm | WI | 67379 | 1 | 67.2 | Onshore Wind Turbine | WND | WT | (T) Regulatory approvals received. Not under construction | 67.2
2027 | 12 | 49893 | Invenergy Services LLC | IPP | Yellow Wood Solar Energy LLC | OH | 69963 | YLWWD | 300 | Solar Photovoltaic | SUN | PV | (U) Under construction, less than or equal to 50 percent complete | 300
2027 | 12 | 60223 | Ketchikan Electric Company | Electric Utility | Mahoney Lake Hydroelectric | AK | 59027 | GEN 1 | 9.6 | Conventional Hydroelectric | WAT | HY | (P) Planned for installation, but regulatory approvals not initiated | 9.6
2027 | 12 | 66714 | Lake Trout Solar | IPP | Lake Trout Solar | IN | 68302 | LAKET | 245 | Solar Photovoltaic | SUN | PV | (P) Planned for installation, but regulatory approvals not initiated | 245
2027 | 12 | 66187 | Lake Whitney Solar, LLC | IPP | Lake Whitney Solar | TX | 67358 | 4670 | 150 | Solar Photovoltaic | SUN | PV | (P) Planned for installation, but regulatory approvals not initiated | 150
2027 | 12 | 66907 | Laketricity USA Inc. | IPP | Dynamo Solar LLC | CA | 68528 | 77 | 24.5 | Solar Photovoltaic | SUN | PV | (L) Regulatory approvals pending. Not under construction | 24.5
2027 | 12 | 50123 | Leeward Asset Management, LLC | IPP | Bluebonnet Prairie Wind | TX | 68082 | BBP | 170 | Onshore Wind Turbine | WND | WT | (U) Under construction, less than or equal to 50 percent complete | 170
2027 | 12 | 50123 | Leeward Asset Management, LLC | IPP | Honey Creek Solar | IN | 65821 | HNYBA | 20 | Batteries | MWH | BA | (P) Planned for installation, but regulatory approvals not initiated | 20
2027 | 12 | 50123 | Leeward Asset Management, LLC | IPP | Honey Creek Solar | IN | 65821 | HNYSR | 200 | Solar Photovoltaic | SUN | PV | (P) Planned for installation, but regulatory approvals not initiated | 200
2027 | 12 | 50123 | Leeward Asset Management, LLC | IPP | Rose Gold Solar | IN | 65471 | RGS23 | 100 | Solar Photovoltaic | SUN | PV | (P) Planned for installation, but regulatory approvals not initiated | 100
2027 | 12 | 67760 | Libra Solar LLC | IPP | Libra Solar | NV | 69857 | LBRBS | 700 | Batteries | MWH | BA | (U) Under construction, less than or equal to 50 percent complete | 700
2027 | 12 | 67760 | Libra Solar LLC | IPP | Libra Solar | NV | 69857 | LBRPV | 700 | Solar Photovoltaic | SUN | PV | (U) Under construction, less than or equal to 50 percent complete | 700
2027 | 12 | 65762 | Lighthouse Middletown, LLC | IPP | Elevate Middletown | CT | 66786 | ELVMT | 275 | Batteries | MWH | BA | (P) Planned for installation, but regulatory approvals not initiated | 275
2027 | 12 | 62842 | Lightsource Renewable Energy Asset Management, LLC | IPP | Big Elk Solar | NE | 66113 | NEBE1 | 100 | Solar Photovoltaic | SUN | PV | (L) Regulatory approvals pending. Not under construction | 100
2027 | 12 | 62842 | Lightsource Renewable Energy Asset Management, LLC | IPP | Mowata Solar | LA | 66558 | LAMO1 | 150 | Solar Photovoltaic | SUN | PV | (L) Regulatory approvals pending. Not under construction | 150
2027 | 12 | 65812 | Lumberton PV I, LLC | IPP | Lumberton PV I, LLC | TX | 66904 | LBTN | 200 | Solar Photovoltaic | SUN | PV | (P) Planned for installation, but regulatory approvals not initiated | 200
2027 | 12 | 58783 | Marseilles Land and Water Company | IPP | Marseilles Lock and Dam Hydro | IL | 58903 | UNIT1 | 2.6 | Conventional Hydroelectric | WAT | HY | (U) Under construction, less than or equal to 50 percent complete | 2.6
2027 | 12 | 58783 | Marseilles Land and Water Company | IPP | Marseilles Lock and Dam Hydro | IL | 58903 | UNIT2 | 2.6 | Conventional Hydroelectric | WAT | HY | (U) Under construction, less than or equal to 50 percent complete | 2.6
2027 | 12 | 58783 | Marseilles Land and Water Company | IPP | Marseilles Lock and Dam Hydro | IL | 58903 | UNIT3 | 2.6 | Conventional Hydroelectric | WAT | HY | (U) Under construction, less than or equal to 50 percent complete | 2.6
2027 | 12 | 58783 | Marseilles Land and Water Company | IPP | Marseilles Lock and Dam Hydro | IL | 58903 | UNIT4 | 2.6 | Conventional Hydroelectric | WAT | HY | (U) Under construction, less than or equal to 50 percent complete | 2.6
2027 | 12 | 12670 | Missouri Jnt Muni.Pwr Elec. Ut. Comm. | IPP | Fulton Energy Center | MO | 69868 | UNIT1 | 15.1 | Natural Gas Fired Combustion Turbine | NG | GT | (P) Planned for installation, but regulatory approvals not initiated | 16.5
2027 | 12 | 67126 | NY Tioga IV, LLC | IPP | Glen Mary | NY | 68884 | PV1 | 3.4 | Solar Photovoltaic | SUN | PV | (P) Planned for installation, but regulatory approvals not initiated | 3.4
2027 | 12 | 67843 | NextEra Energy Resources - ERCOT | IPP | Selenite Springs Solar | TX | 70047 | SSPV | 250 | Solar Photovoltaic | SUN | PV | (L) Regulatory approvals pending. Not under construction | 250
2027 | 12 | 67843 | NextEra Energy Resources - ERCOT | IPP | ZSS Solar | TX | 70175 | ZSPV | 450 | Solar Photovoltaic | SUN | PV | (T) Regulatory approvals received. Not under construction | 450
2027 | 12 | 67466 | Nexus Renewable Power, LLC | IPP | Noria Hondo Solar (Hybrid) | TX | 65344 | 66148 | 145 | Solar Photovoltaic | SUN | PV | (L) Regulatory approvals pending. Not under construction | 145
2027 | 12 | 67466 | Nexus Renewable Power, LLC | IPP | Noria Hondo Solar (Hybrid) | TX | 65344 | 66149 | 75 | Batteries | MWH | BA | (L) Regulatory approvals pending. Not under construction | 75
2027 | 12 | 64800 | Nolin Hills Wind, LLC | IPP | Nolin Hills | OR | 60070 | GEN | 300 | Onshore Wind Turbine | WND | WT | (P) Planned for installation, but regulatory approvals not initiated | 300
2027 | 12 | 64800 | Nolin Hills Wind, LLC | IPP | Nolin Hills | OR | 60070 | GEN2 | 300 | Solar Photovoltaic | SUN | PV | (P) Planned for installation, but regulatory approvals not initiated | 300
2027 | 12 | 13756 | Northern Indiana Pub Serv Co | Electric Utility | R M Schahfer | IN | 6085 | 19A | 49.6 | Natural Gas Fired Combustion Turbine | NG | GT | (T) Regulatory approvals received. Not under construction | 71.5
2027 | 12 | 13756 | Northern Indiana Pub Serv Co | Electric Utility | R M Schahfer | IN | 6085 | 19B | 49.6 | Natural Gas Fired Combustion Turbine | NG | GT | (T) Regulatory approvals received. Not under construction | 71.5
2027 | 12 | 13756 | Northern Indiana Pub Serv Co | Electric Utility | R M Schahfer | IN | 6085 | 19C | 49.6 | Natural Gas Fired Combustion Turbine | NG | GT | (T) Regulatory approvals received. Not under construction | 71.5
2027 | 12 | 13756 | Northern Indiana Pub Serv Co | Electric Utility | R M Schahfer | IN | 6085 | 20 | 234.4 | Natural Gas Fired Combustion Turbine | NG | GT | (T) Regulatory approvals received. Not under construction | 233.8
2027 | 12 | 13781 | Northern States Power Co - Minnesota | Electric Utility | Sherco BESS | MN | 70097 | SSB | 300 | Batteries | MWH | BA | (U) Under construction, less than or equal to 50 percent complete | 300
2027 | 12 | 58489 | OCI Energy LLC | IPP | OCI SunRoper | TX | 65893 | OCIRO | 260 | Solar Photovoltaic | SUN | PV | (L) Regulatory approvals pending. Not under construction | 260
2027 | 12 | 67133 | Okolona Solar, LLC | IPP | Okolona Solar | MS | 68876 | 6339 | 145 | Solar Photovoltaic | SUN | PV | (L) Regulatory approvals pending. Not under construction | 145
2027 | 12 | 66774 | Old Town Wind LLC | IPP | Old Town Wind | IL | 68413 | OT | 178 | Onshore Wind Turbine | WND | WT | (P) Planned for installation, but regulatory approvals not initiated | 178
2027 | 12 | 14354 | PacifiCorp | Electric Utility | Arco Wind and Solar Project | ID | 66651 | 37565 | 153 | Onshore Wind Turbine | WND | WT | (T) Regulatory approvals received. Not under construction | 153
2027 | 12 | 14354 | PacifiCorp | Electric Utility | OIT BESS | OR | 67741 | I | 2 | Batteries | MWH | BA | (U) Under construction, less than or equal to 50 percent complete | 2
2027 | 12 | 67598 | Panther Grove 2 LLC | IPP | Panther Grove 2 | IL | 69690 | PG2 | 472.5 | Onshore Wind Turbine | WND | WT | (U) Under construction, less than or equal to 50 percent complete | 472.5
2027 | 12 | 66448 | Parks Valley Energy LLC | IPP | Parks Valley Energy LLC | WV | 67874 | ENX32 | 150 | Batteries | MWH | BA | (P) Planned for installation, but regulatory approvals not initiated | 150
2027 | 12 | 15466 | Public Service Co of Colorado | Electric Utility | Fort St Vrain | CO | 6112 | 7 | 177.9 | Natural Gas Fired Combustion Turbine | NG | GT | (U) Under construction, less than or equal to 50 percent complete | 239
2027 | 12 | 15466 | Public Service Co of Colorado | Electric Utility | Fort St Vrain | CO | 6112 | 8 | 177.9 | Natural Gas Fired Combustion Turbine | NG | GT | (U) Under construction, less than or equal to 50 percent complete | 239
2027 | 12 | 66708 | Puuloa Solar LLC | IPP | Puuloa Solar | HI | 68285 | PS-1 | 6.4 | Solar Photovoltaic | SUN | PV | (P) Planned for installation, but regulatory approvals not initiated | 6.4
2027 | 12 | 66708 | Puuloa Solar LLC | IPP | Puuloa Solar | HI | 68285 | PS-2 | 6 | Batteries | MWH | BA | (P) Planned for installation, but regulatory approvals not initiated | 6
2027 | 12 | 67192 | RWE Clean Energy | IPP | Uvalde Solar 2 | TX | 66309 | UVPV2 | 300 | Solar Photovoltaic | SUN | PV | (P) Planned for installation, but regulatory approvals not initiated | 300
2027 | 12 | 67578 | Red Butte Wind | IPP | Red Butte Wind | ND | 69659 | RBW | 84 | Onshore Wind Turbine | WND | WT | (P) Planned for installation, but regulatory approvals not initiated | 202
2027 | 12 | 65265 | Repsol Renewables NA | IPP | Pike Creek Wind | IL | 65049 | CPCW1 | 202.5 | Onshore Wind Turbine | WND | WT | (P) Planned for installation, but regulatory approvals not initiated | 202.5
2027 | 12 | 65265 | Repsol Renewables NA | IPP | Ritter Solar | OH | 68510 | CFC1 | 199 | Solar Photovoltaic | SUN | PV | (P) Planned for installation, but regulatory approvals not initiated | 199
2027 | 12 | 65265 | Repsol Renewables NA | IPP | South Ripley Solar | NY | 64911 | CSRB1 | 20 | Batteries | MWH | BA | (L) Regulatory approvals pending. Not under construction | 20
2027 | 12 | 65265 | Repsol Renewables NA | IPP | South Ripley Solar | NY | 64911 | CSRS1 | 270 | Solar Photovoltaic | SUN | PV | (L) Regulatory approvals pending. Not under construction | 270
2027 | 12 | 66171 | SGT Hoskins Solar Project, LLC | IPP | SGT Hoskins Solar Project Hybrid | TX | 67341 | NOSES | 102.1 | Batteries | MWH | BA | (P) Planned for installation, but regulatory approvals not initiated | 102.1
2027 | 12 | 66171 | SGT Hoskins Solar Project, LLC | IPP | SGT Hoskins Solar Project Hybrid | TX | 67341 | NOSPV | 204.1 | Solar Photovoltaic | SUN | PV | (P) Planned for installation, but regulatory approvals not initiated | 204.1
2027 | 12 | 66927 | SR Bacon II, LLC | IPP | SR Bacon II | GA | 68553 | BACN2 | 115 | Solar Photovoltaic | SUN | PV | (T) Regulatory approvals received. Not under construction | 115
2027 | 12 | 66928 | SR Bacon III, LLC | IPP | SR Bacon III | GA | 68554 | BACN3 | 100 | Solar Photovoltaic | SUN | PV | (T) Regulatory approvals received. Not under construction | 100
2027 | 12 | 66588 | SR Copeland, LLC | IPP | SR Copeland | TN | 68099 | COPE | 110 | Solar Photovoltaic | SUN | PV | (T) Regulatory approvals received. Not under construction | 110
2027 | 12 | 66929 | SR Cordova, LLC | IPP | SR Cordova | SC | 68555 | CORDV | 100 | Solar Photovoltaic | SUN | PV | (T) Regulatory approvals received. Not under construction | 100
2027 | 12 | 66930 | SR Durhamville, LLC | IPP | SR Durhamville | TN | 68556 | DURHM | 66 | Solar Photovoltaic | SUN | PV | (T) Regulatory approvals received. Not under construction | 66
2027 | 12 | 66931 | SR Forrest City, LLC | IPP | SR Forrest City | AR | 68557 | FORRC | 4.8 | Solar Photovoltaic | SUN | PV | (T) Regulatory approvals received. Not under construction | 4.8
2027 | 12 | 66602 | SR Hope Hull, LLC | IPP | SR Hope Hull | AL | 68104 | HPHUL | 80 | Solar Photovoltaic | SUN | PV | (T) Regulatory approvals received. Not under construction | 80
2027 | 12 | 66932 | SR Lott, LLC | IPP | SR Lott | AL | 68558 | LOTT | 8.3 | Solar Photovoltaic | SUN | PV | (T) Regulatory approvals received. Not under construction | 8.3
2027 | 12 | 66934 | SR Marion Junction, LLC | IPP | SR Marion Junction | AL | 68560 | MARJT | 15 | Solar Photovoltaic | SUN | PV | (T) Regulatory approvals received. Not under construction | 15
2027 | 12 | 66936 | SR Mount Pleasant, LLC | IPP | SR Mount Pleasant | MS | 68562 | MTPLT | 50 | Solar Photovoltaic | SUN | PV | (T) Regulatory approvals received. Not under construction | 50
2027 | 12 | 66937 | SR Norwood, LLC | IPP | SR Norwood | GA | 68563 | NORWD | 107 | Solar Photovoltaic | SUN | PV | (T) Regulatory approvals received. Not under construction | 107
2027 | 12 | 66939 | SR Rochelle II, LLC | IPP | SR Rochelle II | GA | 68565 | ROCH2 | 50 | Solar Photovoltaic | SUN | PV | (T) Regulatory approvals received. Not under construction | 50
2027 | 12 | 66940 | SR Sipsey, LLC | IPP | SR Sipsey | AL | 68566 | SIPSY | 10 | Solar Photovoltaic | SUN | PV | (T) Regulatory approvals received. Not under construction | 10
2027 | 12 | 66941 | SR Sunset, LLC | IPP | SR Sunset | LA | 68567 | SUNST | 4.3 | Solar Photovoltaic | SUN | PV | (T) Regulatory approvals received. Not under construction | 4.3
2027 | 12 | 66943 | SR Ulm, LLC | IPP | SR Ulm | AR | 68569 | ULM | 4.8 | Solar Photovoltaic | SUN | PV | (T) Regulatory approvals received. Not under construction | 4.8
2027 | 12 | 66944 | SR West Helena, LLC | IPP | SR West Helena | AR | 68570 | WHELN | 4.8 | Solar Photovoltaic | SUN | PV | (T) Regulatory approvals received. Not under construction | 4.8
2027 | 12 | 67875 | Selma Energy Center, LLC | IPP | Selma Energy Center | AZ | 70218 | SEL1B | 150 | Batteries | MWH | BA | (U) Under construction, less than or equal to 50 percent complete | 150
2027 | 12 | 67875 | Selma Energy Center, LLC | IPP | Selma Energy Center | AZ | 70218 | SEL1S | 125 | Solar Photovoltaic | SUN | PV | (U) Under construction, less than or equal to 50 percent complete | 125
2027 | 12 | 64994 | SolRiver Capital LLC | IPP | Canyonville Solar LLC (CSG) | OR | 66340 | PV1 | 2.5 | Solar Photovoltaic | SUN | PV | (L) Regulatory approvals pending. Not under construction | 2.5
2027 | 12 | 67150 | Solex Ridge, LLC | IPP | Solex Ridge Solar | TX | 68903 | MUSPV | 100 | Solar Photovoltaic | SUN | PV | (L) Regulatory approvals pending. Not under construction | 100
2027 | 12 | 17543 | South Carolina Public Service Authority | Electric Utility | Winyah | SC | 6249 | 5 | 44 | Petroleum Liquids | DFO | GT | (P) Planned for installation, but regulatory approvals not initiated | 57
2027 | 12 | 17543 | South Carolina Public Service Authority | Electric Utility | Winyah | SC | 6249 | 6 | 44 | Petroleum Liquids | DFO | GT | (P) Planned for installation, but regulatory approvals not initiated | 57
2027 | 12 | 67816 | South Platte Solar | IPP | South Platte Solar | CO | 69972 | SP150 | 150 | Solar Photovoltaic | SUN | PV | (U) Under construction, less than or equal to 50 percent complete | 150
2027 | 12 | 17698 | Southwestern Electric Power Co | Electric Utility | Hallsville | TX | 68417 | 1 | 200 | Natural Gas Fired Combustion Turbine | NG | GT | (P) Planned for installation, but regulatory approvals not initiated | 225
2027 | 12 | 17698 | Southwestern Electric Power Co | Electric Utility | Hallsville | TX | 68417 | 2 | 200 | Natural Gas Fired Combustion Turbine | NG | GT | (P) Planned for installation, but regulatory approvals not initiated | 225
2027 | 12 | 67180 | Strinestown Solar, LLC | IPP | Strinestown Solar | PA | 68969 | ENX39 | 79.6 | Solar Photovoltaic | SUN | PV | (T) Regulatory approvals received. Not under construction | 79.6
2027 | 12 | 65815 | Sunraycer Assets I LLC | IPP | Albatross Solar, LLC | TX | 66894 | ALBBA | 50.4 | Batteries | MWH | BA | (P) Planned for installation, but regulatory approvals not initiated | 50.4
2027 | 12 | 65815 | Sunraycer Assets I LLC | IPP | Albatross Solar, LLC | TX | 66894 | ALBPV | 101 | Solar Photovoltaic | SUN | PV | (P) Planned for installation, but regulatory approvals not initiated | 101
2027 | 12 | 65815 | Sunraycer Assets I LLC | IPP | Lupinus Solar 2, LLC | TX | 66896 | LP2BA | 122.9 | Batteries | MWH | BA | (P) Planned for installation, but regulatory approvals not initiated | 122.9
2027 | 12 | 65815 | Sunraycer Assets I LLC | IPP | Lupinus Solar 2, LLC | TX | 66896 | LP2PV | 244 | Solar Photovoltaic | SUN | PV | (P) Planned for installation, but regulatory approvals not initiated | 244
2027 | 12 | 66778 | Sunstone Solar, LLC | IPP | Sunstone Solar | OR | 68396 | PGB45 | 1200 | Batteries | MWH | BA | (L) Regulatory approvals pending. Not under construction | 1200
2027 | 12 | 66778 | Sunstone Solar, LLC | IPP | Sunstone Solar | OR | 68396 | PGR45 | 1200 | Solar Photovoltaic | SUN | PV | (L) Regulatory approvals pending. Not under construction | 1200
2027 | 12 | 67329 | TGE Wyoming 225, LLC | IPP | Cowboy Solar II | WY | 69189 | C2BS | 200 | Batteries | MWH | BA | (P) Planned for installation, but regulatory approvals not initiated | 200
2027 | 12 | 67329 | TGE Wyoming 225, LLC | IPP | Cowboy Solar II | WY | 69189 | C2PV | 365 | Solar Photovoltaic | SUN | PV | (T) Regulatory approvals received. Not under construction | 365
2027 | 12 | 66705 | TUAL bn, LLC | IPP | Tualatin Battery Energy Storage System | OR | 68299 | TUAL | 200 | Batteries | MWH | BA | (L) Regulatory approvals pending. Not under construction | 200
2027 | 12 | 18642 | Tennessee Valley Authority | Electric Utility | Kingston | TN | 3407 | CTG1 | 372.9 | Natural Gas Fired Combined Cycle | NG | CT | (P) Planned for installation, but regulatory approvals not initiated | 454.8
2027 | 12 | 18642 | Tennessee Valley Authority | Electric Utility | Kingston | TN | 3407 | G1 | 45 | Natural Gas Fired Combustion Turbine | NG | GT | (P) Planned for installation, but regulatory approvals not initiated | 65.8
2027 | 12 | 18642 | Tennessee Valley Authority | Electric Utility | Kingston | TN | 3407 | G10 | 45 | Natural Gas Fired Combustion Turbine | NG | GT | (P) Planned for installation, but regulatory approvals not initiated | 65.8
2027 | 12 | 18642 | Tennessee Valley Authority | Electric Utility | Kingston | TN | 3407 | G11 | 45 | Natural Gas Fired Combustion Turbine | NG | GT | (P) Planned for installation, but regulatory approvals not initiated | 65.8
2027 | 12 | 18642 | Tennessee Valley Authority | Electric Utility | Kingston | TN | 3407 | G12 | 45 | Natural Gas Fired Combustion Turbine | NG | GT | (P) Planned for installation, but regulatory approvals not initiated | 65.8
2027 | 12 | 18642 | Tennessee Valley Authority | Electric Utility | Kingston | TN | 3407 | G13 | 45 | Natural Gas Fired Combustion Turbine | NG | GT | (P) Planned for installation, but regulatory approvals not initiated | 65.8
2027 | 12 | 18642 | Tennessee Valley Authority | Electric Utility | Kingston | TN | 3407 | G14 | 45 | Natural Gas Fired Combustion Turbine | NG | GT | (P) Planned for installation, but regulatory approvals not initiated | 65.8
2027 | 12 | 18642 | Tennessee Valley Authority | Electric Utility | Kingston | TN | 3407 | G15 | 45 | Natural Gas Fired Combustion Turbine | NG | GT | (P) Planned for installation, but regulatory approvals not initiated | 65.8
2027 | 12 | 18642 | Tennessee Valley Authority | Electric Utility | Kingston | TN | 3407 | G16 | 45 | Natural Gas Fired Combustion Turbine | NG | GT | (P) Planned for installation, but regulatory approvals not initiated | 65.8
2027 | 12 | 18642 | Tennessee Valley Authority | Electric Utility | Kingston | TN | 3407 | G2 | 45 | Natural Gas Fired Combustion Turbine | NG | GT | (P) Planned for installation, but regulatory approvals not initiated | 65.8
2027 | 12 | 18642 | Tennessee Valley Authority | Electric Utility | Kingston | TN | 3407 | G3 | 45 | Natural Gas Fired Combustion Turbine | NG | GT | (P) Planned for installation, but regulatory approvals not initiated | 65.8
2027 | 12 | 18642 | Tennessee Valley Authority | Electric Utility | Kingston | TN | 3407 | G4 | 45 | Natural Gas Fired Combustion Turbine | NG | GT | (P) Planned for installation, but regulatory approvals not initiated | 65.8
2027 | 12 | 18642 | Tennessee Valley Authority | Electric Utility | Kingston | TN | 3407 | G5 | 45 | Natural Gas Fired Combustion Turbine | NG | GT | (P) Planned for installation, but regulatory approvals not initiated | 65.8
2027 | 12 | 18642 | Tennessee Valley Authority | Electric Utility | Kingston | TN | 3407 | G6 | 45 | Natural Gas Fired Combustion Turbine | NG | GT | (P) Planned for installation, but regulatory approvals not initiated | 65.8
2027 | 12 | 18642 | Tennessee Valley Authority | Electric Utility | Kingston | TN | 3407 | G7 | 45 | Natural Gas Fired Combustion Turbine | NG | GT | (P) Planned for installation, but regulatory approvals not initiated | 65.8
2027 | 12 | 18642 | Tennessee Valley Authority | Electric Utility | Kingston | TN | 3407 | G8 | 45 | Natural Gas Fired Combustion Turbine | NG | GT | (P) Planned for installation, but regulatory approvals not initiated | 65.8
2027 | 12 | 18642 | Tennessee Valley Authority | Electric Utility | Kingston | TN | 3407 | G9 | 45 | Natural Gas Fired Combustion Turbine | NG | GT | (P) Planned for installation, but regulatory approvals not initiated | 65.8
2027 | 12 | 18642 | Tennessee Valley Authority | Electric Utility | Kingston | TN | 3407 | STG1 | 296.6 | Natural Gas Fired Combined Cycle | NG | CA | (P) Planned for installation, but regulatory approvals not initiated | 323
2027 | 12 | 18642 | Tennessee Valley Authority | Electric Utility | Lawrence County Solar | AL | 67233 | SOL1 | 193 | Solar Photovoltaic | SUN | PV | (P) Planned for installation, but regulatory approvals not initiated | 193
2027 | 12 | 58113 | Texas A&M, Utilities & Energy Services | Commercial | Central Utility Plant - Texas A&M | TX | 58151 | STG03 | 5 | Natural Gas Fired Combined Cycle | NG | CA | (P) Planned for installation, but regulatory approvals not initiated | 5
2027 | 12 | 59056 | Tri Global Energy, LLC | IPP | Water Valley Wind Energy | TX | 62846 | WWE1 | 180 | Onshore Wind Turbine | WND | WT | (P) Planned for installation, but regulatory approvals not initiated | 180
2027 | 12 | 65777 | Urban Grid Solar | IPP | Fairview Solar (AR) | AR | 66851 | FAIR1 | 75 | Solar Photovoltaic | SUN | PV | (L) Regulatory approvals pending. Not under construction | 75
2027 | 12 | 67876 | Valley Farms Energy Center, LLC | IPP | Valley Farms Energy Center | AZ | 70219 | VALLE | 300 | Batteries | MWH | BA | (U) Under construction, less than or equal to 50 percent complete | 300
2027 | 12 | 65104 | Vermillion Rise Solar, LLC | IPP | Vermillion Rise Solar | IN | 65935 | 14 | 185 | Solar Photovoltaic | SUN | PV | (P) Planned for installation, but regulatory approvals not initiated | 185
2027 | 12 | 64545 | Vesper Energy Development LLC | IPP | Bradford Solar PA | PA | 68014 | BRDFS | 100.5 | Solar Photovoltaic | SUN | PV | (L) Regulatory approvals pending. Not under construction | 100.5
2027 | 12 | 64545 | Vesper Energy Development LLC | IPP | Firefly Solar PA | PA | 67984 | FFLPA | 401.6 | Solar Photovoltaic | SUN | PV | (L) Regulatory approvals pending. Not under construction | 401.6
2027 | 12 | 64545 | Vesper Energy Development LLC | IPP | Kingwood Solar | OH | 65425 | KWOOD | 175 | Solar Photovoltaic | SUN | PV | (P) Planned for installation, but regulatory approvals not initiated | 175
2027 | 12 | 64545 | Vesper Energy Development LLC | IPP | Scopus Solar | MO | 68031 | SCPSB | 200 | Batteries | MWH | BA | (P) Planned for installation, but regulatory approvals not initiated | 200
2027 | 12 | 64545 | Vesper Energy Development LLC | IPP | Scopus Solar | MO | 68031 | SCPSR | 200 | Solar Photovoltaic | SUN | PV | (P) Planned for installation, but regulatory approvals not initiated | 200
2027 | 12 | 64545 | Vesper Energy Development LLC | IPP | Sunrose Renewable Energy | TX | 68033 | SNRSE | 300 | Solar Photovoltaic | SUN | PV | (P) Planned for installation, but regulatory approvals not initiated | 300
2027 | 12 | 64545 | Vesper Energy Development LLC | IPP | Sunrose Renewable Energy | TX | 68033 | SRSEB | 300 | Batteries | MWH | BA | (P) Planned for installation, but regulatory approvals not initiated | 300
2027 | 12 | 64545 | Vesper Energy Development LLC | IPP | Vichy Solar | MO | 68036 | VCHSB | 200 | Batteries | MWH | BA | (P) Planned for installation, but regulatory approvals not initiated | 200
2027 | 12 | 64545 | Vesper Energy Development LLC | IPP | Vichy Solar | MO | 68036 | VCHSR | 200 | Solar Photovoltaic | SUN | PV | (P) Planned for installation, but regulatory approvals not initiated | 200
2027 | 12 | 65396 | Viracocha Wind LLC | IPP | Rooney Ranch | CA | 63088 | ROONR | 21 | Onshore Wind Turbine | WND | WT | (L) Regulatory approvals pending. Not under construction | 21
2027 | 12 | 65396 | Viracocha Wind LLC | IPP | Sand Hill A | CA | 63126 | SNDHA | 13.5 | Onshore Wind Turbine | WND | WT | (L) Regulatory approvals pending. Not under construction | 13.5
2027 | 12 | 65396 | Viracocha Wind LLC | IPP | Sand Hill B | CA | 63652 | SNDHB | 17 | Onshore Wind Turbine | WND | WT | (L) Regulatory approvals pending. Not under construction | 17
2027 | 12 | 65396 | Viracocha Wind LLC | IPP | Sand Hill C | CA | 63653 | SNDHC | 80 | Onshore Wind Turbine | WND | WT | (L) Regulatory approvals pending. Not under construction | 80
2027 | 12 | 66190 | Waco Solar II, LLC | IPP | Waco Solar II | TX | 67354 | 5698 | 200 | Solar Photovoltaic | SUN | PV | (P) Planned for installation, but regulatory approvals not initiated | 200
2027 | 12 | 65329 | Yaupon Solar, LLC | IPP | Yaupon Solar Project (Hybrid) | TX | 66216 | BESS | 100 | Batteries | MWH | BA | (P) Planned for installation, but regulatory approvals not initiated | 100
2028 | 1 | 66731 | BrightNight Power | IPP | Salmonfly Solar and Storage | OR | 68370 | SALM | 247 | Solar Photovoltaic | SUN | PV | (L) Regulatory approvals pending. Not under construction | 247
2028 | 1 | 66731 | BrightNight Power | IPP | Salmonfly Solar and Storage | OR | 68370 | SALM2 | 247 | Batteries | MWH | BA | (L) Regulatory approvals pending. Not under construction | 247
2028 | 1 | 1512 | City of Belleville - (KS) | Electric Utility | Belleville | KS | 1263 | 7A | 3 | Petroleum Liquids | DFO | IC | (P) Planned for installation, but regulatory approvals not initiated | 3
2028 | 1 | 58468 | Dominion Renewable Energy | Electric Utility | Rocky Run Solar | VA | 68076 | ROCKY | 300 | Solar Photovoltaic | SUN | PV | (P) Planned for installation, but regulatory approvals not initiated | 300
2028 | 1 | 5416 | Duke Energy Carolinas, LLC | Electric Utility | Bush River Solar Plant | SC | 69772 | BRSP1 | 45 | Solar Photovoltaic | SUN | PV | (L) Regulatory approvals pending. Not under construction | 45
2028 | 1 | 67834 | Evlou Solar, LLC | IPP | Evlou Solar, LLC | TX | 70034 | ES | 250 | Solar Photovoltaic | SUN | PV | (U) Under construction, less than or equal to 50 percent complete | 250
2028 | 1 | 67834 | Evlou Solar, LLC | IPP | Evlou Solar, LLC | TX | 70034 | ESS | 250 | Batteries | MWH | BA | (U) Under construction, less than or equal to 50 percent complete | 250
2028 | 1 | 6738 | Franklin Heating Station | Commercial | Franklin Heating Station | MN | 54224 | DG9 | 3.1 | Petroleum Liquids | DFO | IC | (T) Regulatory approvals received. Not under construction | 3.1
2028 | 1 | 65478 | Gransolar Texas Fourteen, LLC | IPP | Eytcheson Solar | TX | 66398 | EYTCH | 76.2 | Solar Photovoltaic | SUN | PV | (P) Planned for installation, but regulatory approvals not initiated | 76.4
2028 | 1 | 66375 | Gransolar Texas Sixteen, LLC | IPP | Findley PV and BESS | TX | 67778 | GR16B | 50.3 | Batteries | MWH | BA | (L) Regulatory approvals pending. Not under construction | 50.3
2028 | 1 | 66375 | Gransolar Texas Sixteen, LLC | IPP | Findley PV and BESS | TX | 67778 | GR16P | 50.3 | Solar Photovoltaic | SUN | PV | (L) Regulatory approvals pending. Not under construction | 50.3
2028 | 1 | 60349 | Juneau Hydropower, Inc | IPP | Sweetheart Lake Hydroelectric Facility | AK | 60588 | JHI01 | 6.6 | Conventional Hydroelectric | WAT | HY | (L) Regulatory approvals pending. Not under construction | 6.6
2028 | 1 | 60349 | Juneau Hydropower, Inc | IPP | Sweetheart Lake Hydroelectric Facility | AK | 60588 | JHI02 | 6.6 | Conventional Hydroelectric | WAT | HY | (L) Regulatory approvals pending. Not under construction | 6.6
2028 | 1 | 60349 | Juneau Hydropower, Inc | IPP | Sweetheart Lake Hydroelectric Facility | AK | 60588 | JHI03 | 6.6 | Conventional Hydroelectric | WAT | HY | (L) Regulatory approvals pending. Not under construction | 6.6
2028 | 1 | 65871 | MPW Solar 1, LLC | IPP | MPW Solar 1 | IA | 66978 | MS1 | 24 | Solar Photovoltaic | SUN | PV | (T) Regulatory approvals received. Not under construction | 24
2028 | 1 | 12436 | Michigan State University | Commercial | T B Simon Power Plant | MI | 10328 | GEN11 | 15 | Natural Gas Fired Combustion Turbine | NG | GT | (U) Under construction, less than or equal to 50 percent complete | 15
2028 | 1 | 66564 | Rodatherm Energy Corporation | IPP | Rodatherm Milford 1 | UT | 68044 | RODA1 | 1.2 | Geothermal | GEO | BT | (U) Under construction, less than or equal to 50 percent complete | 1.8
2028 | 2 | 5416 | Duke Energy Carolinas, LLC | Electric Utility | Clark Creek Solar Plant | NC | 69771 | CCBS1 | 14 | Batteries | MWH | BA | (L) Regulatory approvals pending. Not under construction | 14
2028 | 2 | 5416 | Duke Energy Carolinas, LLC | Electric Utility | Clark Creek Solar Plant | NC | 69771 | CCSP1 | 40 | Solar Photovoltaic | SUN | PV | (L) Regulatory approvals pending. Not under construction | 40
2028 | 2 | 67582 | Intersect USA, LLC | IPP | IP Meitner Wind | TX | 68204 | MEITW | 258 | Onshore Wind Turbine | WND | WT | (L) Regulatory approvals pending. Not under construction | 500
2028 | 2 | 50123 | Leeward Asset Management, LLC | IPP | Parowan Solar | UT | 65823 | PARB | 58 | Batteries | MWH | BA | (P) Planned for installation, but regulatory approvals not initiated | 58
2028 | 2 | 50123 | Leeward Asset Management, LLC | IPP | Parowan Solar | UT | 65823 | PARS0 | 58 | Solar Photovoltaic | SUN | PV | (P) Planned for installation, but regulatory approvals not initiated | 58
2028 | 2 | 67722 | SR Shelby II, LLC | IPP | SR Shelby II, LLC | TN | 69867 | SHEII | 6 | Solar Photovoltaic | SUN | PV | (T) Regulatory approvals received. Not under construction | 6
2028 | 2 | 65777 | Urban Grid Solar | IPP | Spring Valley Solar 2 | AL | 66858 | SPRV2 | 200 | Solar Photovoltaic | SUN | PV | (L) Regulatory approvals pending. Not under construction | 200
2028 | 2 | 66485 | Vernon Solar and Storage, LLC | IPP | Vernon Solar and Storage | TX | 67934 | VERNB | 38 | Batteries | MWH | BA | (P) Planned for installation, but regulatory approvals not initiated | 38
2028 | 2 | 66485 | Vernon Solar and Storage, LLC | IPP | Vernon Solar and Storage | TX | 67934 | VERNP | 104 | Solar Photovoltaic | SUN | PV | (P) Planned for installation, but regulatory approvals not initiated | 104
2028 | 2 | 20847 | Wisconsin Electric Power Co | Electric Utility | South Oak Creek | WI | 4041 | 11 | 227.6 | Natural Gas Fired Combustion Turbine | NG | GT | (L) Regulatory approvals pending. Not under construction | 236.3
2028 | 2 | 20847 | Wisconsin Electric Power Co | Electric Utility | South Oak Creek | WI | 4041 | 12 | 227.6 | Natural Gas Fired Combustion Turbine | NG | GT | (L) Regulatory approvals pending. Not under construction | 236.3
2028 | 2 | 20847 | Wisconsin Electric Power Co | Electric Utility | South Oak Creek | WI | 4041 | 13 | 227.6 | Natural Gas Fired Combustion Turbine | NG | GT | (L) Regulatory approvals pending. Not under construction | 236.3
2028 | 2 | 20847 | Wisconsin Electric Power Co | Electric Utility | South Oak Creek | WI | 4041 | 14 | 227.6 | Natural Gas Fired Combustion Turbine | NG | GT | (L) Regulatory approvals pending. Not under construction | 236.3
2028 | 2 | 20847 | Wisconsin Electric Power Co | Electric Utility | South Oak Creek | WI | 4041 | 15 | 227.6 | Natural Gas Fired Combustion Turbine | NG | GT | (L) Regulatory approvals pending. Not under construction | 236.3
2028 | 3 | 65410 | ACTX BESS Project LLC | IPP | Ash Creek BESS | TX | 66391 | BESS | 306 | Batteries | MWH | BA | (P) Planned for installation, but regulatory approvals not initiated | 306
2028 | 3 | 15399 | Avangrid Power LLC | IPP | Shutler Energy Storage | OR | 70225 | SES | 41 | Batteries | MWH | BA | (U) Under construction, less than or equal to 50 percent complete | 41
2028 | 3 | 63697 | BD Solar Auburn LLC | IPP | Auburn PV - BD Solar Auburn LLC | ME | 64067 | AUBPV | 5 | Solar Photovoltaic | SUN | PV | (L) Regulatory approvals pending. Not under construction | 5
2028 | 3 | 63701 | BD Solar Lewiston Junction LLC | IPP | Lewiston Jn PV - BD Solar Lewiston Jn LL | ME | 64071 | LJNPV | 5 | Solar Photovoltaic | SUN | PV | (L) Regulatory approvals pending. Not under construction | 5
2028 | 3 | 66554 | Cowboy Solar I | IPP | Cowboy Solar I | WY | 68022 | CLP20 | 400 | Solar Photovoltaic | SUN | PV | (P) Planned for installation, but regulatory approvals not initiated | 400
2028 | 3 | 65677 | Dimension Energy LLC | IPP | Beaver Gross Road Solar LLC | PA | 70024 | BEAVE | 3 | Solar Photovoltaic | SUN | PV | (T) Regulatory approvals received. Not under construction | 3
2028 | 3 | 65677 | Dimension Energy LLC | IPP | Delaware Conrath Road Solar LLC | PA | 70028 | CONRR | 3 | Solar Photovoltaic | SUN | PV | (T) Regulatory approvals received. Not under construction | 3
2028 | 3 | 67846 | Drennan Energy Storage LLC | IPP | Drennan Energy Storage | CO | 70050 | DRENN | 100 | Batteries | MWH | BA | (L) Regulatory approvals pending. Not under construction | 100
2028 | 3 | 12685 | Entergy Mississippi LLC | Electric Utility | Penton Solar Plant | MS | 68029 | PSP | 190 | Solar Photovoltaic | SUN | PV | (P) Planned for installation, but regulatory approvals not initiated | 190
2028 | 3 | 65998 | Flint Mine Solar, LLC | IPP | Flint Mine Solar | NY | 67090 | FMS | 100 | Solar Photovoltaic | SUN | PV | (T) Regulatory approvals received. Not under construction | 100
2028 | 3 | 67371 | Fortress Solar 1 LLC | IPP | Fortress 1 | CO | 69278 | 1 | 199 | Solar Photovoltaic | SUN | PV | (L) Regulatory approvals pending. Not under construction | 199
2028 | 3 | 67371 | Fortress Solar 1 LLC | IPP | Fortress 1 | CO | 69278 | 2 | 150 | Batteries | MWH | BA | (L) Regulatory approvals pending. Not under construction | 150
2028 | 3 | 67371 | Fortress Solar 1 LLC | IPP | Fortress 1 | CO | 69278 | 3 | 49.9 | Batteries | MWH | BA | (L) Regulatory approvals pending. Not under construction | 49.9
2028 | 3 | 66376 | Gransolar Texas Five LLC | IPP | Hayrick BESS | TX | 67779 | GRS5 | 113.9 | Batteries | MWH | BA | (L) Regulatory approvals pending. Not under construction | 113.9
2028 | 3 | 66370 | Gransolar Texas Nine LLC | IPP | Braswell Solar | TX | 67772 | GRS9 | 42.6 | Solar Photovoltaic | SUN | PV | (L) Regulatory approvals pending. Not under construction | 44.2
2028 | 3 | 67822 | Hackberry Creek Solar, LLC | IPP | Hackberry Creek Solar | TX | 69984 | 6059 | 175 | Solar Photovoltaic | SUN | PV | (T) Regulatory approvals received. Not under construction | 175
2028 | 3 | 67038 | IP Easley, LLC | IPP | Easley Solar | CA | 68758 | IPEA3 | 300 | Batteries | MWH | BA | (T) Regulatory approvals received. Not under construction | 300
2028 | 3 | 66710 | Industrial Kilo Project, LLC | IPP | Noor Solar | TX | 68411 | NORPV | 185 | Solar Photovoltaic | SUN | PV | (L) Regulatory approvals pending. Not under construction | 188.2
2028 | 3 | 67582 | Intersect USA, LLC | IPP | Darden I Solar | CA | 69661 | IPD1B | 287.5 | Batteries | MWH | BA | (T) Regulatory approvals received. Not under construction | 303.7
2028 | 3 | 67582 | Intersect USA, LLC | IPP | Darden I Solar | CA | 69661 | IPD1S | 287.5 | Solar Photovoltaic | SUN | PV | (T) Regulatory approvals received. Not under construction | 342.7
2028 | 3 | 67582 | Intersect USA, LLC | IPP | Darden II Solar | CA | 69662 | IPD2B | 287.5 | Batteries | MWH | BA | (T) Regulatory approvals received. Not under construction | 303.7
2028 | 3 | 67582 | Intersect USA, LLC | IPP | Darden II Solar | CA | 69662 | IPD2S | 287.5 | Solar Photovoltaic | SUN | PV | (T) Regulatory approvals received. Not under construction | 342.7
2028 | 3 | 67582 | Intersect USA, LLC | IPP | Darden III Solar | CA | 69663 | IPD3B | 287.5 | Batteries | MWH | BA | (T) Regulatory approvals received. Not under construction | 303.7
2028 | 3 | 67582 | Intersect USA, LLC | IPP | Darden III Solar | CA | 69663 | IPD3S | 287.5 | Solar Photovoltaic | SUN | PV | (T) Regulatory approvals received. Not under construction | 342.7
2028 | 3 | 67582 | Intersect USA, LLC | IPP | Darden IV Solar | CA | 69664 | IPD4B | 287.5 | Batteries | MWH | BA | (T) Regulatory approvals received. Not under construction | 303.7
2028 | 3 | 67582 | Intersect USA, LLC | IPP | Darden IV Solar | CA | 69664 | IPD4S | 287.5 | Solar Photovoltaic | SUN | PV | (T) Regulatory approvals received. Not under construction | 342.7
2028 | 3 | 49893 | Invenergy Services LLC | IPP | Changing Winds | TX | 59243 | CHAN1 | 288 | Onshore Wind Turbine | WND | WT | (L) Regulatory approvals pending. Not under construction | 288
2028 | 3 | 10325 | Kings River Conservation Dist | Electric Utility | Pine Flat | CA | 7907 | 4 | 3.8 | Conventional Hydroelectric | WAT | HY | (T) Regulatory approvals received. Not under construction | 3.8
2028 | 3 | 58764 | Origis Energy USA, Inc | IPP | Covington (MS) | MS | 65293 | OEMS4 | 96 | Solar Photovoltaic | SUN | PV | (T) Regulatory approvals received. Not under construction | 96
2028 | 3 | 15143 | Platte River Power Authority | Electric Utility | Rawhide | CO | 6761 | G | 44.6 | Natural Gas Fired Combustion Turbine | NG | GT | (P) Planned for installation, but regulatory approvals not initiated | 44.6
2028 | 3 | 15143 | Platte River Power Authority | Electric Utility | Rawhide | CO | 6761 | H | 44.6 | Natural Gas Fired Combustion Turbine | NG | GT | (P) Planned for installation, but regulatory approvals not initiated | 44.6
2028 | 3 | 15143 | Platte River Power Authority | Electric Utility | Rawhide | CO | 6761 | LM3 | 44.6 | Natural Gas Fired Combustion Turbine | NG | GT | (P) Planned for installation, but regulatory approvals not initiated | 44.6
2028 | 3 | 15143 | Platte River Power Authority | Electric Utility | Rawhide | CO | 6761 | LM4 | 44.6 | Natural Gas Fired Combustion Turbine | NG | GT | (P) Planned for installation, but regulatory approvals not initiated | 44.6
2028 | 3 | 15143 | Platte River Power Authority | Electric Utility | Rawhide | CO | 6761 | LM5 | 44.6 | Natural Gas Fired Combustion Turbine | NG | GT | (P) Planned for installation, but regulatory approvals not initiated | 44.6
2028 | 3 | 66255 | RIC Development, LLC | IPP | Zephyr Storage | TX | 67555 | RIC98 | 185.6 | Batteries | MWH | BA | (P) Planned for installation, but regulatory approvals not initiated | 185.6
2028 | 3 | 64545 | Vesper Energy Development LLC | IPP | Hornet Solar II (TX) (Hybrid) | TX | 67985 | HRNT2 | 200 | Solar Photovoltaic | SUN | PV | (L) Regulatory approvals pending. Not under construction | 200
2028 | 3 | 64545 | Vesper Energy Development LLC | IPP | Hornet Solar II (TX) (Hybrid) | TX | 67985 | HRT2B | 200 | Batteries | MWH | BA | (L) Regulatory approvals pending. Not under construction | 200
2028 | 3 | 64545 | Vesper Energy Development LLC | IPP | Juniper Creek Storage | CA | 67945 | JCSIB | 200 | Batteries | MWH | BA | (T) Regulatory approvals received. Not under construction | 200
2028 | 3 | 64545 | Vesper Energy Development LLC | IPP | Mystic Springs Renewable Energy (Hybrid) | TX | 67987 | MYSPB | 250 | Batteries | MWH | BA | (P) Planned for installation, but regulatory approvals not initiated | 250
2028 | 3 | 64545 | Vesper Energy Development LLC | IPP | Mystic Springs Renewable Energy (Hybrid) | TX | 67987 | MYSPS | 250 | Solar Photovoltaic | SUN | PV | (P) Planned for installation, but regulatory approvals not initiated | 250
2028 | 3 | 64951 | Warren Meadow Solar Station, LLC | IPP | Warren Meadow Solar Station | ME | 65708 | WMSS | 74.5 | Solar Photovoltaic | SUN | PV | (T) Regulatory approvals received. Not under construction | 74.5
2028 | 3 | 66827 | Wichita Solar I, LLC | IPP | Short Creek Solar | TX | 68479 | SHRT | 605 | Solar Photovoltaic | SUN | PV | (L) Regulatory approvals pending. Not under construction | 606.4
2028 | 4 | 64904 | AES Clean Energy | IPP | Hecate Energy Pulaski 1 | VA | 65665 | HEPU1 | 150 | Solar Photovoltaic | SUN | PV | (L) Regulatory approvals pending. Not under construction | 150
2028 | 4 | 66822 | Bob Creek Wind, LLC | IPP | Bob Creek Wind, LLC | TX | 68459 | 5961 | 175 | Onshore Wind Turbine | WND | WT | (P) Planned for installation, but regulatory approvals not initiated | 175
2028 | 4 | 66864 | Broadleaf Solar, LLC | IPP | Broadleaf Solar | CT | 68490 | BLS | 200 | Solar Photovoltaic | SUN | PV | (L) Regulatory approvals pending. Not under construction | 200
2028 | 4 | 5109 | DTE Electric Company | Electric Utility | Poseyville Solar Park | MI | 69468 | PSVSP | 117 | Solar Photovoltaic | SUN | PV | (U) Under construction, less than or equal to 50 percent complete | 206.4
2028 | 4 | 67734 | ENGIE Distributed Renewables Development LLC | IPP | Maple Ridge A | PA | 69970 | MPLRA | 3 | Solar Photovoltaic | SUN | PV | (U) Under construction, less than or equal to 50 percent complete | 3
2028 | 4 | 67734 | ENGIE Distributed Renewables Development LLC | IPP | Maple Ridge B | PA | 69971 | MPLRB | 3 | Solar Photovoltaic | SUN | PV | (U) Under construction, less than or equal to 50 percent complete | 3
2028 | 4 | 67582 | Intersect USA, LLC | IPP | IP Meitner Solar | TX | 68203 | MEITS | 214 | Solar Photovoltaic | SUN | PV | (L) Regulatory approvals pending. Not under construction | 500
2028 | 4 | 56545 | Pattern Operators LP | IPP | Illinois Generation LLC | IL | 69764 | HPW | 616.5 | Onshore Wind Turbine | WND | WT | (T) Regulatory approvals received. Not under construction | 616.5
2028 | 4 | 66255 | RIC Development, LLC | IPP | Blackcat BESS | TX | 67558 | RIC96 | 200.6 | Batteries | MWH | BA | (P) Planned for installation, but regulatory approvals not initiated | 200.6
2028 | 4 | 66255 | RIC Development, LLC | IPP | Callan Solar | TX | 67561 | RIC93 | 90 | Solar Photovoltaic | SUN | PV | (P) Planned for installation, but regulatory approvals not initiated | 90
2028 | 4 | 66255 | RIC Development, LLC | IPP | Chimney Rock BESS | TX | 68667 | RIC89 | 156 | Batteries | MWH | BA | (P) Planned for installation, but regulatory approvals not initiated | 156
2028 | 4 | 66255 | RIC Development, LLC | IPP | Coke BESS | TX | 68668 | RIC90 | 220 | Batteries | MWH | BA | (P) Planned for installation, but regulatory approvals not initiated | 220
2028 | 4 | 66255 | RIC Development, LLC | IPP | Serrano BESS | TX | 67556 | RIC97 | 185.6 | Batteries | MWH | BA | (P) Planned for installation, but regulatory approvals not initiated | 185.6
2028 | 4 | 66255 | RIC Development, LLC | IPP | Stonewall Solar | TX | 67562 | RIC92 | 60.2 | Solar Photovoltaic | SUN | PV | (P) Planned for installation, but regulatory approvals not initiated | 60.2
2028 | 4 | 66509 | Red River Clean Energy | IPP | Cannibal Draw Solar and Storage | TX | 68738 | CANBS | 98.6 | Batteries | MWH | BA | (T) Regulatory approvals received. Not under construction | 98.6
2028 | 4 | 66509 | Red River Clean Energy | IPP | Cannibal Draw Solar and Storage | TX | 68738 | CANPV | 149.5 | Solar Photovoltaic | SUN | PV | (T) Regulatory approvals received. Not under construction | 149.5
2028 | 4 | 61906 | Rye Development | IPP | Grenada Lake Hydroelectric Project | MS | 62430 | NA1 | 4 | Conventional Hydroelectric | WAT | HY | (P) Planned for installation, but regulatory approvals not initiated | 5
2028 | 4 | 65144 | Samsung C&T Renewables, LLC | IPP | Dolce BESS, LLC | TX | 67919 | DOLCE | 101.4 | Batteries | MWH | BA | (P) Planned for installation, but regulatory approvals not initiated | 101.4
2028 | 4 | 64545 | Vesper Energy Development LLC | IPP | Aurora Renewable Energy (Hybrid) | CA | 67983 | AURRB | 50 | Batteries | MWH | BA | (P) Planned for installation, but regulatory approvals not initiated | 50
2028 | 4 | 64545 | Vesper Energy Development LLC | IPP | Aurora Renewable Energy (Hybrid) | CA | 67983 | AURRE | 50 | Solar Photovoltaic | SUN | PV | (P) Planned for installation, but regulatory approvals not initiated | 50
2028 | 5 | 63807 | 302PN 8me LLC | IPP | Red Antelope Solar & Energy Storage Farm | AZ | 64208 | 30PNA | 400 | Solar Photovoltaic | SUN | PV | (P) Planned for installation, but regulatory approvals not initiated | 400
2028 | 5 | 63807 | 302PN 8me LLC | IPP | Red Antelope Solar & Energy Storage Farm | AZ | 64208 | 30PNB | 300 | Batteries | MWH | BA | (P) Planned for installation, but regulatory approvals not initiated | 300
2028 | 5 | 65687 | Accalia Point Solar, LLC | IPP | Accalia Point Solar, LLC | TX | 66673 | 66666 | 190.5 | Solar Photovoltaic | SUN | PV | (P) Planned for installation, but regulatory approvals not initiated | 190.5
2028 | 5 | 66571 | Clenera DevCo LLC | IPP | CO Bar D Solar and BESS | AZ | 69057 | CBDBA | 394 | Batteries | MWH | BA | (P) Planned for installation, but regulatory approvals not initiated | 394
2028 | 5 | 66571 | Clenera DevCo LLC | IPP | CO Bar D Solar and BESS | AZ | 69057 | CBDPV | 394 | Solar Photovoltaic | SUN | PV | (P) Planned for installation, but regulatory approvals not initiated | 394
2028 | 5 | 61060 | Cypress Creek Renewables | IPP | Bear Ridge | NY | 67650 | BEARR | 93 | Solar Photovoltaic | SUN | PV | (L) Regulatory approvals pending. Not under construction | 93
2028 | 5 | 54803 | Dynegy Oakland, LLC | IPP | Dynegy Oakland Power Plant | CA | 6211 | GEN4 | 43.3 | Batteries | MWH | BA | (P) Planned for installation, but regulatory approvals not initiated | 43.3
2028 | 5 | 66681 | EAGL bn, LLC | IPP | Eagle Eye Solar and Storage | AZ | 68287 | EAGL1 | 400 | Solar Photovoltaic | SUN | PV | (L) Regulatory approvals pending. Not under construction | 400
2028 | 5 | 66681 | EAGL bn, LLC | IPP | Eagle Eye Solar and Storage | AZ | 68287 | EAGL2 | 400 | Batteries | MWH | BA | (L) Regulatory approvals pending. Not under construction | 400
2028 | 5 | 12685 | Entergy Mississippi LLC | Electric Utility | Delta Blues Advanced Power Station | MS | 67914 | 1A | 422.2 | Natural Gas Fired Combined Cycle | NG | CT | (L) Regulatory approvals pending. Not under construction | 477
2028 | 5 | 12685 | Entergy Mississippi LLC | Electric Utility | Delta Blues Advanced Power Station | MS | 67914 | 1C | 291.5 | Natural Gas Fired Combined Cycle | NG | CA | (L) Regulatory approvals pending. Not under construction | 341.7
2028 | 5 | 65837 | Freestone Solar LLC | IPP | Timber Cove Solar | TX | 66922 | 59957 | 100 | Solar Photovoltaic | SUN | PV | (P) Planned for installation, but regulatory approvals not initiated | 100
2028 | 5 | 66374 | Gransolar Texas Four LLC | IPP | Harryoung PV and BESS | TX | 67777 | GRS4B | 190 | Batteries | MWH | BA | (L) Regulatory approvals pending. Not under construction | 190
2028 | 5 | 66374 | Gransolar Texas Four LLC | IPP | Harryoung PV and BESS | TX | 67777 | GRS4P | 190 | Solar Photovoltaic | SUN | PV | (L) Regulatory approvals pending. Not under construction | 190
2028 | 5 | 66383 | Gransolar Texas Nineteen LLC | IPP | Whistle Solar | TX | 67785 | GRS19 | 56.3 | Solar Photovoltaic | SUN | PV | (L) Regulatory approvals pending. Not under construction | 56.3
2028 | 5 | 67603 | NRG Greens Bayou 6 LLC | IPP | Greens Bayou 6 | TX | 69691 | 06 | 411 | Natural Gas Fired Combustion Turbine | NG | GT | (U) Under construction, less than or equal to 50 percent complete | 447
2028 | 5 | 13781 | Northern States Power Co - Minnesota | Electric Utility | Sherco LDES | MN | 68988 | SHB01 | 10 | Batteries | MWH | BA | (T) Regulatory approvals received. Not under construction | 10
2028 | 5 | 67813 | Oso Negro, LLC | IPP | Oso Negro | NM | 69973 | OSON1 | 100 | Batteries | MWH | BA | (T) Regulatory approvals received. Not under construction | 100
2028 | 5 | 66688 | Rich Road Solar Energy Center | IPP | Rich Road Solar Energy Center | NY | 68264 | 12345 | 240 | Solar Photovoltaic | SUN | PV | (L) Regulatory approvals pending. Not under construction | 240
2028 | 5 | 61906 | Rye Development | IPP | Grenada Lake Hydroelectric Project | MS | 62430 | NA2 | 4 | Conventional Hydroelectric | WAT | HY | (P) Planned for installation, but regulatory approvals not initiated | 5
2028 | 6 | 66122 | Alina Energy LLC | IPP | Alina Energy LLC | TX | 67250 | ALIBS | 200 | Batteries | MWH | BA | (P) Planned for installation, but regulatory approvals not initiated | 200
2028 | 6 | 66122 | Alina Energy LLC | IPP | Alina Energy LLC | TX | 67250 | ALIPV | 200 | Solar Photovoltaic | SUN | PV | (P) Planned for installation, but regulatory approvals not initiated | 200
2028 | 6 | 61060 | Cypress Creek Renewables | IPP | Vitex Storage | NV | 68813 | VITEX | 300 | Batteries | MWH | BA | (L) Regulatory approvals pending. Not under construction | 300
2028 | 6 | 66980 | Dahlia Energy LLC | IPP | Dahlia Energy | TX | 68604 | DALBS | 100 | Batteries | MWH | BA | (P) Planned for installation, but regulatory approvals not initiated | 100
2028 | 6 | 66980 | Dahlia Energy LLC | IPP | Dahlia Energy | TX | 68604 | DALPV | 200 | Solar Photovoltaic | SUN | PV | (P) Planned for installation, but regulatory approvals not initiated | 200
2028 | 6 | 65677 | Dimension Energy LLC | IPP | Liberty Keefer Mill Road Solar LLC | PA | 70032 | KEEFE | 3 | Solar Photovoltaic | SUN | PV | (T) Regulatory approvals received. Not under construction | 3
2028 | 6 | 64452 | EDF Renewables Development, Inc. | IPP | Sawtooth Solar | AZ | 68883 | STBA | 250 | Batteries | MWH | BA | (L) Regulatory approvals pending. Not under construction | 250
2028 | 6 | 64452 | EDF Renewables Development, Inc. | IPP | Sawtooth Solar | AZ | 68883 | STPV | 250 | Solar Photovoltaic | SUN | PV | (L) Regulatory approvals pending. Not under construction | 250
2028 | 6 | 66641 | Greenwood Solar I, LLC | IPP | Greenwood Solar I | VA | 68205 | GRNWD | 100 | Solar Photovoltaic | SUN | PV | (T) Regulatory approvals received. Not under construction | 100
2028 | 6 | 67582 | Intersect USA, LLC | IPP | IP Roman Solar | TX | 68201 | ROMS | 500 | Solar Photovoltaic | SUN | PV | (L) Regulatory approvals pending. Not under construction | 500
2028 | 6 | 66828 | Laurens Solar I, LLC | IPP | Laurens Solar | GA | 68480 | LS1 | 150 | Solar Photovoltaic | SUN | PV | (L) Regulatory approvals pending. Not under construction | 150
2028 | 6 | 65493 | Navajo Transitional Energy Company | Electric Utility | NTEC Gas Plant | NM | 66478 | GEN1 | 37.6 | Natural Gas Fired Combustion Turbine | NG | GT | (L) Regulatory approvals pending. Not under construction | 60.5
2028 | 6 | 65493 | Navajo Transitional Energy Company | Electric Utility | NTEC Gas Plant | NM | 66478 | GEN10 | 37.6 | Natural Gas Fired Combustion Turbine | NG | GT | (L) Regulatory approvals pending. Not under construction | 60.5
2028 | 6 | 65493 | Navajo Transitional Energy Company | Electric Utility | NTEC Gas Plant | NM | 66478 | GEN11 | 37.6 | Natural Gas Fired Combustion Turbine | NG | GT | (L) Regulatory approvals pending. Not under construction | 60.5
2028 | 6 | 65493 | Navajo Transitional Energy Company | Electric Utility | NTEC Gas Plant | NM | 66478 | GEN12 | 37.6 | Natural Gas Fired Combustion Turbine | NG | GT | (L) Regulatory approvals pending. Not under construction | 60.5
2028 | 6 | 65493 | Navajo Transitional Energy Company | Electric Utility | NTEC Gas Plant | NM | 66478 | GEN13 | 37.6 | Natural Gas Fired Combustion Turbine | NG | GT | (L) Regulatory approvals pending. Not under construction | 60.5
2028 | 6 | 65493 | Navajo Transitional Energy Company | Electric Utility | NTEC Gas Plant | NM | 66478 | GEN14 | 37.6 | Natural Gas Fired Combustion Turbine | NG | GT | (L) Regulatory approvals pending. Not under construction | 60.5
2028 | 6 | 65493 | Navajo Transitional Energy Company | Electric Utility | NTEC Gas Plant | NM | 66478 | GEN15 | 37.6 | Natural Gas Fired Combustion Turbine | NG | GT | (L) Regulatory approvals pending. Not under construction | 60.5
2028 | 6 | 65493 | Navajo Transitional Energy Company | Electric Utility | NTEC Gas Plant | NM | 66478 | GEN16 | 37.6 | Natural Gas Fired Combustion Turbine | NG | GT | (L) Regulatory approvals pending. Not under construction | 60.5
2028 | 6 | 65493 | Navajo Transitional Energy Company | Electric Utility | NTEC Gas Plant | NM | 66478 | GEN17 | 37.6 | Natural Gas Fired Combustion Turbine | NG | GT | (L) Regulatory approvals pending. Not under construction | 60.5
2028 | 6 | 65493 | Navajo Transitional Energy Company | Electric Utility | NTEC Gas Plant | NM | 66478 | GEN18 | 37.6 | Natural Gas Fired Combustion Turbine | NG | GT | (L) Regulatory approvals pending. Not under construction | 60.5
2028 | 6 | 65493 | Navajo Transitional Energy Company | Electric Utility | NTEC Gas Plant | NM | 66478 | GEN2 | 37.6 | Natural Gas Fired Combustion Turbine | NG | GT | (L) Regulatory approvals pending. Not under construction | 60.5
2028 | 6 | 65493 | Navajo Transitional Energy Company | Electric Utility | NTEC Gas Plant | NM | 66478 | GEN3 | 37.6 | Natural Gas Fired Combustion Turbine | NG | GT | (L) Regulatory approvals pending. Not under construction | 60.5
2028 | 6 | 65493 | Navajo Transitional Energy Company | Electric Utility | NTEC Gas Plant | NM | 66478 | GEN4 | 37.6 | Natural Gas Fired Combustion Turbine | NG | GT | (L) Regulatory approvals pending. Not under construction | 60.5
2028 | 6 | 65493 | Navajo Transitional Energy Company | Electric Utility | NTEC Gas Plant | NM | 66478 | GEN5 | 37.6 | Natural Gas Fired Combustion Turbine | NG | GT | (L) Regulatory approvals pending. Not under construction | 60.5
2028 | 6 | 65493 | Navajo Transitional Energy Company | Electric Utility | NTEC Gas Plant | NM | 66478 | GEN6 | 37.6 | Natural Gas Fired Combustion Turbine | NG | GT | (L) Regulatory approvals pending. Not under construction | 60.5
2028 | 6 | 65493 | Navajo Transitional Energy Company | Electric Utility | NTEC Gas Plant | NM | 66478 | GEN7 | 37.6 | Natural Gas Fired Combustion Turbine | NG | GT | (L) Regulatory approvals pending. Not under construction | 60.5
2028 | 6 | 65493 | Navajo Transitional Energy Company | Electric Utility | NTEC Gas Plant | NM | 66478 | GEN8 | 37.6 | Natural Gas Fired Combustion Turbine | NG | GT | (L) Regulatory approvals pending. Not under construction | 60.5
2028 | 6 | 65493 | Navajo Transitional Energy Company | Electric Utility | NTEC Gas Plant | NM | 66478 | GEN9 | 37.6 | Natural Gas Fired Combustion Turbine | NG | GT | (L) Regulatory approvals pending. Not under construction | 60.5
2028 | 6 | 13902 | NorthWestern Energy (MT Hydro) | Electric Utility | Hauser | MT | 2185 | HAU9 | 3.5 | Conventional Hydroelectric | WAT | HY | (P) Planned for installation, but regulatory approvals not initiated | 3.5
2028 | 6 | 67920 | Romero Energy Center II, LLC | IPP | Romero Energy Center II, LLC | AZ | 70194 | REC02 | 225 | Batteries | MWH | BA | (U) Under construction, less than or equal to 50 percent complete | 225
2028 | 6 | 61906 | Rye Development | IPP | Arkabutla Lake Hydroelectric Project | MS | 62402 | NA1 | 1.5 | Conventional Hydroelectric | WAT | HY | (P) Planned for installation, but regulatory approvals not initiated | 2.5
2028 | 6 | 61906 | Rye Development | IPP | Grays Landing L&D Hydroelectric Project | PA | 62388 | NA1 | 4.5 | Conventional Hydroelectric | WAT | HY | (P) Planned for installation, but regulatory approvals not initiated | 6
2028 | 6 | 61906 | Rye Development | IPP | Overton Hydroelectric Project | LA | 62391 | NA1 | 5.5 | Conventional Hydroelectric | WAT | HY | (P) Planned for installation, but regulatory approvals not initiated | 8.1
2028 | 6 | 61906 | Rye Development | IPP | Overton Hydroelectric Project | LA | 62391 | NA2 | 5.5 | Conventional Hydroelectric | WAT | HY | (P) Planned for installation, but regulatory approvals not initiated | 8.1
2028 | 6 | 64545 | Vesper Energy Development LLC | IPP | Athens Solar I (Hybrid) | CA | 67982 | ATHS1 | 250 | Solar Photovoltaic | SUN | PV | (P) Planned for installation, but regulatory approvals not initiated | 250
2028 | 6 | 64545 | Vesper Energy Development LLC | IPP | Athens Solar I (Hybrid) | CA | 67982 | ATHSB | 250 | Batteries | MWH | BA | (P) Planned for installation, but regulatory approvals not initiated | 250
2028 | 6 | 64545 | Vesper Energy Development LLC | IPP | Meadow Springs Renewable Energy (Hybrid) | IL | 67986 | MSPRB | 150 | Batteries | MWH | BA | (P) Planned for installation, but regulatory approvals not initiated | 150
2028 | 6 | 64545 | Vesper Energy Development LLC | IPP | Meadow Springs Renewable Energy (Hybrid) | IL | 67986 | MSPRE | 150 | Solar Photovoltaic | SUN | PV | (P) Planned for installation, but regulatory approvals not initiated | 150
2028 | 6 | 64545 | Vesper Energy Development LLC | IPP | Skylight Renewable Energy | CA | 68032 | SKLRE | 100 | Solar Photovoltaic | SUN | PV | (P) Planned for installation, but regulatory approvals not initiated | 100
2028 | 6 | 64545 | Vesper Energy Development LLC | IPP | Skylight Renewable Energy | CA | 68032 | SKREB | 100 | Batteries | MWH | BA | (P) Planned for installation, but regulatory approvals not initiated | 100
2028 | 7 | 62910 | 300MS 8me LLC | IPP | Southern Bighorn Solar Hybrid | NV | 63113 | BESS | 300 | Batteries | MWH | BA | (P) Planned for installation, but regulatory approvals not initiated | 300
2028 | 7 | 62910 | 300MS 8me LLC | IPP | Southern Bighorn Solar Hybrid | NV | 63113 | SBS | 300 | Solar Photovoltaic | SUN | PV | (P) Planned for installation, but regulatory approvals not initiated | 300
2028 | 7 | 67694 | 425LM 8ME LLC | IPP | Southern Bighorn Solar 2 | NV | 69762 | 425LM | 100 | Solar Photovoltaic | SUN | PV | (L) Regulatory approvals pending. Not under construction | 100
2028 | 7 | 67694 | 425LM 8ME LLC | IPP | Southern Bighorn Solar 2 | NV | 69762 | BESS2 | 100 | Batteries | MWH | BA | (L) Regulatory approvals pending. Not under construction | 100
2028 | 7 | 66607 | Belltown Power Texas 2, LLC | IPP | Dolomite Storage | TX | 68166 | DOLBA | 125.7 | Batteries | MWH | BA | (L) Regulatory approvals pending. Not under construction | 125.7
2028 | 7 | 3989 | City of Colorado Springs - (CO) | Electric Utility | Horizon | CO | 68705 | H01 | 37 | Natural Gas Fired Combustion Turbine | NG | GT | (P) Planned for installation, but regulatory approvals not initiated | 48
2028 | 7 | 3989 | City of Colorado Springs - (CO) | Electric Utility | Horizon | CO | 68705 | H02 | 37 | Natural Gas Fired Combustion Turbine | NG | GT | (P) Planned for installation, but regulatory approvals not initiated | 48
2028 | 7 | 3989 | City of Colorado Springs - (CO) | Electric Utility | Horizon | CO | 68705 | H03 | 37 | Natural Gas Fired Combustion Turbine | NG | GT | (P) Planned for installation, but regulatory approvals not initiated | 48
2028 | 7 | 3989 | City of Colorado Springs - (CO) | Electric Utility | Horizon | CO | 68705 | H04 | 37 | Natural Gas Fired Combustion Turbine | NG | GT | (P) Planned for installation, but regulatory approvals not initiated | 48
2028 | 7 | 3989 | City of Colorado Springs - (CO) | Electric Utility | Horizon | CO | 68705 | H05 | 37 | Natural Gas Fired Combustion Turbine | NG | GT | (P) Planned for installation, but regulatory approvals not initiated | 48
2028 | 7 | 3989 | City of Colorado Springs - (CO) | Electric Utility | Horizon | CO | 68705 | H06 | 37 | Natural Gas Fired Combustion Turbine | NG | GT | (P) Planned for installation, but regulatory approvals not initiated | 48
2028 | 7 | 3989 | City of Colorado Springs - (CO) | Electric Utility | Horizon | CO | 68705 | H07 | 37 | Natural Gas Fired Combustion Turbine | NG | GT | (P) Planned for installation, but regulatory approvals not initiated | 48
2028 | 7 | 3989 | City of Colorado Springs - (CO) | Electric Utility | Horizon | CO | 68705 | H08 | 37 | Natural Gas Fired Combustion Turbine | NG | GT | (P) Planned for installation, but regulatory approvals not initiated | 48
2028 | 7 | 3989 | City of Colorado Springs - (CO) | Electric Utility | Horizon | CO | 68705 | H09 | 37 | Natural Gas Fired Combustion Turbine | NG | GT | (P) Planned for installation, but regulatory approvals not initiated | 48
2028 | 7 | 3989 | City of Colorado Springs - (CO) | Electric Utility | Horizon | CO | 68705 | H10 | 37 | Natural Gas Fired Combustion Turbine | NG | GT | (P) Planned for installation, but regulatory approvals not initiated | 48
2028 | 7 | 5109 | DTE Electric Company | Electric Utility | Peatville Solar Park | MI | 69467 | PETSP | 185 | Solar Photovoltaic | SUN | PV | (U) Under construction, less than or equal to 50 percent complete | 185
2028 | 7 | 65084 | Eldora Energy LLC | IPP | Eldora Energy LLC | TX | 65847 | ELDBS | 200 | Batteries | MWH | BA | (P) Planned for installation, but regulatory approvals not initiated | 200
2028 | 7 | 65084 | Eldora Energy LLC | IPP | Eldora Energy LLC | TX | 65847 | ELDPV | 200 | Solar Photovoltaic | SUN | PV | (P) Planned for installation, but regulatory approvals not initiated | 200
2028 | 7 | 814 | Entergy Arkansas LLC | Electric Utility | Ironwood Power Station | AR | 69750 | 1A | 432 | Natural Gas Fired Combustion Turbine | NG | GT | (L) Regulatory approvals pending. Not under construction | 467.3
2028 | 7 | 55937 | Entergy Texas Inc. | Electric Utility | Legend Power Station | TX | 68053 | LEG | 723 | Natural Gas Fired Combined Cycle | NG | CC | (L) Regulatory approvals pending. Not under construction | 754
2028 | 7 | 55937 | Entergy Texas Inc. | Electric Utility | Lone Star Power Station | TX | 69077 | 1A | 432 | Natural Gas Fired Combustion Turbine | NG | GT | (L) Regulatory approvals pending. Not under construction | 467.3
2028 | 7 | 58615 | Homer City Generation, L.P. | IPP | Homer City Generating Station | PA | 3122 | CA5 | 268 | Natural Gas Fired Combined Cycle | NG | CA | (P) Planned for installation, but regulatory approvals not initiated | 268
2028 | 7 | 58615 | Homer City Generation, L.P. | IPP | Homer City Generating Station | PA | 3122 | CA6 | 268 | Natural Gas Fired Combined Cycle | NG | CA | (P) Planned for installation, but regulatory approvals not initiated | 268
2028 | 7 | 58615 | Homer City Generation, L.P. | IPP | Homer City Generating Station | PA | 3122 | CT5 | 360 | Natural Gas Fired Combined Cycle | NG | CT | (P) Planned for installation, but regulatory approvals not initiated | 360
2028 | 7 | 58615 | Homer City Generation, L.P. | IPP | Homer City Generating Station | PA | 3122 | CT6 | 360 | Natural Gas Fired Combined Cycle | NG | CT | (P) Planned for installation, but regulatory approvals not initiated | 360
2028 | 7 | 63289 | Key Capture Energy | IPP | NY2 Battery | NY | 63584 | NY2 | 151.5 | Batteries | MWH | BA | (L) Regulatory approvals pending. Not under construction | 151.5
2028 | 7 | 62842 | Lightsource Renewable Energy Asset Management, LLC | IPP | Trinity River Solar 1 | TX | 66132 | TXTR1 | 150 | Solar Photovoltaic | SUN | PV | (L) Regulatory approvals pending. Not under construction | 150
2028 | 7 | 67181 | MPG Solar, LLC | IPP | MPG Solar | PA | 68993 | ENX40 | 162 | Solar Photovoltaic | SUN | PV | (T) Regulatory approvals received. Not under construction | 162
2028 | 7 | 65690 | Premium Energy Holdings | IPP | Haiwee Pumped Storage Project | CA | 66686 | HL001 | 250 | Hydroelectric Pumped Storage | WAT | PS | (P) Planned for installation, but regulatory approvals not initiated | 250
2028 | 7 | 65690 | Premium Energy Holdings | IPP | Haiwee Pumped Storage Project | CA | 66686 | HL002 | 250 | Hydroelectric Pumped Storage | WAT | PS | (P) Planned for installation, but regulatory approvals not initiated | 250
2028 | 7 | 65690 | Premium Energy Holdings | IPP | Haiwee Pumped Storage Project | CA | 66686 | HL003 | 250 | Hydroelectric Pumped Storage | WAT | PS | (P) Planned for installation, but regulatory approvals not initiated | 250
2028 | 7 | 65690 | Premium Energy Holdings | IPP | Haiwee Pumped Storage Project | CA | 66686 | HL004 | 250 | Hydroelectric Pumped Storage | WAT | PS | (P) Planned for installation, but regulatory approvals not initiated | 250
2028 | 7 | 65690 | Premium Energy Holdings | IPP | Intermountain Pumped Storage Project | UT | 66684 | HL001 | 250 | Hydroelectric Pumped Storage | WAT | PS | (P) Planned for installation, but regulatory approvals not initiated | 250
2028 | 7 | 65690 | Premium Energy Holdings | IPP | Intermountain Pumped Storage Project | UT | 66684 | HL002 | 250 | Hydroelectric Pumped Storage | WAT | PS | (P) Planned for installation, but regulatory approvals not initiated | 250
2028 | 7 | 65690 | Premium Energy Holdings | IPP | Intermountain Pumped Storage Project | UT | 66684 | HL003 | 250 | Hydroelectric Pumped Storage | WAT | PS | (P) Planned for installation, but regulatory approvals not initiated | 250
2028 | 7 | 65690 | Premium Energy Holdings | IPP | Intermountain Pumped Storage Project | UT | 66684 | HL004 | 250 | Hydroelectric Pumped Storage | WAT | PS | (P) Planned for installation, but regulatory approvals not initiated | 250
2028 | 7 | 61906 | Rye Development | IPP | Arkabutla Lake Hydroelectric Project | MS | 62402 | NA2 | 1.5 | Conventional Hydroelectric | WAT | HY | (P) Planned for installation, but regulatory approvals not initiated | 2.5
2028 | 7 | 61906 | Rye Development | IPP | Grays Landing L&D Hydroelectric Project | PA | 62388 | NA2 | 4.5 | Conventional Hydroelectric | WAT | HY | (P) Planned for installation, but regulatory approvals not initiated | 6
2028 | 7 | 61906 | Rye Development | IPP | Overton Hydroelectric Project | LA | 62391 | NA3 | 5.5 | Conventional Hydroelectric | WAT | HY | (P) Planned for installation, but regulatory approvals not initiated | 8.1
2028 | 7 | 61906 | Rye Development | IPP | Overton Hydroelectric Project | LA | 62391 | NA4 | 5.5 | Conventional Hydroelectric | WAT | HY | (P) Planned for installation, but regulatory approvals not initiated | 8.1
2028 | 7 | 66596 | SR Milan, LLC | IPP | SR Milan | TN | 68110 | MILAN | 2.8 | Solar Photovoltaic | SUN | PV | (T) Regulatory approvals received. Not under construction | 2.8
2028 | 7 | 66766 | Sun Angel ESS LLC | IPP | Sun Angel ESS | TX | 68362 | SABS1 | 200 | Batteries | MWH | BA | (P) Planned for installation, but regulatory approvals not initiated | 200
2028 | 8 | 66607 | Belltown Power Texas 2, LLC | IPP | Myers Solar and Storage | TX | 68172 | MYEBT | 75.7 | Batteries | MWH | BA | (L) Regulatory approvals pending. Not under construction | 75.7
2028 | 8 | 66607 | Belltown Power Texas 2, LLC | IPP | Myers Solar and Storage | TX | 68172 | MYEPV | 100.9 | Solar Photovoltaic | SUN | PV | (L) Regulatory approvals pending. Not under construction | 100.9
2028 | 8 | 63677 | Caden Energix New Kent, LLC | IPP | Caden Energix New Kent, LLC | VA | 64036 | ENX08 | 20 | Solar Photovoltaic | SUN | PV | (L) Regulatory approvals pending. Not under construction | 20
2028 | 8 | 66975 | Cedar Bayou 5 LLC | IPP | Cedar Bayou 5 | TX | 68606 | 5 | 674 | Natural Gas Fired Combined Cycle | NG | CS | (U) Under construction, less than or equal to 50 percent complete | 721
2028 | 8 | 61060 | Cypress Creek Renewables | IPP | Panther Branch Solar, LLC | NC | 66385 | GEN1 | 80 | Solar Photovoltaic | SUN | PV | (L) Regulatory approvals pending. Not under construction | 80
2028 | 8 | 5109 | DTE Electric Company | Electric Utility | Au Gres Solar Park | MI | 69462 | AUGSP | 175 | Solar Photovoltaic | SUN | PV | (U) Under construction, less than or equal to 50 percent complete | 175
2028 | 8 | 5109 | DTE Electric Company | Electric Utility | Silver Creek Solar Park | MI | 69470 | SVCSP | 200 | Solar Photovoltaic | SUN | PV | (U) Under construction, less than or equal to 50 percent complete | 200
2028 | 8 | 11241 | Entergy Louisiana LLC | Electric Utility | Cypress Harvest Solar Station | LA | 69952 | CH1 | 200 | Solar Photovoltaic | SUN | PV | (P) Planned for installation, but regulatory approvals not initiated | 200
2028 | 8 | 12685 | Entergy Mississippi LLC | Electric Utility | Traceview Advanced Power Station | MS | 70187 | CT1 | 422.8 | Natural Gas Fired Combined Cycle | NG | CT | (U) Under construction, less than or equal to 50 percent complete | 477.7
2028 | 8 | 12685 | Entergy Mississippi LLC | Electric Utility | Traceview Advanced Power Station | MS | 70187 | ST1 | 291.9 | Natural Gas Fired Combined Cycle | NG | CA | (U) Under construction, less than or equal to 50 percent complete | 341.7
2028 | 8 | 12685 | Entergy Mississippi LLC | Electric Utility | Vicksburg Advanced Power Station | MS | 69223 | GT1 | 422.8 | Natural Gas Fired Combined Cycle | NG | CT | (U) Under construction, less than or equal to 50 percent complete | 477.7
2028 | 8 | 12685 | Entergy Mississippi LLC | Electric Utility | Vicksburg Advanced Power Station | MS | 69223 | ST1 | 291.9 | Natural Gas Fired Combined Cycle | NG | CA | (U) Under construction, less than or equal to 50 percent complete | 341.7
2028 | 8 | 66695 | Gigawatt Solar LLC | IPP | Gigawatt Solar | TX | 68305 | GWT1 | 429 | Solar Photovoltaic | SUN | PV | (P) Planned for installation, but regulatory approvals not initiated | 429
2028 | 8 | 66695 | Gigawatt Solar LLC | IPP | Gigawatt Solar | TX | 68305 | GWT2 | 344 | Solar Photovoltaic | SUN | PV | (P) Planned for installation, but regulatory approvals not initiated | 344
2028 | 8 | 50123 | Leeward Asset Management, LLC | IPP | Harvey Solar | OH | 69796 | HARVS | 350 | Solar Photovoltaic | SUN | PV | (T) Regulatory approvals received. Not under construction | 350
2028 | 8 | 67133 | Okolona Solar, LLC | IPP | Okolona Solar | MS | 68876 | 6340 | 145 | Batteries | MWH | BA | (T) Regulatory approvals received. Not under construction | 145
2028 | 8 | 14127 | Omaha Public Power District | Electric Utility | Turtle Creek | NE | 64547 | 3 | 221 | Natural Gas Fired Combustion Turbine | NG | GT | (T) Regulatory approvals received. Not under construction | 264
2028 | 8 | 14232 | Otter Tail Power Co | Electric Utility | Abercrombie Solar | ND | 68339 | 1 | 295.1 | Solar Photovoltaic | SUN | PV | (L) Regulatory approvals pending. Not under construction | 295.1
2028 | 8 | 66509 | Red River Clean Energy | IPP | Gail Mountain Solar | TX | 69506 | GAIPV | 244.4 | Solar Photovoltaic | SUN | PV | (T) Regulatory approvals received. Not under construction | 244.4
2028 | 8 | 66509 | Red River Clean Energy | IPP | Uva Creek Solar | TX | 68739 | UVAPV | 301 | Solar Photovoltaic | SUN | PV | (T) Regulatory approvals received. Not under construction | 301
2028 | 8 | 61906 | Rye Development | IPP | Morgantown L&D Hydroelectric Project | WV | 62387 | NA1 | 1.5 | Conventional Hydroelectric | WAT | HY | (P) Planned for installation, but regulatory approvals not initiated | 2.5
2028 | 8 | 61906 | Rye Development | IPP | Opekiska L&D Hydroelectric Project | WV | 62386 | NA1 | 2 | Conventional Hydroelectric | WAT | HY | (P) Planned for installation, but regulatory approvals not initiated | 3
2028 | 8 | 61906 | Rye Development | IPP | Overton Hydroelectric Project | LA | 62391 | NA5 | 5.5 | Conventional Hydroelectric | WAT | HY | (P) Planned for installation, but regulatory approvals not initiated | 8.1
2028 | 8 | 61906 | Rye Development | IPP | Overton Hydroelectric Project | LA | 62391 | NA6 | 5.5 | Conventional Hydroelectric | WAT | HY | (P) Planned for installation, but regulatory approvals not initiated | 8.1
2028 | 9 | 57416 | Acciona Energy USA Global, LLC | IPP | AEUG Madison Solar, LLC | KY | 64659 | AMS | 100 | Solar Photovoltaic | SUN | PV | (U) Under construction, less than or equal to 50 percent complete | 100
2028 | 9 | 66511 | Boyles Run Solar I, LLC | IPP | BAI-Boyles Run-Phase I | PA | 67954 | BRPV1 | 15.9 | Solar Photovoltaic | SUN | PV | (P) Planned for installation, but regulatory approvals not initiated | 15.9
2028 | 9 | 66512 | Boyles Run Solar II, LLC | IPP | BAI-Boyles Run-Phase 2 | PA | 67955 | BRPV2 | 15.9 | Solar Photovoltaic | SUN | PV | (P) Planned for installation, but regulatory approvals not initiated | 15.9
2028 | 9 | 66381 | Gransolar Texas Twelve LLC | IPP | Ventures BESS | TX | 67783 | GRS12 | 226.8 | Batteries | MWH | BA | (L) Regulatory approvals pending. Not under construction | 226.8
2028 | 9 | 66521 | Hodson Greendefine Jay Desoto LLC | IPP | New Jay PV & BESS | IN | 67966 | NEWJ1 | 39 | Solar Photovoltaic | SUN | PV | (P) Planned for installation, but regulatory approvals not initiated | 39
2028 | 9 | 67582 | Intersect USA, LLC | IPP | IP Roman Wind | TX | 68202 | ROMW | 670.5 | Onshore Wind Turbine | WND | WT | (L) Regulatory approvals pending. Not under construction | 670.5
2028 | 9 | 50123 | Leeward Asset Management, LLC | IPP | Red Maple LRE | IL | 68085 | RMS1 | 95 | Solar Photovoltaic | SUN | PV | (L) Regulatory approvals pending. Not under construction | 95
2028 | 9 | 66950 | Lydian Energy | IPP | Yellow Barn Solar | NY | 68584 | YBS | 160 | Solar Photovoltaic | SUN | PV | (P) Planned for installation, but regulatory approvals not initiated | 160
2028 | 9 | 66950 | Lydian Energy | IPP | York Run Solar | NY | 68585 | YRS | 90 | Solar Photovoltaic | SUN | PV | (L) Regulatory approvals pending. Not under construction | 90
2028 | 9 | 64265 | Notch Peak Solar LLC | IPP | Notch Peak Solar LLC | UT | 64669 | KOV4A | 324 | Solar Photovoltaic | SUN | PV | (T) Regulatory approvals received. Not under construction | 324
2028 | 9 | 56545 | Pattern Operators LP | IPP | Heritage Prairie Solar LLC | IL | 69763 | HPS | 300 | Solar Photovoltaic | SUN | PV | (T) Regulatory approvals received. Not under construction | 300
2028 | 9 | 66255 | RIC Development, LLC | IPP | Edens Solar | TX | 67560 | RIC94 | 70 | Solar Photovoltaic | SUN | PV | (P) Planned for installation, but regulatory approvals not initiated | 70
2028 | 9 | 61906 | Rye Development | IPP | Morgantown L&D Hydroelectric Project | WV | 62387 | NA2 | 1.5 | Conventional Hydroelectric | WAT | HY | (P) Planned for installation, but regulatory approvals not initiated | 2.5
2028 | 9 | 61906 | Rye Development | IPP | Opekiska L&D Hydroelectric Project | WV | 62386 | NA2 | 2 | Conventional Hydroelectric | WAT | HY | (P) Planned for installation, but regulatory approvals not initiated | 3
2028 | 9 | 64545 | Vesper Energy Development LLC | IPP | Axton Solar | VA | 65462 | AXTON | 201.1 | Solar Photovoltaic | SUN | PV | (L) Regulatory approvals pending. Not under construction | 201.1
2028 | 10 | 64356 | Bedington Energy Facility, LLC | IPP | Bedington Energy Facility, LLC | WV | 64848 | BEF1 | 100 | Solar Photovoltaic | SUN | PV | (L) Regulatory approvals pending. Not under construction | 100
2028 | 10 | 66731 | BrightNight Power | IPP | Pepper Hammock Solar and Storage | GA | 68367 | PEHA | 900 | Solar Photovoltaic | SUN | PV | (L) Regulatory approvals pending. Not under construction | 900
2028 | 10 | 66571 | Clenera DevCo LLC | IPP | Gemstone Solar LLC | MI | 68061 | GEMPV | 150 | Solar Photovoltaic | SUN | PV | (T) Regulatory approvals received. Not under construction | 150
2028 | 10 | 66571 | Clenera DevCo LLC | IPP | Rustic Hills Solar I | IN | 69021 | RH1PV | 100 | Solar Photovoltaic | SUN | PV | (T) Regulatory approvals received. Not under construction | 100
2028 | 10 | 66571 | Clenera DevCo LLC | IPP | Rustic Hills Solar II LLC | IN | 69022 | RH2PV | 100 | Solar Photovoltaic | SUN | PV | (T) Regulatory approvals received. Not under construction | 100
2028 | 10 | 58468 | Dominion Renewable Energy | Electric Utility | Bridleton Solar | VA | 68072 | BRIDL | 20 | Solar Photovoltaic | SUN | PV | (L) Regulatory approvals pending. Not under construction | 20
2028 | 10 | 58468 | Dominion Renewable Energy | Electric Utility | Redbud Run Solar | VA | 65930 | 10 | 30 | Solar Photovoltaic | SUN | PV | (P) Planned for installation, but regulatory approvals not initiated | 30
2028 | 10 | 65986 | Gransolar Texas Three, LLC | IPP | Quarter Ranch Solar | TX | 67078 | GRS3 | 154 | Solar Photovoltaic | SUN | PV | (L) Regulatory approvals pending. Not under construction | 154.1
2028 | 10 | 66253 | Greenalia Solar Power Donegal, LLC | IPP | Donegal Solar Project | TX | 67543 | DOGSP | 204.2 | Solar Photovoltaic | SUN | PV | (T) Regulatory approvals received. Not under construction | 204.2
2028 | 10 | 63289 | Key Capture Energy | IPP | KCE NY 10, LLC | NY | 66682 | NY10 | 20 | Batteries | MWH | BA | (P) Planned for installation, but regulatory approvals not initiated | 20
2028 | 10 | 60971 | NYC Energy LLC | IPP | NISA Electric Generation Project | NY | 61331 | BA1 | 79.9 | Batteries | MWH | BA | (T) Regulatory approvals received. Not under construction | 79.9
2028 | 10 | 60971 | NYC Energy LLC | IPP | NISA Electric Generation Project | NY | 61331 | BA2 | 220.1 | Batteries | MWH | BA | (T) Regulatory approvals received. Not under construction | 220.1
2028 | 10 | 67192 | RWE Clean Energy | IPP | Switchgrass Solar, LLC | VA | 66124 | SSPV | 70 | Solar Photovoltaic | SUN | PV | (P) Planned for installation, but regulatory approvals not initiated | 70
2028 | 10 | 61906 | Rye Development | IPP | Enid Lake Hydroelectric Project | MS | 62432 | NA1 | 1.5 | Conventional Hydroelectric | WAT | HY | (P) Planned for installation, but regulatory approvals not initiated | 2.5
2028 | 10 | 61906 | Rye Development | IPP | Monongahela L&D4 Hydroelectric Project | PA | 62404 | NA1 | 4.5 | Conventional Hydroelectric | WAT | HY | (P) Planned for installation, but regulatory approvals not initiated | 6
2028 | 10 | 61906 | Rye Development | IPP | Montgomery L&D Hydroelectric Project | PA | 62400 | NA1 | 5.5 | Conventional Hydroelectric | WAT | HY | (P) Planned for installation, but regulatory approvals not initiated | 6.8
2028 | 10 | 61906 | Rye Development | IPP | Sardis Lake Hydroelectric Project | MS | 62425 | NA1 | 5.5 | Conventional Hydroelectric | WAT | HY | (P) Planned for installation, but regulatory approvals not initiated | 7.5
2028 | 10 | 66841 | SL Energy Power Plant I, LLC | IPP | Sandow Lakes Energy Station | TX | 68504 | SLES1 | 590 | Natural Gas Fired Combined Cycle | NG | CS | (P) Planned for installation, but regulatory approvals not initiated | 645
2028 | 10 | 64347 | Silver Queen Wind Farm, LLC | IPP | Silver Queen Wind Farm | IA | 64835 | NA | 252 | Onshore Wind Turbine | WND | WT | (L) Regulatory approvals pending. Not under construction | 252
2028 | 10 | 66451 | Stony Creek Solar, LLC | IPP | Stony Creek Solar | PA | 67879 | ENX26 | 15 | Solar Photovoltaic | SUN | PV | (T) Regulatory approvals received. Not under construction | 15
2028 | 10 | 64690 | Topsham Meadow Solar Station LLC | IPP | Topsham Meadow Solar Station | ME | 65369 | TMSS | 17.2 | Solar Photovoltaic | SUN | PV | (L) Regulatory approvals pending. Not under construction | 17.2
2028 | 10 | 63626 | Two Rivers Wind LLC | IPP | Two Rivers Wind Facility | WY | 63972 | TR1 | 6.1 | Onshore Wind Turbine | WND | WT | (L) Regulatory approvals pending. Not under construction | 6.1
2028 | 10 | 64545 | Vesper Energy Development LLC | IPP | Sunscape Renewable Energy | TX | 68034 | SNSCB | 500 | Batteries | MWH | BA | (P) Planned for installation, but regulatory approvals not initiated | 500
2028 | 10 | 64545 | Vesper Energy Development LLC | IPP | Sunscape Renewable Energy | TX | 68034 | SNSCP | 500 | Solar Photovoltaic | SUN | PV | (P) Planned for installation, but regulatory approvals not initiated | 500
2028 | 11 | 64904 | AES Clean Energy | IPP | Kuihelani Phase 2 | HI | 69743 | KUIHE | 40 | Solar Photovoltaic | SUN | PV | (L) Regulatory approvals pending. Not under construction | 40
2028 | 11 | 61716 | Big Fork Solar | IPP | Big Fork Solar | SC | 62184 | 26 | 74.9 | Solar Photovoltaic | SUN | PV | (T) Regulatory approvals received. Not under construction | 74.9
2028 | 11 | 61720 | Colleton Solar | IPP | Colleton Solar | SC | 62188 | 30 | 74.9 | Solar Photovoltaic | SUN | PV | (T) Regulatory approvals received. Not under construction | 74.9
2028 | 11 | 61722 | Crossroads Solar | IPP | Crossroads Solar | SC | 62190 | 32 | 50 | Solar Photovoltaic | SUN | PV | (T) Regulatory approvals received. Not under construction | 50
2028 | 11 | 61060 | Cypress Creek Renewables | IPP | Carriger | WA | 67653 | CARRI | 160 | Solar Photovoltaic | SUN | PV | (L) Regulatory approvals pending. Not under construction | 160
2028 | 11 | 5109 | DTE Electric Company | Electric Utility | Deckerville Solar Park | MI | 69776 | DKVSP | 200 | Solar Photovoltaic | SUN | PV | (U) Under construction, less than or equal to 50 percent complete | 200
2028 | 11 | 61737 | GEB Solar | IPP | GEB Solar | SC | 62217 | 40 | 50 | Solar Photovoltaic | SUN | PV | (T) Regulatory approvals received. Not under construction | 50
2028 | 11 | 58880 | Gallegos Wind Farm LLC | IPP | Gallegos Wind Farm, Phase 1 | NM | 59047 | GEN 1 | 190 | Onshore Wind Turbine | WND | WT | (P) Planned for installation, but regulatory approvals not initiated | 190
2028 | 11 | 66262 | Greenalia Solar Power Wensowitch, LLC | IPP | Wensowitch Solar Park | TX | 67567 | WEGSP | 145.6 | Solar Photovoltaic | SUN | PV | (T) Regulatory approvals received. Not under construction | 145.6
2028 | 11 | 63832 | Hecate Energy Harley Hand Solar LLC | IPP | Hecate Energy Harley Hand Solar LLC | TX | 64234 | 19936 | 514 | Solar Photovoltaic | SUN | PV | (P) Planned for installation, but regulatory approvals not initiated | 514
2028 | 11 | 61746 | Holliday Solar I | IPP | Holliday Solar I | SC | 62229 | 43 | 74 | Solar Photovoltaic | SUN | PV | (T) Regulatory approvals received. Not under construction | 74
2028 | 11 | 58615 | Homer City Generation, L.P. | IPP | Homer City Generating Station | PA | 3122 | CA2 | 268 | Natural Gas Fired Combined Cycle | NG | CA | (P) Planned for installation, but regulatory approvals not initiated | 268
2028 | 11 | 58615 | Homer City Generation, L.P. | IPP | Homer City Generating Station | PA | 3122 | CA3 | 268 | Natural Gas Fired Combined Cycle | NG | CA | (P) Planned for installation, but regulatory approvals not initiated | 268
2028 | 11 | 58615 | Homer City Generation, L.P. | IPP | Homer City Generating Station | PA | 3122 | CT2 | 360 | Natural Gas Fired Combined Cycle | NG | CT | (P) Planned for installation, but regulatory approvals not initiated | 360
2028 | 11 | 58615 | Homer City Generation, L.P. | IPP | Homer City Generating Station | PA | 3122 | CT3 | 360 | Natural Gas Fired Combined Cycle | NG | CT | (P) Planned for installation, but regulatory approvals not initiated | 360
2028 | 11 | 49893 | Invenergy Services LLC | IPP | Horseshoe Solar Energy | NY | 63096 | GEN1 | 180 | Solar Photovoltaic | SUN | PV | (L) Regulatory approvals pending. Not under construction | 180
2028 | 11 | 62842 | Lightsource Renewable Energy Asset Management, LLC | IPP | Merrillville Solar | IN | 66114 | INRD1 | 100 | Solar Photovoltaic | SUN | PV | (P) Planned for installation, but regulatory approvals not initiated | 100
2028 | 11 | 61791 | Melsam Solar | IPP | Melsam Solar | SC | 62280 | 58 | 65 | Solar Photovoltaic | SUN | PV | (T) Regulatory approvals received. Not under construction | 65
2028 | 11 | 66234 | Nexus Renewables U.S. Inc. | IPP | Bell Creek BESS LLC | TX | 67535 | ASHU1 | 200.9 | Batteries | MWH | BA | (P) Planned for installation, but regulatory approvals not initiated | 200.9
2028 | 11 | 66234 | Nexus Renewables U.S. Inc. | IPP | Brazos River BESS LLC | TX | 68814 | ASHU2 | 180 | Batteries | MWH | BA | (P) Planned for installation, but regulatory approvals not initiated | 180
2028 | 11 | 66650 | Noble Solar LLC | IPP | Purple Sage Energy Center | NV | 68209 | PSGBS | 400 | Batteries | MWH | BA | (P) Planned for installation, but regulatory approvals not initiated | 400
2028 | 11 | 66650 | Noble Solar LLC | IPP | Purple Sage Energy Center | NV | 68209 | PSGPV | 400 | Solar Photovoltaic | SUN | PV | (P) Planned for installation, but regulatory approvals not initiated | 400
2028 | 11 | 61807 | Quest Solar | IPP | Quest Solar | SC | 62299 | 66 | 50 | Solar Photovoltaic | SUN | PV | (T) Regulatory approvals received. Not under construction | 50
2028 | 11 | 61906 | Rye Development | IPP | Enid Lake Hydroelectric Project | MS | 62432 | NA2 | 1.5 | Conventional Hydroelectric | WAT | HY | (P) Planned for installation, but regulatory approvals not initiated | 2.5
2028 | 11 | 61906 | Rye Development | IPP | Maxwell L&D Hydroelectric Project | PA | 62385 | NA1 | 4.5 | Conventional Hydroelectric | WAT | HY | (P) Planned for installation, but regulatory approvals not initiated | 6
2028 | 11 | 61906 | Rye Development | IPP | Monongahela L&D4 Hydroelectric Project | PA | 62404 | NA2 | 4.5 | Conventional Hydroelectric | WAT | HY | (P) Planned for installation, but regulatory approvals not initiated | 6
2028 | 11 | 61906 | Rye Development | IPP | Montgomery L&D Hydroelectric Project | PA | 62400 | NA2 | 5.5 | Conventional Hydroelectric | WAT | HY | (P) Planned for installation, but regulatory approvals not initiated | 6.8
2028 | 11 | 61906 | Rye Development | IPP | Point Marion L&D Hydroelectric Project | PA | 62384 | NA1 | 1.5 | Conventional Hydroelectric | WAT | HY | (P) Planned for installation, but regulatory approvals not initiated | 2.5
2028 | 11 | 61906 | Rye Development | IPP | Sardis Lake Hydroelectric Project | MS | 62425 | NA2 | 5.5 | Conventional Hydroelectric | WAT | HY | (P) Planned for installation, but regulatory approvals not initiated | 7.5
2028 | 11 | 61830 | Shining Sun Solar | IPP | Shining Sun Solar | SC | 62309 | 73 | 74.4 | Solar Photovoltaic | SUN | PV | (T) Regulatory approvals received. Not under construction | 74
2028 | 12 | 66856 | 22SV 8ME LLC | IPP | Rexford 2 Solar Farm | CA | 68485 | 22SVA | 200 | Solar Photovoltaic | SUN | PV | (P) Planned for installation, but regulatory approvals not initiated | 200
2028 | 12 | 66856 | 22SV 8ME LLC | IPP | Rexford 2 Solar Farm | CA | 68485 | 22SVB | 200 | Batteries | MWH | BA | (P) Planned for installation, but regulatory approvals not initiated | 200
2028 | 12 | 64245 | 90FI 8me, LLC | IPP | Kingsley Solar Farm | CA | 64634 | 90FI8 | 225 | Solar Photovoltaic | SUN | PV | (P) Planned for installation, but regulatory approvals not initiated | 225
2028 | 12 | 64245 | 90FI 8me, LLC | IPP | Kingsley Solar Farm | CA | 64634 | 90FIB | 74 | Batteries | MWH | BA | (P) Planned for installation, but regulatory approvals not initiated | 74
2028 | 12 | 64246 | 99MT 8me, LLC | IPP | Sienna Solar Farm | CA | 64632 | 99MT8 | 200 | Solar Photovoltaic | SUN | PV | (P) Planned for installation, but regulatory approvals not initiated | 200
2028 | 12 | 64246 | 99MT 8me, LLC | IPP | Sienna Solar Farm | CA | 64632 | 99MTB | 200 | Batteries | MWH | BA | (P) Planned for installation, but regulatory approvals not initiated | 200
2028 | 12 | 64904 | AES Clean Energy | IPP | Robeson Solar I | NC | 68043 | ROBES | 80 | Solar Photovoltaic | SUN | PV | (P) Planned for installation, but regulatory approvals not initiated | 80
2028 | 12 | 64904 | AES Clean Energy | IPP | Robeson Solar I | NC | 68043 | ROBSS | 28 | Batteries | MWH | BA | (P) Planned for installation, but regulatory approvals not initiated | 28
2028 | 12 | 61012 | AES Distributed Energy | IPP | Glen Canyon Solar A, LLC | UT | 66484 | GCA | 95 | Solar Photovoltaic | SUN | PV | (U) Under construction, less than or equal to 50 percent complete | 95
2028 | 12 | 64615 | Antares Group Inc | IPP | Elm Spring Solar 1 | VA | 65313 | ES | 3 | Solar Photovoltaic | SUN | PV | (P) Planned for installation, but regulatory approvals not initiated | 3
2028 | 12 | 807 | Arkansas Electric Coop Corp | Electric Utility | Naples Power Plant | TX | 68273 | 1 | 450 | Natural Gas Fired Combustion Turbine | NG | GT | (P) Planned for installation, but regulatory approvals not initiated | 450
2028 | 12 | 807 | Arkansas Electric Coop Corp | Electric Utility | Naples Power Plant | TX | 68273 | 2 | 450 | Natural Gas Fired Combustion Turbine | NG | GT | (P) Planned for installation, but regulatory approvals not initiated | 450
2028 | 12 | 15399 | Avangrid Power LLC | IPP | Sunset Solar | OR | 65326 | SS1 | 103 | Solar Photovoltaic | SUN | PV | (T) Regulatory approvals received. Not under construction | 103
2028 | 12 | 56771 | Black Hills Service Company LLC | Electric Utility | Cheyenne Prairie Generating Station | WY | 57703 | 02B | 40 | Natural Gas Fired Combustion Turbine | NG | GT | (P) Planned for installation, but regulatory approvals not initiated | 40
2028 | 12 | 56771 | Black Hills Service Company LLC | Electric Utility | Cheyenne Prairie Generating Station | WY | 57703 | 03A | 40 | Natural Gas Fired Combustion Turbine | NG | GT | (P) Planned for installation, but regulatory approvals not initiated | 40
2028 | 12 | 56771 | Black Hills Service Company LLC | Electric Utility | Cheyenne Prairie Generating Station | WY | 57703 | 03B | 40 | Natural Gas Fired Combustion Turbine | NG | GT | (P) Planned for installation, but regulatory approvals not initiated | 40
2028 | 12 | 67928 | Boulder Flats Solar, LLC | IPP | Boulder Flats Solar | NV | 65977 | BF1PV | 113 | Solar Photovoltaic | SUN | PV | (V) Under construction, more than 50 percent complete | 113
2028 | 12 | 66731 | BrightNight Power | IPP | Mayfield Solar and Storage | KY | 68368 | MYSO | 200 | Solar Photovoltaic | SUN | PV | (L) Regulatory approvals pending. Not under construction | 200
2028 | 12 | 66731 | BrightNight Power | IPP | Pepper Hammock Solar and Storage | GA | 68367 | PEHA2 | 400 | Batteries | MWH | BA | (L) Regulatory approvals pending. Not under construction | 400
2028 | 12 | 61818 | CC Polymers LLC | Industrial | M&G Resins USA | TX | 60642 | 1 | 11.7 | All Other | WH | OT | (U) Under construction, less than or equal to 50 percent complete | 14.3
2028 | 12 | 61818 | CC Polymers LLC | Industrial | M&G Resins USA | TX | 60642 | 2 | 11.7 | All Other | WH | OT | (U) Under construction, less than or equal to 50 percent complete | 14.3
2028 | 12 | 66701 | CENT bn, LLC | IPP | Centralia Battery Energy Storage System | WA | 68282 | CENT | 200 | Batteries | MWH | BA | (L) Regulatory approvals pending. Not under construction | 200
2028 | 12 | 67896 | CVE US PA Kittanning 406 LLC | IPP | Kittanning - PA 0406 (Hoeter B) | PA | 70164 | 406 | 3 | Solar Photovoltaic | SUN | PV | (U) Under construction, less than or equal to 50 percent complete | 3
2028 | 12 | 67903 | CVE US PA Kittanning 407 LLC | IPP | Kittanning - PA 0407 (Hoeter C) | PA | 70165 | 407 | 3 | Solar Photovoltaic | SUN | PV | (U) Under construction, less than or equal to 50 percent complete | 3
2028 | 12 | 64578 | Caden Energix Piney River LLC | IPP | Caden Energix Piney River LLC | VA | 65286 | ENX18 | 50 | Solar Photovoltaic | SUN | PV | (L) Regulatory approvals pending. Not under construction | 50
2028 | 12 | 66554 | Cowboy Solar I | IPP | Cowboy Solar I | WY | 68022 | CLPBS | 400 | Batteries | MWH | BA | (P) Planned for installation, but regulatory approvals not initiated | 400
2028 | 12 | 61060 | Cypress Creek Renewables | IPP | Black Walnut Solar, LLC | NC | 66363 | GEN1B | 32 | Batteries | MWH | BA | (P) Planned for installation, but regulatory approvals not initiated | 32
2028 | 12 | 61060 | Cypress Creek Renewables | IPP | Soleil | TX | 67664 | SOLEI | 450 | Solar Photovoltaic | SUN | PV | (L) Regulatory approvals pending. Not under construction | 450
2028 | 12 | 61060 | Cypress Creek Renewables | IPP | Timber Mill Solar | NC | 68871 | TIMIB | 32 | Batteries | MWH | BA | (P) Planned for installation, but regulatory approvals not initiated | 32
2028 | 12 | 61060 | Cypress Creek Renewables | IPP | Timber Mill Solar | NC | 68871 | TIMIL | 80 | Solar Photovoltaic | SUN | PV | (P) Planned for installation, but regulatory approvals not initiated | 80
2028 | 12 | 66702 | DESA bn, LLC | IPP | Desert Sand BESS | AZ | 68283 | DESA | 300 | Batteries | MWH | BA | (L) Regulatory approvals pending. Not under construction | 300
2028 | 12 | 66702 | DESA bn, LLC | IPP | Desert Sand BESS | AZ | 68283 | DESA1 | 300 | Solar Photovoltaic | SUN | PV | (L) Regulatory approvals pending. Not under construction | 300
2028 | 12 | 5109 | DTE Electric Company | Electric Utility | Strasburg Solar Park | MI | 69775 | STBSP | 100 | Solar Photovoltaic | SUN | PV | (U) Under construction, less than or equal to 50 percent complete | 100
2028 | 12 | 64452 | EDF Renewables Development, Inc. | IPP | Eastern Cottontail Solar | OH | 69108 | COT01 | 254.5 | Solar Photovoltaic | SUN | PV | (L) Regulatory approvals pending. Not under construction | 220
2028 | 12 | 5580 | East Kentucky Power Coop, Inc | Electric Utility | Liberty Station | KY | 69726 | L1 | 17.8 | Natural Gas Internal Combustion Engine | NG | IC | (P) Planned for installation, but regulatory approvals not initiated | 18.1
2028 | 12 | 5580 | East Kentucky Power Coop, Inc | Electric Utility | Liberty Station | KY | 69726 | L10 | 17.8 | Natural Gas Internal Combustion Engine | NG | IC | (P) Planned for installation, but regulatory approvals not initiated | 18.1
2028 | 12 | 5580 | East Kentucky Power Coop, Inc | Electric Utility | Liberty Station | KY | 69726 | L11 | 17.8 | Natural Gas Internal Combustion Engine | NG | IC | (P) Planned for installation, but regulatory approvals not initiated | 18.1
2028 | 12 | 5580 | East Kentucky Power Coop, Inc | Electric Utility | Liberty Station | KY | 69726 | L12 | 17.8 | Natural Gas Internal Combustion Engine | NG | IC | (P) Planned for installation, but regulatory approvals not initiated | 18.1
2028 | 12 | 5580 | East Kentucky Power Coop, Inc | Electric Utility | Liberty Station | KY | 69726 | L2 | 17.8 | Natural Gas Internal Combustion Engine | NG | IC | (P) Planned for installation, but regulatory approvals not initiated | 18.1
2028 | 12 | 5580 | East Kentucky Power Coop, Inc | Electric Utility | Liberty Station | KY | 69726 | L3 | 17.8 | Natural Gas Internal Combustion Engine | NG | IC | (P) Planned for installation, but regulatory approvals not initiated | 18.1
2028 | 12 | 5580 | East Kentucky Power Coop, Inc | Electric Utility | Liberty Station | KY | 69726 | L4 | 17.8 | Natural Gas Internal Combustion Engine | NG | IC | (P) Planned for installation, but regulatory approvals not initiated | 18.1
2028 | 12 | 5580 | East Kentucky Power Coop, Inc | Electric Utility | Liberty Station | KY | 69726 | L5 | 17.8 | Natural Gas Internal Combustion Engine | NG | IC | (P) Planned for installation, but regulatory approvals not initiated | 18.1
2028 | 12 | 5580 | East Kentucky Power Coop, Inc | Electric Utility | Liberty Station | KY | 69726 | L6 | 17.8 | Natural Gas Internal Combustion Engine | NG | IC | (P) Planned for installation, but regulatory approvals not initiated | 18.1
2028 | 12 | 5580 | East Kentucky Power Coop, Inc | Electric Utility | Liberty Station | KY | 69726 | L7 | 17.8 | Natural Gas Internal Combustion Engine | NG | IC | (P) Planned for installation, but regulatory approvals not initiated | 18.1
2028 | 12 | 5580 | East Kentucky Power Coop, Inc | Electric Utility | Liberty Station | KY | 69726 | L8 | 17.8 | Natural Gas Internal Combustion Engine | NG | IC | (P) Planned for installation, but regulatory approvals not initiated | 18.1
2028 | 12 | 5580 | East Kentucky Power Coop, Inc | Electric Utility | Liberty Station | KY | 69726 | L9 | 17.8 | Natural Gas Internal Combustion Engine | NG | IC | (P) Planned for installation, but regulatory approvals not initiated | 18.1
2028 | 12 | 58970 | Ecoplexus, Inc | IPP | Westminister NC | NC | 63567 | WSMTR | 60 | Solar Photovoltaic | SUN | PV | (T) Regulatory approvals received. Not under construction | 60
2028 | 12 | 67482 | Emerald Bluffs Solar Park LLC | IPP | Emerald Bluffs Solar Park | WI | 69450 | GEN01 | 225 | Solar Photovoltaic | SUN | PV | (L) Regulatory approvals pending. Not under construction | 225
2028 | 12 | 56201 | Engie North America | IPP | Octans | TX | 65590 | OCTNS | 125 | Batteries | MWH | BA | (U) Under construction, less than or equal to 50 percent complete | 125
2028 | 12 | 11241 | Entergy Louisiana LLC | Electric Utility | Bogalusa West Solar Station | LA | 69990 | BW1 | 200 | Solar Photovoltaic | SUN | PV | (P) Planned for installation, but regulatory approvals not initiated | 200
2028 | 12 | 11241 | Entergy Louisiana LLC | Electric Utility | Franklin Farms 1&2 | LA | 68214 | 1A | 435.4 | Natural Gas Fired Combined Cycle | NG | CT | (L) Regulatory approvals pending. Not under construction | 469.3
2028 | 12 | 11241 | Entergy Louisiana LLC | Electric Utility | Franklin Farms 1&2 | LA | 68214 | 1B | 302.8 | Natural Gas Fired Combined Cycle | NG | CA | (L) Regulatory approvals pending. Not under construction | 311
2028 | 12 | 11241 | Entergy Louisiana LLC | Electric Utility | Franklin Farms 1&2 | LA | 68214 | 2A | 435.4 | Natural Gas Fired Combined Cycle | NG | CT | (L) Regulatory approvals pending. Not under construction | 469.3
2028 | 12 | 11241 | Entergy Louisiana LLC | Electric Utility | Franklin Farms 1&2 | LA | 68214 | 2B | 302.8 | Natural Gas Fired Combined Cycle | NG | CA | (L) Regulatory approvals pending. Not under construction | 311
2028 | 12 | 66185 | Erath County Solar LLC | IPP | Erath County Solar | TX | 67353 | 4666 | 204 | Solar Photovoltaic | SUN | PV | (P) Planned for installation, but regulatory approvals not initiated | 204
2028 | 12 | 62759 | Geronimo Power | IPP | Plum Creek | MN | 61687 | PLMCK | 200 | Onshore Wind Turbine | WND | WT | (L) Regulatory approvals pending. Not under construction | 200
2028 | 12 | 66756 | Girasol Solar Farm LLC | IPP | Girasol Solar Farm | MS | 68352 | GIPV1 | 100 | Solar Photovoltaic | SUN | PV | (P) Planned for installation, but regulatory approvals not initiated | 100
2028 | 12 | 66373 | Gransolar Texas Two LLC | IPP | Cuchillas PV and BESS | TX | 67776 | GRS2B | 306.9 | Batteries | MWH | BA | (L) Regulatory approvals pending. Not under construction | 306.9
2028 | 12 | 66373 | Gransolar Texas Two LLC | IPP | Cuchillas PV and BESS | TX | 67776 | GRS2P | 305.6 | Solar Photovoltaic | SUN | PV | (L) Regulatory approvals pending. Not under construction | 305.6
2028 | 12 | 66737 | HOHI bn, LLC | IPP | Hop Hill Solar Generation and BESS | WA | 68342 | HOHI1 | 1200 | Solar Photovoltaic | SUN | PV | (L) Regulatory approvals pending. Not under construction | 1200
2028 | 12 | 66737 | HOHI bn, LLC | IPP | Hop Hill Solar Generation and BESS | WA | 68342 | HOHI2 | 1200 | Batteries | MWH | BA | (L) Regulatory approvals pending. Not under construction | 1200
2028 | 12 | 65481 | Hecate Grid Gwent Storage 1, LLC | IPP | Hecate Grid Gwent Storage 1 | CA | 66409 | GWNT | 135 | Batteries | MWH | BA | (P) Planned for installation, but regulatory approvals not initiated | 135
2028 | 12 | 67250 | Helion Energy, Inc. | IPP | Orion - Helion | WA | 69099 | HEWA1 | 50 | All Other | H2 | OT | (L) Regulatory approvals pending. Not under construction | 50
2028 | 12 | 65701 | Horsepen Branch Solar | IPP | Horsepen Branch Solar | VA | 66695 | HRSPN | 25 | Solar Photovoltaic | SUN | PV | (P) Planned for installation, but regulatory approvals not initiated | 25
2028 | 12 | 49893 | Invenergy Services LLC | IPP | Sinnissippi Solar Energy LLC | WI | 69608 | SNSPI | 100 | Solar Photovoltaic | SUN | PV | (P) Planned for installation, but regulatory approvals not initiated | 100
2028 | 12 | 49893 | Invenergy Services LLC | IPP | Superior Solar Project, LLC | MI | 69577 | SPROR | 100 | Solar Photovoltaic | SUN | PV | (P) Planned for installation, but regulatory approvals not initiated | 150
2028 | 12 | 50123 | Leeward Asset Management, LLC | IPP | Northern Prairie 1 | WI | 66958 | NOPR1 | 101 | Solar Photovoltaic | SUN | PV | (T) Regulatory approvals received. Not under construction | 101
2028 | 12 | 66191 | Mineral Basin Solar Power, LLC | IPP | Mineral Basin Solar Power | PA | 67378 | MB | 401.6 | Solar Photovoltaic | SUN | PV | (P) Planned for installation, but regulatory approvals not initiated | 401.6
2028 | 12 | 12670 | Missouri Jnt Muni.Pwr Elec. Ut. Comm. | IPP | Marshall Energy Center | MO | 69890 | UNIT3 | 33.7 | Natural Gas Fired Combustion Turbine | NG | GT | (T) Regulatory approvals received. Not under construction | 38
2028 | 12 | 12670 | Missouri Jnt Muni.Pwr Elec. Ut. Comm. | IPP | Marshall Energy Center | MO | 69890 | UNIT4 | 33.7 | Natural Gas Fired Combustion Turbine | NG | GT | (T) Regulatory approvals received. Not under construction | 38
2028 | 12 | 12796 | Monongahela Power Co | Electric Utility | Davis Solar (WV) | WV | 66870 | DAVS | 11.5 | Solar Photovoltaic | SUN | PV | (L) Regulatory approvals pending. Not under construction | 11.5
2028 | 12 | 67576 | New Salem Wind I | IPP | New Salem Wind I | ND | 69657 | NS1 | 83.1 | Onshore Wind Turbine | WND | WT | (P) Planned for installation, but regulatory approvals not initiated | 200
2028 | 12 | 67577 | New Salem Wind II | IPP | New Salem Wind II | ND | 69658 | NS2 | 95.3 | Onshore Wind Turbine | WND | WT | (P) Planned for installation, but regulatory approvals not initiated | 226
2028 | 12 | 13781 | Northern States Power Co - Minnesota | Electric Utility | Lyon County Generating Station | MN | 69537 | 1 | 193.3 | Natural Gas Fired Combustion Turbine | NG | GT | (L) Regulatory approvals pending. Not under construction | 210
2028 | 12 | 13781 | Northern States Power Co - Minnesota | Electric Utility | Lyon County Generating Station | MN | 69537 | 2 | 193.3 | Natural Gas Fired Combustion Turbine | NG | GT | (L) Regulatory approvals pending. Not under construction | 210
2028 | 12 | 63217 | Obsidian Solar Center LLC | IPP | Obsidian Solar Center | OR | 63488 | OBSLR | 400 | Solar Photovoltaic | SUN | PV | (L) Regulatory approvals pending. Not under construction | 400
2028 | 12 | 14354 | PacifiCorp | Electric Utility | Arco Wind and Solar Project | ID | 66651 | C2-92 | 206 | Onshore Wind Turbine | WND | WT | (T) Regulatory approvals received. Not under construction | 206
2028 | 12 | 66255 | RIC Development, LLC | IPP | Summerhill BESS | TX | 68665 | RIC87 | 143 | Batteries | MWH | BA | (P) Planned for installation, but regulatory approvals not initiated | 143
2028 | 12 | 67192 | RWE Clean Energy | IPP | Sculpin Solar | IN | 66238 | 1SPS | 180 | Solar Photovoltaic | SUN | PV | (P) Planned for installation, but regulatory approvals not initiated | 180
2028 | 12 | 65265 | Repsol Renewables NA | IPP | Henry Solar | OH | 68511 | CHC1 | 206 | Solar Photovoltaic | SUN | PV | (P) Planned for installation, but regulatory approvals not initiated | 206
2028 | 12 | 65265 | Repsol Renewables NA | IPP | Mill Point Solar | NY | 64912 | CMPS1 | 250 | Solar Photovoltaic | SUN | PV | (P) Planned for installation, but regulatory approvals not initiated | 250
2028 | 12 | 67534 | Rising Star Solar, LLC | IPP | Rising Star Solar | TX | 69584 | 3572 | 500 | Solar Photovoltaic | SUN | PV | (T) Regulatory approvals received. Not under construction | 500
2028 | 12 | 61906 | Rye Development | IPP | Maxwell L&D Hydroelectric Project | PA | 62385 | NA2 | 4.5 | Conventional Hydroelectric | WAT | HY | (P) Planned for installation, but regulatory approvals not initiated | 6
2028 | 12 | 61906 | Rye Development | IPP | Montgomery L&D Hydroelectric Project | PA | 62400 | NA3 | 5.5 | Conventional Hydroelectric | WAT | HY | (P) Planned for installation, but regulatory approvals not initiated | 6.8
2028 | 12 | 61906 | Rye Development | IPP | Point Marion L&D Hydroelectric Project | PA | 62384 | NA2 | 1.5 | Conventional Hydroelectric | WAT | HY | (P) Planned for installation, but regulatory approvals not initiated | 2.5
2028 | 12 | 66841 | SL Energy Power Plant I, LLC | IPP | Sandow Lakes Energy Station | TX | 68504 | SLES2 | 590 | Natural Gas Fired Combined Cycle | NG | CS | (P) Planned for installation, but regulatory approvals not initiated | 645
2028 | 12 | 65144 | Samsung C&T Renewables, LLC | IPP | Richwood Solar and Storage | OH | 68019 | RICBA | 50 | Batteries | MWH | BA | (P) Planned for installation, but regulatory approvals not initiated | 50
2028 | 12 | 64355 | Solariant Capital, LLC | IPP | Wildcat Solar Power Plant LLC | NM | 64849 | ATMWS | 50 | Batteries | MWH | BA | (P) Planned for installation, but regulatory approvals not initiated | 50
2028 | 12 | 64355 | Solariant Capital, LLC | IPP | Wildcat Solar Power Plant LLC | NM | 64849 | WILDC | 90 | Solar Photovoltaic | SUN | PV | (P) Planned for installation, but regulatory approvals not initiated | 90
2028 | 12 | 67631 | Somerset Energy Storage, LLC | IPP | Salt Cod BESS | MA | 69722 | BESS1 | 168 | Batteries | MWH | BA | (L) Regulatory approvals pending. Not under construction | 168
2028 | 12 | 18642 | Tennessee Valley Authority | Electric Utility | New Caledonia | MS | 69147 | G1 | 81 | Natural Gas Fired Combustion Turbine | NG | GT | (P) Planned for installation, but regulatory approvals not initiated | 84
2028 | 12 | 18642 | Tennessee Valley Authority | Electric Utility | New Caledonia | MS | 69147 | G2 | 81 | Natural Gas Fired Combustion Turbine | NG | GT | (P) Planned for installation, but regulatory approvals not initiated | 84
2028 | 12 | 18642 | Tennessee Valley Authority | Electric Utility | New Caledonia | MS | 69147 | G3 | 81 | Natural Gas Fired Combustion Turbine | NG | GT | (P) Planned for installation, but regulatory approvals not initiated | 84
2028 | 12 | 18642 | Tennessee Valley Authority | Electric Utility | New Caledonia | MS | 69147 | G4 | 81 | Natural Gas Fired Combustion Turbine | NG | GT | (P) Planned for installation, but regulatory approvals not initiated | 84
2028 | 12 | 18642 | Tennessee Valley Authority | Electric Utility | New Caledonia | MS | 69147 | G5 | 81 | Natural Gas Fired Combustion Turbine | NG | GT | (P) Planned for installation, but regulatory approvals not initiated | 84
2028 | 12 | 18642 | Tennessee Valley Authority | Electric Utility | New Caledonia | MS | 69147 | G6 | 81 | Natural Gas Fired Combustion Turbine | NG | GT | (P) Planned for installation, but regulatory approvals not initiated | 84
2028 | 12 | 66259 | Vista Sands Solar LLC | IPP | Vista Sands Solar | WI | 67551 | VISTA | 1182 | Solar Photovoltaic | SUN | PV | (L) Regulatory approvals pending. Not under construction | 1182
2028 | 12 | 64691 | West Baldwin Solar Station LLC | IPP | West Baldwin Solar Station | ME | 65371 | WBSS | 17.1 | Solar Photovoltaic | SUN | PV | (T) Regulatory approvals received. Not under construction | 17.1
2028 | 12 | 59966 | Wolf Summit Energy LLC | IPP | Wolf Summit Energy | WV | 60206 | HCCA1 | 205.4 | Natural Gas Fired Combined Cycle | NG | CA | (L) Regulatory approvals pending. Not under construction | 207.4
2028 | 12 | 59966 | Wolf Summit Energy LLC | IPP | Wolf Summit Energy | WV | 60206 | HCCT1 | 319.1 | Natural Gas Fired Combined Cycle | NG | CT | (L) Regulatory approvals pending. Not under construction | 371.5
2029 | 1 | 61060 | Cypress Creek Renewables | IPP | High Top Solar | WA | 65325 | 98936 | 80 | Solar Photovoltaic | SUN | PV | (T) Regulatory approvals received. Not under construction | 80
2029 | 1 | 814 | Entergy Arkansas LLC | Electric Utility | Arkansas Cypress Solar Station | AR | 69989 | PB1 | 600 | Solar Photovoltaic | SUN | PV | (P) Planned for installation, but regulatory approvals not initiated | 600
2029 | 1 | 814 | Entergy Arkansas LLC | Electric Utility | Arkansas Cypress Solar Station | AR | 69989 | PB2 | 350 | Batteries | MWH | BA | (P) Planned for installation, but regulatory approvals not initiated | 350
2029 | 1 | 22500 | Evergy Kansas Central, Inc | Electric Utility | Viola Generating Station | KS | 68294 | VIO1 | 693.2 | Natural Gas Fired Combined Cycle | NG | CS | (T) Regulatory approvals received. Not under construction | 765
2029 | 1 | 66865 | Freedom Pine Solar, LLC | IPP | Freedom Pine Solar | ME | 68491 | FPS | 250 | Solar Photovoltaic | SUN | PV | (P) Planned for installation, but regulatory approvals not initiated | 250
2029 | 1 | 13994 | Oglethorpe Power Corporation | Electric Utility | Talbot County Energy | GA | 7916 | 7 | 241 | Natural Gas Fired Combustion Turbine | NG | GT | (P) Planned for installation, but regulatory approvals not initiated | 262
2029 | 1 | 67612 | Pike Island Hydropower Corporation | IPP | Pike Island Hydroelectric Project | OH | 69702 | PI-1 | 10 | Conventional Hydroelectric | WAT | HY | (L) Regulatory approvals pending. Not under construction | 10
2029 | 1 | 67612 | Pike Island Hydropower Corporation | IPP | Pike Island Hydroelectric Project | OH | 69702 | PI-2 | 10 | Conventional Hydroelectric | WAT | HY | (L) Regulatory approvals pending. Not under construction | 10
2029 | 1 | 18642 | Tennessee Valley Authority | Electric Utility | Cumberland (TN) | TN | 3399 | CTG2 | 372.9 | Natural Gas Fired Combined Cycle | NG | CT | (P) Planned for installation, but regulatory approvals not initiated | 454.8
2029 | 1 | 18642 | Tennessee Valley Authority | Electric Utility | Cumberland (TN) | TN | 3399 | STG2 | 296.6 | Natural Gas Fired Combined Cycle | NG | CA | (P) Planned for installation, but regulatory approvals not initiated | 323
2029 | 2 | 64904 | AES Clean Energy | IPP | Willow Beach Wind | TX | 68090 | WILLO | 200 | Onshore Wind Turbine | WND | WT | (L) Regulatory approvals pending. Not under construction | 200
2029 | 2 | 1307 | Basin Electric Power Coop | Electric Utility | Bison Generation Station | ND | 69071 | CA1 | 320 | Natural Gas Fired Combined Cycle | NG | CA | (L) Regulatory approvals pending. Not under construction | 263
2029 | 2 | 1307 | Basin Electric Power Coop | Electric Utility | Bison Generation Station | ND | 69071 | CT1 | 409 | Natural Gas Fired Combined Cycle | NG | CT | (L) Regulatory approvals pending. Not under construction | 496
2029 | 2 | 67527 | CPV Basin Ranch | IPP | CPV Basin Ranch Energy Center | TX | 69566 | GEN1 | 672.4 | Natural Gas Fired Combined Cycle | NG | CS | (U) Under construction, less than or equal to 50 percent complete | 722.5
2029 | 2 | 67527 | CPV Basin Ranch | IPP | CPV Basin Ranch Energy Center | TX | 69566 | GEN2 | 672.4 | Natural Gas Fired Combined Cycle | NG | CS | (U) Under construction, less than or equal to 50 percent complete | 722.5
2029 | 2 | 67613 | Ohio Power and Light LLC | IPP | R.C. Byrd L&D Hydroelectric Project | WV | 69704 | RC-1 | 4.8 | Conventional Hydroelectric | WAT | HY | (L) Regulatory approvals pending. Not under construction | 4.8
2029 | 2 | 67613 | Ohio Power and Light LLC | IPP | R.C. Byrd L&D Hydroelectric Project | WV | 69704 | RC-2 | 4.8 | Conventional Hydroelectric | WAT | HY | (L) Regulatory approvals pending. Not under construction | 4.8
2029 | 2 | 67613 | Ohio Power and Light LLC | IPP | R.C. Byrd L&D Hydroelectric Project | WV | 69704 | RC-3 | 4.8 | Conventional Hydroelectric | WAT | HY | (L) Regulatory approvals pending. Not under construction | 4.8
2029 | 2 | 67613 | Ohio Power and Light LLC | IPP | R.C. Byrd L&D Hydroelectric Project | WV | 69704 | RC-4 | 4.8 | Conventional Hydroelectric | WAT | HY | (L) Regulatory approvals pending. Not under construction | 4.8
2029 | 2 | 67613 | Ohio Power and Light LLC | IPP | R.C. Byrd L&D Hydroelectric Project | WV | 69704 | RC-5 | 4.8 | Conventional Hydroelectric | WAT | HY | (L) Regulatory approvals pending. Not under construction | 4.8
2029 | 2 | 67613 | Ohio Power and Light LLC | IPP | R.C. Byrd L&D Hydroelectric Project | WV | 69704 | RC-6 | 4.8 | Conventional Hydroelectric | WAT | HY | (L) Regulatory approvals pending. Not under construction | 4.8
2029 | 2 | 14063 | Oklahoma Gas & Electric Co | Electric Utility | Horseshoe Lake | OK | 2951 | 13 | 224 | Natural Gas Fired Combustion Turbine | NG | GT | (T) Regulatory approvals received. Not under construction | 224
2029 | 2 | 14063 | Oklahoma Gas & Electric Co | Electric Utility | Horseshoe Lake | OK | 2951 | 14 | 224 | Natural Gas Fired Combustion Turbine | NG | GT | (T) Regulatory approvals received. Not under construction | 224
2029 | 2 | 14127 | Omaha Public Power District | Electric Utility | Cass County | NE | 55972 | CT-3 | 221 | Natural Gas Fired Combustion Turbine | NG | GT | (T) Regulatory approvals received. Not under construction | 264
2029 | 2 | 14127 | Omaha Public Power District | Electric Utility | Cass County | NE | 55972 | CT-4 | 221 | Natural Gas Fired Combustion Turbine | NG | GT | (T) Regulatory approvals received. Not under construction | 264
2029 | 2 | 14127 | Omaha Public Power District | Electric Utility | Cass County | NE | 55972 | CT-5 | 221 | Natural Gas Fired Combustion Turbine | NG | GT | (T) Regulatory approvals received. Not under construction | 264
2029 | 3 | 66857 | 44ST 8ME LLC | IPP | Sienna 2 Solar and Storage Project | CA | 68486 | 44STA | 55 | Solar Photovoltaic | SUN | PV | (P) Planned for installation, but regulatory approvals not initiated | 55
2029 | 3 | 66857 | 44ST 8ME LLC | IPP | Sienna 2 Solar and Storage Project | CA | 68486 | 44STB | 55 | Batteries | MWH | BA | (P) Planned for installation, but regulatory approvals not initiated | 55
2029 | 3 | 11241 | Entergy Louisiana LLC | Electric Utility | Segno Solar Station | TX | 69991 | SN1 | 170 | Solar Photovoltaic | SUN | PV | (P) Planned for installation, but regulatory approvals not initiated | 170
2029 | 3 | 58615 | Homer City Generation, L.P. | IPP | Homer City Generating Station | PA | 3122 | CA7 | 268 | Natural Gas Fired Combined Cycle | NG | CA | (P) Planned for installation, but regulatory approvals not initiated | 268
2029 | 3 | 58615 | Homer City Generation, L.P. | IPP | Homer City Generating Station | PA | 3122 | CT7 | 360 | Natural Gas Fired Combined Cycle | NG | CT | (P) Planned for installation, but regulatory approvals not initiated | 360
2029 | 3 | 66178 | Liberty Renewables Incorporated | IPP | Hoffman Falls Wind 2 | NY | 67346 | Q1335 | 102.5 | Onshore Wind Turbine | WND | WT | (P) Planned for installation, but regulatory approvals not initiated | 103.5
2029 | 3 | 62842 | Lightsource Renewable Energy Asset Management, LLC | IPP | Mayapple Solar 1 | IN | 66138 | INMA1 | 224 | Solar Photovoltaic | SUN | PV | (T) Regulatory approvals received. Not under construction | 224
2029 | 4 | 67611 | Current Hydro Project 19, LLC | IPP | New Cumberland Hydroelectric Project | WV | 69701 | NC-1 | 10 | Conventional Hydroelectric | WAT | HY | (L) Regulatory approvals pending. Not under construction | 10
2029 | 4 | 67611 | Current Hydro Project 19, LLC | IPP | New Cumberland Hydroelectric Project | WV | 69701 | NC-2 | 10 | Conventional Hydroelectric | WAT | HY | (L) Regulatory approvals pending. Not under construction | 10
2029 | 4 | 66178 | Liberty Renewables Incorporated | IPP | Agricola Wind | NY | 68228 | Q1448 | 97 | Onshore Wind Turbine | WND | WT | (P) Planned for installation, but regulatory approvals not initiated | 99
2029 | 4 | 66369 | Mission Clean Energy Devco LLC | IPP | Bramble Energy Center | TX | 67767 | BECBA | 225.1 | Batteries | MWH | BA | (P) Planned for installation, but regulatory approvals not initiated | 225.1
2029 | 4 | 66707 | Puuloa Energy LLC | IPP | Puuloa Energy | HI | 68284 | PE-1 | 9.4 | Other Waste Biomass | OBL | IC | (P) Planned for installation, but regulatory approvals not initiated | 9.4
2029 | 4 | 66707 | Puuloa Energy LLC | IPP | Puuloa Energy | HI | 68284 | PE-10 | 9.4 | Other Waste Biomass | OBL | IC | (P) Planned for installation, but regulatory approvals not initiated | 9.4
2029 | 4 | 66707 | Puuloa Energy LLC | IPP | Puuloa Energy | HI | 68284 | PE-11 | 9.4 | Other Waste Biomass | OBL | IC | (P) Planned for installation, but regulatory approvals not initiated | 9.4
2029 | 4 | 66707 | Puuloa Energy LLC | IPP | Puuloa Energy | HI | 68284 | PE-2 | 9.4 | Other Waste Biomass | OBL | IC | (P) Planned for installation, but regulatory approvals not initiated | 9.4
2029 | 4 | 66707 | Puuloa Energy LLC | IPP | Puuloa Energy | HI | 68284 | PE-3 | 9.4 | Other Waste Biomass | OBL | IC | (P) Planned for installation, but regulatory approvals not initiated | 9.4
2029 | 4 | 66707 | Puuloa Energy LLC | IPP | Puuloa Energy | HI | 68284 | PE-4 | 9.4 | Other Waste Biomass | OBL | IC | (P) Planned for installation, but regulatory approvals not initiated | 9.4
2029 | 4 | 66707 | Puuloa Energy LLC | IPP | Puuloa Energy | HI | 68284 | PE-5 | 9.4 | Other Waste Biomass | OBL | IC | (P) Planned for installation, but regulatory approvals not initiated | 9.4
2029 | 4 | 66707 | Puuloa Energy LLC | IPP | Puuloa Energy | HI | 68284 | PE-6 | 9.4 | Other Waste Biomass | OBL | IC | (P) Planned for installation, but regulatory approvals not initiated | 9.4
2029 | 4 | 66707 | Puuloa Energy LLC | IPP | Puuloa Energy | HI | 68284 | PE-7 | 9.4 | Other Waste Biomass | OBL | IC | (P) Planned for installation, but regulatory approvals not initiated | 9.4
2029 | 4 | 66707 | Puuloa Energy LLC | IPP | Puuloa Energy | HI | 68284 | PE-8 | 9.4 | Other Waste Biomass | OBL | IC | (P) Planned for installation, but regulatory approvals not initiated | 9.4
2029 | 4 | 66707 | Puuloa Energy LLC | IPP | Puuloa Energy | HI | 68284 | PE-9 | 9.4 | Other Waste Biomass | OBL | IC | (P) Planned for installation, but regulatory approvals not initiated | 9.4
2029 | 4 | 66255 | RIC Development, LLC | IPP | Houston County BESS | TX | 68671 | RIC91 | 125 | Batteries | MWH | BA | (P) Planned for installation, but regulatory approvals not initiated | 125
2029 | 4 | 66704 | THSI bn, LLC | IPP | THREE SISTERS Solar Generation and BESS | AZ | 68298 | THSI1 | 300 | Batteries | MWH | BA | (L) Regulatory approvals pending. Not under construction | 300
2029 | 4 | 66704 | THSI bn, LLC | IPP | THREE SISTERS Solar Generation and BESS | AZ | 68298 | THSI2 | 300 | Solar Photovoltaic | SUN | PV | (L) Regulatory approvals pending. Not under construction | 300
2029 | 5 | 66465 | 229HD 8me, LLC | IPP | Holstein 2 Battery Storage | TX | 67896 | 229HD | 100 | Batteries | MWH | BA | (P) Planned for installation, but regulatory approvals not initiated | 100
2029 | 5 | 15399 | Avangrid Power LLC | IPP | Allen Acres Solar | IL | 70055 | AA1 | 150 | Solar Photovoltaic | SUN | PV | (P) Planned for installation, but regulatory approvals not initiated | 150
2029 | 5 | 61060 | Cypress Creek Renewables | IPP | Oxbow Hill | NY | 67661 | OXHIL | 140 | Solar Photovoltaic | SUN | PV | (L) Regulatory approvals pending. Not under construction | 140
2029 | 5 | 11241 | Entergy Louisiana LLC | Electric Utility | Votaw Solar Station | TX | 69993 | VT1 | 141 | Solar Photovoltaic | SUN | PV | (P) Planned for installation, but regulatory approvals not initiated | 141
2029 | 5 | 66260 | Greenalia Solar Power Reis, LLC | IPP | Reis Solar Park | TX | 67564 | REGSP | 105.5 | Solar Photovoltaic | SUN | PV | (T) Regulatory approvals received. Not under construction | 105.5
2029 | 6 | 63520 | 326FW 8me LLC | IPP | Arida Solar (Hybrid) | NV | 63841 | ARIDA | 370 | Solar Photovoltaic | SUN | PV | (P) Planned for installation, but regulatory approvals not initiated | 370
2029 | 6 | 63520 | 326FW 8me LLC | IPP | Arida Solar (Hybrid) | NV | 63841 | BESS | 370 | Batteries | MWH | BA | (P) Planned for installation, but regulatory approvals not initiated | 370
2029 | 6 | 60395 | California Ethanol Power, LLC | Industrial | CE&P Imperial Valley 1 | CA | 60670 | 1 | 50 | All Other | OTH | CC | (T) Regulatory approvals received. Not under construction | 50
2029 | 6 | 67914 | Crawfish Creek Energy Storage LLC | IPP | Crawfish Creek Energy Storage | AL | 70138 | CRAW1 | 200 | Batteries | MWH | BA | (T) Regulatory approvals received. Not under construction | 200
2029 | 6 | 61060 | Cypress Creek Renewables | IPP | Elk Run | CO | 67655 | ELKRN | 200 | Solar Photovoltaic | SUN | PV | (L) Regulatory approvals pending. Not under construction | 200
2029 | 6 | 66713 | DUTC bn, LLC | IPP | Dutchman Solar generation and BESS | WY | 68317 | DUTC1 | 499 | Solar Photovoltaic | SUN | PV | (L) Regulatory approvals pending. Not under construction | 499
2029 | 6 | 66713 | DUTC bn, LLC | IPP | Dutchman Solar generation and BESS | WY | 68317 | DUTC2 | 499 | Batteries | MWH | BA | (L) Regulatory approvals pending. Not under construction | 499
2029 | 6 | 11241 | Entergy Louisiana LLC | Electric Utility | Waterford 5 | LA | 69184 | WF5CT | 420 | Natural Gas Fired Combined Cycle | NG | CT | (T) Regulatory approvals received. Not under construction | 478
2029 | 6 | 11241 | Entergy Louisiana LLC | Electric Utility | Waterford 5 | LA | 69184 | WF5ST | 310 | Natural Gas Fired Combined Cycle | NG | CA | (T) Regulatory approvals received. Not under construction | 342
2029 | 6 | 66685 | GGSO, LLC | IPP | Gage Solar | KY | 68292 | GGSO | 200 | Solar Photovoltaic | SUN | PV | (L) Regulatory approvals pending. Not under construction | 200
2029 | 6 | 66737 | HOHI bn, LLC | IPP | Hop Hill Solar Generation and BESS | WA | 68342 | HOHI | 200 | Onshore Wind Turbine | WND | WT | (L) Regulatory approvals pending. Not under construction | 200
2029 | 6 | 11018 | Lincoln Electric System | Electric Utility | Terry Bundy Generating Station | NE | 7887 | 5 | 46.9 | Natural Gas Fired Combustion Turbine | NG | GT | (L) Regulatory approvals pending. Not under construction | 52
2029 | 6 | 11018 | Lincoln Electric System | Electric Utility | Terry Bundy Generating Station | NE | 7887 | 6 | 46.9 | Natural Gas Fired Combustion Turbine | NG | GT | (L) Regulatory approvals pending. Not under construction | 52
2029 | 6 | 66950 | Lydian Energy | IPP | AC Ranch II | NM | 68579 | AC2S | 230 | Solar Photovoltaic | SUN | PV | (L) Regulatory approvals pending. Not under construction | 230
2029 | 6 | 12670 | Missouri Jnt Muni.Pwr Elec. Ut. Comm. | IPP | Hannibal Energy Center | MO | 69869 | UNIT1 | 32.2 | Natural Gas Fired Combustion Turbine | NG | GT | (P) Planned for installation, but regulatory approvals not initiated | 38
2029 | 6 | 12670 | Missouri Jnt Muni.Pwr Elec. Ut. Comm. | IPP | Hannibal Energy Center | MO | 69869 | UNIT2 | 32.2 | Natural Gas Fired Combustion Turbine | NG | GT | (P) Planned for installation, but regulatory approvals not initiated | 38
2029 | 6 | 13337 | Nebraska Public Power District | Electric Utility | Princeton Road Station | NE | 69808 | R01 | 18.1 | Natural Gas Internal Combustion Engine | NG | IC | (P) Planned for installation, but regulatory approvals not initiated | 18.1
2029 | 6 | 13337 | Nebraska Public Power District | Electric Utility | Princeton Road Station | NE | 69808 | R02 | 18.1 | Natural Gas Internal Combustion Engine | NG | IC | (P) Planned for installation, but regulatory approvals not initiated | 18.1
2029 | 6 | 13337 | Nebraska Public Power District | Electric Utility | Princeton Road Station | NE | 69808 | R03 | 18.1 | Natural Gas Internal Combustion Engine | NG | IC | (P) Planned for installation, but regulatory approvals not initiated | 18.1
2029 | 6 | 13337 | Nebraska Public Power District | Electric Utility | Princeton Road Station | NE | 69808 | R04 | 18.1 | Natural Gas Internal Combustion Engine | NG | IC | (P) Planned for installation, but regulatory approvals not initiated | 18.1
2029 | 6 | 13337 | Nebraska Public Power District | Electric Utility | Princeton Road Station | NE | 69808 | R05 | 18.1 | Natural Gas Internal Combustion Engine | NG | IC | (P) Planned for installation, but regulatory approvals not initiated | 18.1
2029 | 6 | 13337 | Nebraska Public Power District | Electric Utility | Princeton Road Station | NE | 69808 | R06 | 18.1 | Natural Gas Internal Combustion Engine | NG | IC | (P) Planned for installation, but regulatory approvals not initiated | 18.1
2029 | 6 | 13337 | Nebraska Public Power District | Electric Utility | Princeton Road Station | NE | 69808 | R07 | 18.1 | Natural Gas Internal Combustion Engine | NG | IC | (P) Planned for installation, but regulatory approvals not initiated | 18.1
2029 | 6 | 13337 | Nebraska Public Power District | Electric Utility | Princeton Road Station | NE | 69808 | R08 | 18.1 | Natural Gas Internal Combustion Engine | NG | IC | (P) Planned for installation, but regulatory approvals not initiated | 18.1
2029 | 6 | 13337 | Nebraska Public Power District | Electric Utility | Princeton Road Station | NE | 69808 | R09 | 18.1 | Natural Gas Internal Combustion Engine | NG | IC | (P) Planned for installation, but regulatory approvals not initiated | 18.1
2029 | 6 | 13337 | Nebraska Public Power District | Electric Utility | Princeton Road Station | NE | 69808 | R10 | 18.1 | Natural Gas Internal Combustion Engine | NG | IC | (P) Planned for installation, but regulatory approvals not initiated | 18.1
2029 | 6 | 13337 | Nebraska Public Power District | Electric Utility | Princeton Road Station | NE | 69808 | R11 | 18.1 | Natural Gas Internal Combustion Engine | NG | IC | (P) Planned for installation, but regulatory approvals not initiated | 18.1
2029 | 6 | 13337 | Nebraska Public Power District | Electric Utility | Princeton Road Station | NE | 69808 | R12 | 18.1 | Natural Gas Internal Combustion Engine | NG | IC | (P) Planned for installation, but regulatory approvals not initiated | 18.1
2029 | 6 | 13994 | Oglethorpe Power Corporation | Electric Utility | Smarr Combined Cycle Energy Facility | GA | 68546 | 1 | 407 | Natural Gas Fired Combined Cycle | NG | CC | (P) Planned for installation, but regulatory approvals not initiated | 459
2029 | 6 | 13994 | Oglethorpe Power Corporation | Electric Utility | Smarr Combined Cycle Energy Facility | GA | 68546 | 2 | 304 | Natural Gas Fired Combined Cycle | NG | CC | (P) Planned for installation, but regulatory approvals not initiated | 345
2029 | 6 | 65265 | Repsol Renewables NA | IPP | Rail Tie Wind | WY | 64847 | CRTW1 | 504 | Onshore Wind Turbine | WND | WT | (L) Regulatory approvals pending. Not under construction | 504
2029 | 6 | 19876 | Virginia Electric & Power Co | Electric Utility | Chesterfield | VA | 3797 | CERC1 | 233.9 | Natural Gas Fired Combustion Turbine | NG | GT | (L) Regulatory approvals pending. Not under construction | 250
2029 | 6 | 19876 | Virginia Electric & Power Co | Electric Utility | Chesterfield | VA | 3797 | CERC2 | 233.9 | Natural Gas Fired Combustion Turbine | NG | GT | (L) Regulatory approvals pending. Not under construction | 250
2029 | 6 | 19876 | Virginia Electric & Power Co | Electric Utility | Chesterfield | VA | 3797 | CERC3 | 233.9 | Natural Gas Fired Combustion Turbine | NG | GT | (L) Regulatory approvals pending. Not under construction | 250
2029 | 6 | 19876 | Virginia Electric & Power Co | Electric Utility | Chesterfield | VA | 3797 | CERC4 | 233.9 | Natural Gas Fired Combustion Turbine | NG | GT | (L) Regulatory approvals pending. Not under construction | 250
2029 | 7 | 64904 | AES Clean Energy | IPP | Riverside Solar LLC | NY | 67325 | NYRIV | 100 | Solar Photovoltaic | SUN | PV | (P) Planned for installation, but regulatory approvals not initiated | 100
2029 | 7 | 66733 | Crossroads bn, LLC | IPP | Crossroads Solar - GA | GA | 68333 | CROS | 150 | Solar Photovoltaic | SUN | PV | (L) Regulatory approvals pending. Not under construction | 150
2029 | 7 | 61060 | Cypress Creek Renewables | IPP | Amerada | TX | 67649 | AMERA | 300 | Solar Photovoltaic | SUN | PV | (L) Regulatory approvals pending. Not under construction | 300
2029 | 7 | 61166 | Green Power Energy LLC | IPP | Cody Road Wind Farm | NY | 61592 | WT1 | 2.4 | Onshore Wind Turbine | WND | WT | (U) Under construction, less than or equal to 50 percent complete | 2.4
2029 | 7 | 61166 | Green Power Energy LLC | IPP | Cody Road Wind Farm | NY | 61592 | WT2 | 2.4 | Onshore Wind Turbine | WND | WT | (U) Under construction, less than or equal to 50 percent complete | 2.4
2029 | 7 | 61166 | Green Power Energy LLC | IPP | Cody Road Wind Farm | NY | 61592 | WT3 | 2.4 | Onshore Wind Turbine | WND | WT | (U) Under construction, less than or equal to 50 percent complete | 2.4
2029 | 7 | 58615 | Homer City Generation, L.P. | IPP | Homer City Generating Station | PA | 3122 | CA4 | 268 | Natural Gas Fired Combined Cycle | NG | CA | (P) Planned for installation, but regulatory approvals not initiated | 268
2029 | 7 | 58615 | Homer City Generation, L.P. | IPP | Homer City Generating Station | PA | 3122 | CT4 | 360 | Natural Gas Fired Combined Cycle | NG | CT | (P) Planned for installation, but regulatory approvals not initiated | 360
2029 | 7 | 66760 | Lazy U ESS 2 LLC | IPP | Lazy U ESS 2 | TX | 68356 | LUBA2 | 250 | Batteries | MWH | BA | (P) Planned for installation, but regulatory approvals not initiated | 250
2029 | 7 | 66761 | Lazy U Solar 1 LLC | IPP | Lazy U Solar 1 | TX | 68357 | LUPV1 | 250 | Solar Photovoltaic | SUN | PV | (P) Planned for installation, but regulatory approvals not initiated | 250
2029 | 7 | 66762 | Lazy U Solar 2 LLC | IPP | Lazy U Solar 2 | TX | 68358 | LUPV2 | 250 | Solar Photovoltaic | SUN | PV | (P) Planned for installation, but regulatory approvals not initiated | 250
2029 | 7 | 66490 | Pigeon Run Solar, LLC | IPP | Pigeon Run Solar Project | VA | 64767 | TC001 | 60 | Solar Photovoltaic | SUN | PV | (P) Planned for installation, but regulatory approvals not initiated | 60
2029 | 8 | 66581 | GRS BESS Texas Eight LLC | IPP | Marcos PV and BESS | TX | 68080 | GRS8B | 115 | Batteries | MWH | BA | (L) Regulatory approvals pending. Not under construction | 115.9
2029 | 8 | 66581 | GRS BESS Texas Eight LLC | IPP | Marcos PV and BESS | TX | 68080 | GRS8P | 115 | Solar Photovoltaic | SUN | PV | (L) Regulatory approvals pending. Not under construction | 115.9
2029 | 8 | 66258 | Greenalia Solar Power Ratcliff, LLC | IPP | Ratcliff Solar Park | TX | 67563 | RAGSP | 78.8 | Solar Photovoltaic | SUN | PV | (T) Regulatory approvals received. Not under construction | 78.8
2029 | 9 | 67689 | Dawn Break Solar, LLC | IPP | Dawn Break Solar | WI | 69761 | DBBES | 180 | Batteries | MWH | BA | (L) Regulatory approvals pending. Not under construction | 180
2029 | 9 | 67689 | Dawn Break Solar, LLC | IPP | Dawn Break Solar | WI | 69761 | DBSOL | 180 | Solar Photovoltaic | SUN | PV | (L) Regulatory approvals pending. Not under construction | 180
2029 | 9 | 11241 | Entergy Louisiana LLC | Electric Utility | Cypress Harvest Solar Station | LA | 69952 | CH2 | 200 | Batteries | MWH | BA | (P) Planned for installation, but regulatory approvals not initiated | 200
2029 | 9 | 64970 | Hecate Grid Humidor Storage 1 LLC | IPP | Humidor Storage I | CA | 65703 | HEHUM | 300 | Batteries | MWH | BA | (P) Planned for installation, but regulatory approvals not initiated | 300
2029 | 9 | 65103 | Highbanks Solar, LLC | IPP | Highbanks Solar | NY | 65934 | 7 | 20 | Solar Photovoltaic | SUN | PV | (P) Planned for installation, but regulatory approvals not initiated | 20
2029 | 9 | 9216 | Imperial Irrigation District | Electric Utility | El Centro Hybrid | CA | 389 | RICE1 | 18.6 | Natural Gas Internal Combustion Engine | NG | IC | (P) Planned for installation, but regulatory approvals not initiated | 18.8
2029 | 9 | 9216 | Imperial Irrigation District | Electric Utility | El Centro Hybrid | CA | 389 | RICE2 | 18.6 | Natural Gas Internal Combustion Engine | NG | IC | (P) Planned for installation, but regulatory approvals not initiated | 18.8
2029 | 9 | 9216 | Imperial Irrigation District | Electric Utility | El Centro Hybrid | CA | 389 | RICE3 | 18.6 | Natural Gas Internal Combustion Engine | NG | IC | (P) Planned for installation, but regulatory approvals not initiated | 18.8
2029 | 9 | 9216 | Imperial Irrigation District | Electric Utility | El Centro Hybrid | CA | 389 | RICE4 | 18.6 | Natural Gas Internal Combustion Engine | NG | IC | (P) Planned for installation, but regulatory approvals not initiated | 18.8
2029 | 9 | 9216 | Imperial Irrigation District | Electric Utility | El Centro Hybrid | CA | 389 | RICE5 | 18.6 | Natural Gas Internal Combustion Engine | NG | IC | (P) Planned for installation, but regulatory approvals not initiated | 18.8
2029 | 9 | 9216 | Imperial Irrigation District | Electric Utility | El Centro Hybrid | CA | 389 | RICE6 | 18.6 | Natural Gas Internal Combustion Engine | NG | IC | (P) Planned for installation, but regulatory approvals not initiated | 18.8
2029 | 9 | 67776 | Oak Valley Solar LLC | IPP | Oak Valley Solar | TX | 69892 | OAK | 251.3 | Solar Photovoltaic | SUN | PV | (P) Planned for installation, but regulatory approvals not initiated | 251.3
2029 | 9 | 15474 | Public Service Co of Oklahoma | Electric Utility | Comanche (OK) | OK | 8059 | 2G1 | 368.1 | Natural Gas Fired Combined Cycle | NG | CT | (P) Planned for installation, but regulatory approvals not initiated | 408.8
2029 | 9 | 15474 | Public Service Co of Oklahoma | Electric Utility | Comanche (OK) | OK | 8059 | 2S1 | 267 | Natural Gas Fired Combined Cycle | NG | CA | (P) Planned for installation, but regulatory approvals not initiated | 277.6
2029 | 9 | 15474 | Public Service Co of Oklahoma | Electric Utility | Comanche (OK) | OK | 8059 | 3G1 | 368.1 | Natural Gas Fired Combined Cycle | NG | CT | (P) Planned for installation, but regulatory approvals not initiated | 408.8
2029 | 9 | 15474 | Public Service Co of Oklahoma | Electric Utility | Comanche (OK) | OK | 8059 | 3S1 | 267 | Natural Gas Fired Combined Cycle | NG | CA | (P) Planned for installation, but regulatory approvals not initiated | 277.6
2029 | 9 | 16534 | Sacramento Municipal Util Dist | Electric Utility | Solano Wind | CA | 7526 | 5 | 108 | Onshore Wind Turbine | WND | WT | (P) Planned for installation, but regulatory approvals not initiated | 108
2029 | 10 | 61785 | EDP Renewables North America LLC | IPP | Saddle Mountain East Wind Farm | WA | 62263 | GEN1 | 126 | Onshore Wind Turbine | WND | WT | (P) Planned for installation, but regulatory approvals not initiated | 126
2029 | 10 | 66691 | Erin Solar LLC | IPP | Erin | TX | 68275 | 1 | 202 | Solar Photovoltaic | SUN | PV | (P) Planned for installation, but regulatory approvals not initiated | 202
2029 | 10 | 66738 | GRVA bn, LLC | IPP | Grand Valley Solar Generation and BESS | CO | 68343 | GRVA1 | 100 | Solar Photovoltaic | SUN | PV | (L) Regulatory approvals pending. Not under construction | 100
2029 | 10 | 66738 | GRVA bn, LLC | IPP | Grand Valley Solar Generation and BESS | CO | 68343 | GRVA2 | 100 | Batteries | MWH | BA | (L) Regulatory approvals pending. Not under construction | 100
2029 | 10 | 66261 | Greenalia Solar Power Roscommon, LLC | IPP | Roscommon Solar Park | TX | 67566 | ROGSP | 82.8 | Solar Photovoltaic | SUN | PV | (T) Regulatory approvals received. Not under construction | 82.8
2029 | 10 | 66739 | LOSN, LLC | IPP | Lower Snake Solar Generation BESS | WA | 68344 | LOSN1 | 300 | Solar Photovoltaic | SUN | PV | (L) Regulatory approvals pending. Not under construction | 300
2029 | 10 | 66739 | LOSN, LLC | IPP | Lower Snake Solar Generation BESS | WA | 68344 | LOSN2 | 300 | Batteries | MWH | BA | (L) Regulatory approvals pending. Not under construction | 300
2029 | 10 | 64457 | VCP Realty, LLC | IPP | Crooked Trail Solar | ME | 68416 | CTS1 | 68 | Solar Photovoltaic | SUN | PV | (P) Planned for installation, but regulatory approvals not initiated | 68
2029 | 11 | 67058 | DECH bn, LLC | IPP | Deschutes Solar and BESS | OR | 68763 | DECH1 | 1000 | Solar Photovoltaic | SUN | PV | (L) Regulatory approvals pending. Not under construction | 1000
2029 | 11 | 67058 | DECH bn, LLC | IPP | Deschutes Solar and BESS | OR | 68763 | DECH2 | 1000 | Batteries | MWH | BA | (L) Regulatory approvals pending. Not under construction | 1000
2029 | 11 | 814 | Entergy Arkansas LLC | Electric Utility | Jefferson Power Station | AR | 69185 | JPS1 | 310 | Natural Gas Fired Combined Cycle | NG | CA | (L) Regulatory approvals pending. Not under construction | 342
2029 | 11 | 814 | Entergy Arkansas LLC | Electric Utility | Jefferson Power Station | AR | 69185 | JPSCT | 420 | Natural Gas Fired Combined Cycle | NG | CT | (L) Regulatory approvals pending. Not under construction | 478
2029 | 11 | 58615 | Homer City Generation, L.P. | IPP | Homer City Generating Station | PA | 3122 | CA1 | 268 | Natural Gas Fired Combined Cycle | NG | CA | (P) Planned for installation, but regulatory approvals not initiated | 268
2029 | 11 | 58615 | Homer City Generation, L.P. | IPP | Homer City Generating Station | PA | 3122 | CT1 | 360 | Natural Gas Fired Combined Cycle | NG | CT | (P) Planned for installation, but regulatory approvals not initiated | 360
2029 | 11 | 189 | PowerSouth Energy Cooperative | Electric Utility | Lowman Energy Center | AL | 56 | LEC3 | 409 | Natural Gas Fired Combustion Turbine | NG | GT | (L) Regulatory approvals pending. Not under construction | 438
2029 | 11 | 66461 | Two Oaks Solar and Storage | IPP | Two Oaks Solar and Storage LLC | VA | 67884 | ENX27 | 118 | Solar Photovoltaic | SUN | PV | (P) Planned for installation, but regulatory approvals not initiated | 118
2029 | 12 | 65689 | Alfred Oaks Solar, LLC | IPP | Alfred Oaks Solar, LLC | NY | 66675 | ALOAK | 115.2 | Solar Photovoltaic | SUN | PV | (P) Planned for installation, but regulatory approvals not initiated | 115.2
2029 | 12 | 64615 | Antares Group Inc | IPP | Shenvalee Solar | VA | 65312 | SV | 3 | Solar Photovoltaic | SUN | PV | (P) Planned for installation, but regulatory approvals not initiated | 3
2029 | 12 | 67570 | Arkana Solar LLC | IPP | Arkana Solar | AR | 69642 | 96513 | 100 | Solar Photovoltaic | SUN | PV | (P) Planned for installation, but regulatory approvals not initiated | 100
2029 | 12 | 66535 | Belgian Renewable Energy Group (BREG) | IPP | Leuven Solar LLC | TX | 67996 | SEPAS | 217 | Solar Photovoltaic | SUN | PV | (P) Planned for installation, but regulatory approvals not initiated | 217
2029 | 12 | 65708 | Buffalo Branch Wind and Solar LLC | IPP | Buffalo Branch Wind and Solar LLC | MO | 66701 | BB1 | 247 | Onshore Wind Turbine | WND | WT | (P) Planned for installation, but regulatory approvals not initiated | 247
2029 | 12 | 66734 | CVSO, LLC | IPP | Caverns Solar | FL | 68331 | CVSO | 75 | Solar Photovoltaic | SUN | PV | (L) Regulatory approvals pending. Not under construction | 75
2029 | 12 | 67568 | Cazadores Solar LLC | IPP | Cazadores Solar | TX | 69640 | 73509 | 300 | Solar Photovoltaic | SUN | PV | (P) Planned for installation, but regulatory approvals not initiated | 300
2029 | 12 | 66571 | Clenera DevCo LLC | IPP | Solstice Solar LLC | OK | 70186 | SOLBS | 200 | Batteries | MWH | BA | (P) Planned for installation, but regulatory approvals not initiated | 200
2029 | 12 | 66571 | Clenera DevCo LLC | IPP | Solstice Solar LLC | OK | 70186 | SOLPV | 200 | Solar Photovoltaic | SUN | PV | (P) Planned for installation, but regulatory approvals not initiated | 200
2029 | 12 | 61060 | Cypress Creek Renewables | IPP | Panther Branch Solar, LLC | NC | 66385 | GEN1B | 32 | Batteries | MWH | BA | (P) Planned for installation, but regulatory approvals not initiated | 32
2029 | 12 | 66735 | DEGA bn, LLC | IPP | Dega Solar and Storage | AL | 68332 | DEGA1 | 200 | Solar Photovoltaic | SUN | PV | (L) Regulatory approvals pending. Not under construction | 200
2029 | 12 | 66735 | DEGA bn, LLC | IPP | Dega Solar and Storage | AL | 68332 | DEGA2 | 200 | Batteries | MWH | BA | (L) Regulatory approvals pending. Not under construction | 200
2029 | 12 | 66683 | DYSP, LLC | IPP | Dyers Spring Solar | KY | 68290 | DYSP | 200 | Solar Photovoltaic | SUN | PV | (L) Regulatory approvals pending. Not under construction | 200
2029 | 12 | 66560 | Elliot Solar LLC | IPP | Elliot Solar LLC | IN | 64904 | 1 | 200 | Solar Photovoltaic | SUN | PV | (U) Under construction, less than or equal to 50 percent complete | 200
2029 | 12 | 66263 | Greenalia Solar Power Wittig, LLC | IPP | Wittig Solar Park | TX | 67568 | WIGSP | 96 | Solar Photovoltaic | SUN | PV | (T) Regulatory approvals received. Not under construction | 96
2029 | 12 | 66252 | Greenalia Wind Power Blue Hills, LLC | IPP | Blue Hills Wind Project | TX | 67542 | BHWP | 276 | Onshore Wind Turbine | WND | WT | (L) Regulatory approvals pending. Not under construction | 276
2029 | 12 | 66430 | Kingstree East 230 LLC | IPP | Kingstree East 230 Solar Project | SC | 67862 | SOLAR | 249 | Solar Photovoltaic | SUN | PV | (T) Regulatory approvals received. Not under construction | 249
2029 | 12 | 50123 | Leeward Asset Management, LLC | IPP | Ridgely Energy Farm | TN | 65445 | RBESS | 50 | Batteries | MWH | BA | (P) Planned for installation, but regulatory approvals not initiated | 50
2029 | 12 | 50123 | Leeward Asset Management, LLC | IPP | Stagecoach LRE | CO | 68079 | STAS1 | 230 | Solar Photovoltaic | SUN | PV | (T) Regulatory approvals received. Not under construction | 230
2029 | 12 | 67554 | Lion Solar LLC | IPP | Lion Solar | AR | 69633 | 99757 | 200 | Solar Photovoltaic | SUN | PV | (P) Planned for installation, but regulatory approvals not initiated | 200
2029 | 12 | 62663 | Lock 13 Hydro Partners | IPP | Evelyn Hydroelectric Project | KY | 62748 | 1 | 0.6 | Conventional Hydroelectric | WAT | HY | (T) Regulatory approvals received. Not under construction | 0.6
2029 | 12 | 62663 | Lock 13 Hydro Partners | IPP | Evelyn Hydroelectric Project | KY | 62748 | 2 | 0.6 | Conventional Hydroelectric | WAT | HY | (T) Regulatory approvals received. Not under construction | 0.6
2029 | 12 | 62663 | Lock 13 Hydro Partners | IPP | Evelyn Hydroelectric Project | KY | 62748 | 3 | 0.2 | Conventional Hydroelectric | WAT | HY | (T) Regulatory approvals received. Not under construction | 0.2
2029 | 12 | 62663 | Lock 13 Hydro Partners | IPP | Evelyn Hydroelectric Project | KY | 62748 | 4 | 0.2 | Conventional Hydroelectric | WAT | HY | (T) Regulatory approvals received. Not under construction | 0.2
2029 | 12 | 62663 | Lock 13 Hydro Partners | IPP | Evelyn Hydroelectric Project | KY | 62748 | 5 | 0.6 | Conventional Hydroelectric | WAT | HY | (T) Regulatory approvals received. Not under construction | 0.6
2029 | 12 | 62663 | Lock 13 Hydro Partners | IPP | Evelyn Hydroelectric Project | KY | 62748 | 6 | 0.6 | Conventional Hydroelectric | WAT | HY | (T) Regulatory approvals received. Not under construction | 0.6
2029 | 12 | 66682 | MAHI bn, LLC | IPP | Flag Run Solar | IN | 68288 | MAHI | 200 | Solar Photovoltaic | SUN | PV | (L) Regulatory approvals pending. Not under construction | 200
2029 | 12 | 67564 | Main Horn Solar LLC | IPP | Main Horn Solar | TX | 69636 | 69363 | 100 | Solar Photovoltaic | SUN | PV | (P) Planned for installation, but regulatory approvals not initiated | 100
2029 | 12 | 13337 | Nebraska Public Power District | Electric Utility | Princeton Road Station | NE | 69808 | CT1 | 239.6 | Natural Gas Fired Combustion Turbine | NG | GT | (P) Planned for installation, but regulatory approvals not initiated | 265.4
2029 | 12 | 13337 | Nebraska Public Power District | Electric Utility | Princeton Road Station | NE | 69808 | CT2 | 239.6 | Natural Gas Fired Combustion Turbine | NG | GT | (P) Planned for installation, but regulatory approvals not initiated | 265.4
2029 | 12 | 13902 | NorthWestern Energy (MT Hydro) | Electric Utility | Hauser | MT | 2185 | HAU12 | 3.5 | Conventional Hydroelectric | WAT | HY | (P) Planned for installation, but regulatory approvals not initiated | 3.5
2029 | 12 | 58842 | Power Company of Wyoming LLC | IPP | Chokecherry and Sierra Madre Wind | WY | 58987 | I-A | 844.2 | Onshore Wind Turbine | WND | WT | (U) Under construction, less than or equal to 50 percent complete | 844.2
2029 | 12 | 58842 | Power Company of Wyoming LLC | IPP | Chokecherry and Sierra Madre Wind | WY | 58987 | I-B | 849.6 | Onshore Wind Turbine | WND | WT | (U) Under construction, less than or equal to 50 percent complete | 849.6
2029 | 12 | 66255 | RIC Development, LLC | IPP | Stonewall BESS | TX | 68666 | RIC88 | 135 | Batteries | MWH | BA | (P) Planned for installation, but regulatory approvals not initiated | 135
2029 | 12 | 65265 | Repsol Renewables NA | IPP | Robinson Solar | NV | 67819 | CRSB1 | 300 | Batteries | MWH | BA | (P) Planned for installation, but regulatory approvals not initiated | 300
2029 | 12 | 65265 | Repsol Renewables NA | IPP | Robinson Solar | NV | 67819 | CRSS1 | 300 | Solar Photovoltaic | SUN | PV | (P) Planned for installation, but regulatory approvals not initiated | 300
2029 | 12 | 61784 | Rolling Upland Wind Farm LLC | IPP | Rolling Upland Wind Farm LLC | NY | 62262 | GEN1 | 71.4 | Onshore Wind Turbine | WND | WT | (P) Planned for installation, but regulatory approvals not initiated | 71.4
2029 | 12 | 66593 | SR Jasper, LLC | IPP | SR Jasper | MS | 68105 | JASP | 150 | Solar Photovoltaic | SUN | PV | (T) Regulatory approvals received. Not under construction | 150
2029 | 12 | 65072 | Sacramento Valley Energy Center, LLC | IPP | Sacramento Valley Energy Center, LLC | CA | 65808 | BSVEC | 100 | Batteries | MWH | BA | (U) Under construction, less than or equal to 50 percent complete | 100
2029 | 12 | 65072 | Sacramento Valley Energy Center, LLC | IPP | Sacramento Valley Energy Center, LLC | CA | 65808 | SVEC | 200 | Solar Photovoltaic | SUN | PV | (U) Under construction, less than or equal to 50 percent complete | 200
2029 | 12 | 67725 | TerraForm Power Operating, LLC | IPP | Steward Creek Solar Phase 1 | IL | 65301 | SC1 | 1200 | Solar Photovoltaic | SUN | PV | (P) Planned for installation, but regulatory approvals not initiated | 1200
2029 | 12 | 63759 | Triple Oak Power LLC | IPP | Jawbone Wind Project | MT | 58175 | JWPI | 80 | Onshore Wind Turbine | WND | WT | (U) Under construction, less than or equal to 50 percent complete | 80
2029 | 12 | 67090 | Tupper Lake | IPP | Tupper Lake Wind | MI | 68843 | TLCP | 198 | Onshore Wind Turbine | WND | WT | (L) Regulatory approvals pending. Not under construction | 200
2029 | 12 | 20421 | Western Minnesota Mun Pwr Agny | Electric Utility | Toronto Power Plant | SD | 69102 | U1 | 35.6 | Natural Gas Fired Combustion Turbine | NG | GT | (L) Regulatory approvals pending. Not under construction | 36.3
2029 | 12 | 20421 | Western Minnesota Mun Pwr Agny | Electric Utility | Toronto Power Plant | SD | 69102 | U2 | 35.6 | Natural Gas Fired Combustion Turbine | NG | GT | (L) Regulatory approvals pending. Not under construction | 36.3
2029 | 12 | 20421 | Western Minnesota Mun Pwr Agny | Electric Utility | Toronto Power Plant | SD | 69102 | U3 | 35.6 | Natural Gas Fired Combustion Turbine | NG | GT | (L) Regulatory approvals pending. Not under construction | 36.3
2029 | 12 | 20421 | Western Minnesota Mun Pwr Agny | Electric Utility | Toronto Power Plant | SD | 69102 | U4 | 35.6 | Natural Gas Fired Combustion Turbine | NG | GT | (L) Regulatory approvals pending. Not under construction | 36.3
2030 | 1 | 58468 | Dominion Renewable Energy | Electric Utility | Bellflower Solar (VA) | VA | 68071 | BELLF | 600 | Solar Photovoltaic | SUN | PV | (P) Planned for installation, but regulatory approvals not initiated | 600
2030 | 1 | 58468 | Dominion Renewable Energy | Electric Utility | Pineside Solar | VA | 68075 | PINES | 74.9 | Solar Photovoltaic | SUN | PV | (P) Planned for installation, but regulatory approvals not initiated | 74.9
2030 | 1 | 22500 | Evergy Kansas Central, Inc | Electric Utility | McNew Generating Station | KS | 68295 | MCN1 | 690.4 | Natural Gas Fired Combined Cycle | NG | CS | (T) Regulatory approvals received. Not under construction | 765
2030 | 1 | 12698 | Evergy Missouri West | Electric Utility | Mullin Creek #1 Generating Station | MO | 68296 | MC1 | 425.1 | Natural Gas Fired Combustion Turbine | NG | GT | (T) Regulatory approvals received. Not under construction | 489.7
2030 | 1 | 67044 | Greenalia Solar Power Hutcherson, LLC | IPP | Hutcherson Solar | TX | 68765 | HUGSP | 123.3 | Solar Photovoltaic | SUN | PV | (P) Planned for installation, but regulatory approvals not initiated | 123.3
2030 | 1 | 55983 | Luminant Generation Company LLC | IPP | Alira | TX | 63193 | UNIT1 | 222.8 | Solar Photovoltaic | SUN | PV | (L) Regulatory approvals pending. Not under construction | 222.8
2030 | 3 | 1307 | Basin Electric Power Coop | Electric Utility | Bison Generation Station | ND | 69071 | CA2 | 320 | Natural Gas Fired Combined Cycle | NG | CA | (L) Regulatory approvals pending. Not under construction | 263
2030 | 3 | 1307 | Basin Electric Power Coop | Electric Utility | Bison Generation Station | ND | 69071 | CT2 | 409 | Natural Gas Fired Combined Cycle | NG | CT | (L) Regulatory approvals pending. Not under construction | 496
2030 | 3 | 11241 | Entergy Louisiana LLC | Electric Utility | Richland Parish Power Station 1&2 | LA | 69449 | 1A | 435.4 | Natural Gas Fired Combined Cycle | NG | CT | (P) Planned for installation, but regulatory approvals not initiated | 469.3
2030 | 3 | 11241 | Entergy Louisiana LLC | Electric Utility | Richland Parish Power Station 1&2 | LA | 69449 | 1B | 302.8 | Natural Gas Fired Combined Cycle | NG | CA | (P) Planned for installation, but regulatory approvals not initiated | 311
2030 | 3 | 11241 | Entergy Louisiana LLC | Electric Utility | Richland Parish Power Station 1&2 | LA | 69449 | 2A | 435.4 | Natural Gas Fired Combined Cycle | NG | CT | (P) Planned for installation, but regulatory approvals not initiated | 469.3
2030 | 3 | 11241 | Entergy Louisiana LLC | Electric Utility | Richland Parish Power Station 1&2 | LA | 69449 | 2B | 302.8 | Natural Gas Fired Combined Cycle | NG | CA | (P) Planned for installation, but regulatory approvals not initiated | 311
2030 | 3 | 63289 | Key Capture Energy | IPP | KCE NY 29, LLC | NY | 66862 | NY29 | 79 | Batteries | MWH | BA | (P) Planned for installation, but regulatory approvals not initiated | 79
2030 | 4 | 64452 | EDF Renewables Development, Inc. | IPP | Lycan Solar Project | CA | 66805 | LYCN2 | 400 | Batteries | MWH | BA | (P) Planned for installation, but regulatory approvals not initiated | 400
2030 | 5 | 66463 | 51LV 8me, LLC | IPP | Bellefield 3 Solar and Battery Storage | CA | 67894 | 51LVA | 150 | Solar Photovoltaic | SUN | PV | (P) Planned for installation, but regulatory approvals not initiated | 150
2030 | 5 | 66463 | 51LV 8me, LLC | IPP | Bellefield 3 Solar and Battery Storage | CA | 67894 | 51LVB | 150 | Batteries | MWH | BA | (P) Planned for installation, but regulatory approvals not initiated | 150
2030 | 5 | 64904 | AES Clean Energy | IPP | Keamuku | HI | 69795 | KEABE | 86 | Batteries | MWH | BA | (L) Regulatory approvals pending. Not under construction | 86
2030 | 5 | 64904 | AES Clean Energy | IPP | Keamuku | HI | 69795 | KEAMU | 86 | Solar Photovoltaic | SUN | PV | (L) Regulatory approvals pending. Not under construction | 86
2030 | 5 | 66255 | RIC Development, LLC | IPP | Dunlay Solar | TX | 67559 | RIC95 | 150.5 | Solar Photovoltaic | SUN | PV | (P) Planned for installation, but regulatory approvals not initiated | 180.4
2030 | 6 | 66272 | Cedar Hill ESS Assets, LLC | IPP | Cedar Hill ESS | TX | 67570 | 3004 | 10 | Batteries | MWH | BA | (L) Regulatory approvals pending. Not under construction | 10
2030 | 6 | 11241 | Entergy Louisiana LLC | Electric Utility | Waterford 6 | LA | 69445 | CT1 | 420 | Natural Gas Fired Combined Cycle | NG | CT | (P) Planned for installation, but regulatory approvals not initiated | 478
2030 | 6 | 11241 | Entergy Louisiana LLC | Electric Utility | Waterford 6 | LA | 69445 | ST1 | 310 | Natural Gas Fired Combined Cycle | NG | CA | (P) Planned for installation, but regulatory approvals not initiated | 342
2030 | 6 | 67047 | Greenalia Solar Power Blackwelder Ranch, LLC | IPP | Greenalia Solar Power Blackwelder Ranch | TX | 68767 | BRGSP | 199.7 | Solar Photovoltaic | SUN | PV | (P) Planned for installation, but regulatory approvals not initiated | 199.7
2030 | 6 | 67046 | Greenalia Wind Power Blackwelder Ranch, LLC | IPP | Blackwelder Ranch Wind | TX | 68768 | BRGWP | 110.4 | Onshore Wind Turbine | WND | WT | (P) Planned for installation, but regulatory approvals not initiated | 110.4
2030 | 6 | 67045 | Greenalia Wind Power Pioneer Field, LLC | IPP | Pioneer Field Wind Power | TX | 68766 | PFGWP | 163.2 | Onshore Wind Turbine | WND | WT | (P) Planned for installation, but regulatory approvals not initiated | 136.2
2030 | 6 | 61596 | Lincoln Land Energy Center LLC | IPP | Lincoln Land Energy Center | IL | 62022 | GEN1 | 520 | Natural Gas Fired Combined Cycle | NG | CS | (P) Planned for installation, but regulatory approvals not initiated | 638.4
2030 | 6 | 61596 | Lincoln Land Energy Center LLC | IPP | Lincoln Land Energy Center | IL | 62022 | GEN2 | 520 | Natural Gas Fired Combined Cycle | NG | CS | (P) Planned for installation, but regulatory approvals not initiated | 638.4
2030 | 7 | 66491 | Zenith Solar, LLC | IPP | Zenith Solar | VA | 64768 | TC001 | 60 | Solar Photovoltaic | SUN | PV | (P) Planned for installation, but regulatory approvals not initiated | 60
2030 | 8 | 60799 | 33UI 8me LLC | IPP | Gale 1 Solar | UT | 61170 | 33UI8 | 300 | Solar Photovoltaic | SUN | PV | (P) Planned for installation, but regulatory approvals not initiated | 300
2030 | 8 | 60799 | 33UI 8me LLC | IPP | Gale 1 Solar | UT | 61170 | 33UI9 | 150 | Batteries | MWH | BA | (P) Planned for installation, but regulatory approvals not initiated | 150
2030 | 8 | 67609 | Dashields Hydropower Corporations | IPP | Dashields Hydroelectric Project | PA | 69698 | DAS-1 | 1.1 | Conventional Hydroelectric | WAT | HY | (L) Regulatory approvals pending. Not under construction | 1.1
2030 | 8 | 67609 | Dashields Hydropower Corporations | IPP | Dashields Hydroelectric Project | PA | 69698 | DAS-2 | 1.1 | Conventional Hydroelectric | WAT | HY | (L) Regulatory approvals pending. Not under construction | 1.1
2030 | 8 | 67609 | Dashields Hydropower Corporations | IPP | Dashields Hydroelectric Project | PA | 69698 | DAS-3 | 1.1 | Conventional Hydroelectric | WAT | HY | (L) Regulatory approvals pending. Not under construction | 1.1
2030 | 8 | 67609 | Dashields Hydropower Corporations | IPP | Dashields Hydroelectric Project | PA | 69698 | DAS-4 | 1.1 | Conventional Hydroelectric | WAT | HY | (L) Regulatory approvals pending. Not under construction | 1.1
2030 | 8 | 67609 | Dashields Hydropower Corporations | IPP | Dashields Hydroelectric Project | PA | 69698 | DAS-5 | 1.1 | Conventional Hydroelectric | WAT | HY | (L) Regulatory approvals pending. Not under construction | 1.1
2030 | 8 | 67609 | Dashields Hydropower Corporations | IPP | Dashields Hydroelectric Project | PA | 69698 | DAS-6 | 1.1 | Conventional Hydroelectric | WAT | HY | (L) Regulatory approvals pending. Not under construction | 1.1
2030 | 8 | 67609 | Dashields Hydropower Corporations | IPP | Dashields Hydroelectric Project | PA | 69698 | DAS-7 | 1.1 | Conventional Hydroelectric | WAT | HY | (L) Regulatory approvals pending. Not under construction | 1.1
2030 | 8 | 67609 | Dashields Hydropower Corporations | IPP | Dashields Hydroelectric Project | PA | 69698 | DAS-8 | 1.1 | Conventional Hydroelectric | WAT | HY | (L) Regulatory approvals pending. Not under construction | 1.1
2030 | 10 | 5248 | Dominion Energy Inc. | Electric Utility | Courthouse Solar | VA | 66312 | CHSL | 167 | Solar Photovoltaic | SUN | PV | (U) Under construction, less than or equal to 50 percent complete | 167
2030 | 10 | 11241 | Entergy Louisiana LLC | Electric Utility | Richland Parish Power Station 3 | LA | 69649 | 3A | 435.4 | Natural Gas Fired Combined Cycle | NG | CT | (P) Planned for installation, but regulatory approvals not initiated | 469.3
2030 | 10 | 11241 | Entergy Louisiana LLC | Electric Utility | Richland Parish Power Station 3 | LA | 69649 | 3B | 302.8 | Natural Gas Fired Combined Cycle | NG | CA | (P) Planned for installation, but regulatory approvals not initiated | 311
2030 | 10 | 11241 | Entergy Louisiana LLC | Electric Utility | Richland Parish Power Station 4 | LA | 69650 | 4A | 435.4 | Natural Gas Fired Combined Cycle | NG | CT | (P) Planned for installation, but regulatory approvals not initiated | 469.3
2030 | 10 | 11241 | Entergy Louisiana LLC | Electric Utility | Richland Parish Power Station 4 | LA | 69650 | 4B | 302.8 | Natural Gas Fired Combined Cycle | NG | CA | (P) Planned for installation, but regulatory approvals not initiated | 311
2030 | 10 | 11241 | Entergy Louisiana LLC | Electric Utility | Westlake Power Station | LA | 69426 | CA1 | 341.7 | Natural Gas Fired Combined Cycle | NG | CA | (P) Planned for installation, but regulatory approvals not initiated | 341.7
2030 | 10 | 11241 | Entergy Louisiana LLC | Electric Utility | Westlake Power Station | LA | 69426 | CT1 | 390 | Natural Gas Fired Combined Cycle | NG | CT | (P) Planned for installation, but regulatory approvals not initiated | 477.7
2030 | 10 | 61906 | Rye Development | IPP | Emsworth L&D Hydroelectric Project | PA | 62433 | NA1 | 5 | Conventional Hydroelectric | WAT | HY | (P) Planned for installation, but regulatory approvals not initiated | 6.8
2030 | 11 | 61213 | Hamakua Energy LP | IPP | Hamakua Energy Plant | HI | 55369 | BESS1 | 7.5 | Batteries | MWH | BA | (P) Planned for installation, but regulatory approvals not initiated | 7.5
2030 | 11 | 61906 | Rye Development | IPP | Allegheny L&D2 Hydroelectric Project | PA | 62401 | NA1 | 2.5 | Conventional Hydroelectric | WAT | HY | (P) Planned for installation, but regulatory approvals not initiated | 4.5
2030 | 11 | 61906 | Rye Development | IPP | Emsworth BC Hydroelectric Project | PA | 62434 | NA1 | 3 | Conventional Hydroelectric | WAT | HY | (P) Planned for installation, but regulatory approvals not initiated | 6
2030 | 11 | 61906 | Rye Development | IPP | Emsworth L&D Hydroelectric Project | PA | 62433 | NA2 | 5 | Conventional Hydroelectric | WAT | HY | (P) Planned for installation, but regulatory approvals not initiated | 6.8
2030 | 12 | 67101 | Bridgewater Solar 2, LLC | IPP | Bridgewater 2 | NY | 68864 | PV1 | 5 | Solar Photovoltaic | SUN | PV | (P) Planned for installation, but regulatory approvals not initiated | 5
2030 | 12 | 67100 | Bridgewater Solar, LLC | IPP | Bridgewater 1 | NY | 68865 | PV1 | 5 | Solar Photovoltaic | SUN | PV | (P) Planned for installation, but regulatory approvals not initiated | 5
2030 | 12 | 66181 | CPV County Line Solar, LLC | IPP | CPV County Line Solar, LLC | VA | 67352 | CPVCL | 150 | Solar Photovoltaic | SUN | PV | (P) Planned for installation, but regulatory approvals not initiated | 150
2030 | 12 | 66217 | Copia Power | IPP | Saddleback Generation Station | AZ | 69595 | GTGEN | 345 | Natural Gas Fired Combined Cycle | NG | CT | (P) Planned for installation, but regulatory approvals not initiated | 375
2030 | 12 | 66217 | Copia Power | IPP | Saddleback Generation Station | AZ | 69595 | GTGN2 | 345 | Natural Gas Fired Combined Cycle | NG | CT | (P) Planned for installation, but regulatory approvals not initiated | 375
2030 | 12 | 66217 | Copia Power | IPP | Saddleback Generation Station | AZ | 69595 | STGEN | 230 | Natural Gas Fired Combined Cycle | NG | CA | (P) Planned for installation, but regulatory approvals not initiated | 250
2030 | 12 | 66217 | Copia Power | IPP | Saddleback Generation Station | AZ | 69595 | STGN2 | 230 | Natural Gas Fired Combined Cycle | NG | CA | (P) Planned for installation, but regulatory approvals not initiated | 250
2030 | 12 | 67571 | Deep Space Solar LLC | IPP | Deep Space Solar | CO | 69643 | 60215 | 300 | Solar Photovoltaic | SUN | PV | (P) Planned for installation, but regulatory approvals not initiated | 300
2030 | 12 | 67738 | Fermi America | IPP | Project Matador Gas Plant (PMG) | TX | 69799 | EG001 | 57 | Natural Gas Fired Combined Cycle | NG | CT | (P) Planned for installation, but regulatory approvals not initiated | 57
2030 | 12 | 67738 | Fermi America | IPP | Project Matador Gas Plant (PMG) | TX | 69799 | EG002 | 57 | Natural Gas Fired Combined Cycle | NG | CT | (P) Planned for installation, but regulatory approvals not initiated | 57
2030 | 12 | 67738 | Fermi America | IPP | Project Matador Gas Plant (PMG) | TX | 69799 | EG003 | 57 | Natural Gas Fired Combined Cycle | NG | CT | (P) Planned for installation, but regulatory approvals not initiated | 57
2030 | 12 | 67738 | Fermi America | IPP | Project Matador Gas Plant (PMG) | TX | 69799 | EG004 | 57 | Natural Gas Fired Combined Cycle | NG | CT | (P) Planned for installation, but regulatory approvals not initiated | 57
2030 | 12 | 67738 | Fermi America | IPP | Project Matador Gas Plant (PMG) | TX | 69799 | EG005 | 57 | Natural Gas Fired Combined Cycle | NG | CT | (P) Planned for installation, but regulatory approvals not initiated | 57
2030 | 12 | 67738 | Fermi America | IPP | Project Matador Gas Plant (PMG) | TX | 69799 | EG006 | 57 | Natural Gas Fired Combined Cycle | NG | CT | (P) Planned for installation, but regulatory approvals not initiated | 57
2030 | 12 | 67738 | Fermi America | IPP | Project Matador Gas Plant (PMG) | TX | 69799 | EG007 | 57 | Natural Gas Fired Combined Cycle | NG | CT | (P) Planned for installation, but regulatory approvals not initiated | 57
2030 | 12 | 67738 | Fermi America | IPP | Project Matador Gas Plant (PMG) | TX | 69799 | EG008 | 57 | Natural Gas Fired Combined Cycle | NG | CT | (P) Planned for installation, but regulatory approvals not initiated | 57
2030 | 12 | 67738 | Fermi America | IPP | Project Matador Gas Plant (PMG) | TX | 69799 | EG009 | 57 | Natural Gas Fired Combined Cycle | NG | CT | (P) Planned for installation, but regulatory approvals not initiated | 57
2030 | 12 | 67738 | Fermi America | IPP | Project Matador Gas Plant (PMG) | TX | 69799 | EG010 | 57 | Natural Gas Fired Combined Cycle | NG | CT | (P) Planned for installation, but regulatory approvals not initiated | 57
2030 | 12 | 67738 | Fermi America | IPP | Project Matador Gas Plant (PMG) | TX | 69799 | EG011 | 57 | Natural Gas Fired Combined Cycle | NG | CT | (P) Planned for installation, but regulatory approvals not initiated | 57
2030 | 12 | 67738 | Fermi America | IPP | Project Matador Gas Plant (PMG) | TX | 69799 | EG012 | 57 | Natural Gas Fired Combined Cycle | NG | CT | (P) Planned for installation, but regulatory approvals not initiated | 57
2030 | 12 | 67738 | Fermi America | IPP | Project Matador Gas Plant (PMG) | TX | 69799 | EG013 | 57 | Natural Gas Fired Combined Cycle | NG | CT | (P) Planned for installation, but regulatory approvals not initiated | 57
2030 | 12 | 67738 | Fermi America | IPP | Project Matador Gas Plant (PMG) | TX | 69799 | EG014 | 57 | Natural Gas Fired Combined Cycle | NG | CT | (P) Planned for installation, but regulatory approvals not initiated | 57
2030 | 12 | 67738 | Fermi America | IPP | Project Matador Gas Plant (PMG) | TX | 69799 | EG015 | 57 | Natural Gas Fired Combined Cycle | NG | CT | (P) Planned for installation, but regulatory approvals not initiated | 57
2030 | 12 | 67738 | Fermi America | IPP | Project Matador Gas Plant (PMG) | TX | 69799 | EG016 | 57 | Natural Gas Fired Combined Cycle | NG | CT | (P) Planned for installation, but regulatory approvals not initiated | 57
2030 | 12 | 67738 | Fermi America | IPP | Project Matador Gas Plant (PMG) | TX | 69799 | EG017 | 57 | Natural Gas Fired Combined Cycle | NG | CT | (P) Planned for installation, but regulatory approvals not initiated | 57
2030 | 12 | 67738 | Fermi America | IPP | Project Matador Gas Plant (PMG) | TX | 69799 | EG018 | 57 | Natural Gas Fired Combined Cycle | NG | CT | (P) Planned for installation, but regulatory approvals not initiated | 57
2030 | 12 | 67738 | Fermi America | IPP | Project Matador Gas Plant (PMG) | TX | 69799 | EG019 | 57 | Natural Gas Fired Combined Cycle | NG | CT | (P) Planned for installation, but regulatory approvals not initiated | 57
2030 | 12 | 67738 | Fermi America | IPP | Project Matador Gas Plant (PMG) | TX | 69799 | EG020 | 57 | Natural Gas Fired Combined Cycle | NG | CT | (P) Planned for installation, but regulatory approvals not initiated | 57
2030 | 12 | 67738 | Fermi America | IPP | Project Matador Gas Plant (PMG) | TX | 69799 | EG021 | 57 | Natural Gas Fired Combined Cycle | NG | CT | (P) Planned for installation, but regulatory approvals not initiated | 57
2030 | 12 | 67738 | Fermi America | IPP | Project Matador Gas Plant (PMG) | TX | 69799 | EG022 | 57 | Natural Gas Fired Combined Cycle | NG | CT | (P) Planned for installation, but regulatory approvals not initiated | 57
2030 | 12 | 67738 | Fermi America | IPP | Project Matador Gas Plant (PMG) | TX | 69799 | EG023 | 57 | Natural Gas Fired Combined Cycle | NG | CT | (P) Planned for installation, but regulatory approvals not initiated | 57
2030 | 12 | 67738 | Fermi America | IPP | Project Matador Gas Plant (PMG) | TX | 69799 | EG024 | 57 | Natural Gas Fired Combined Cycle | NG | CT | (P) Planned for installation, but regulatory approvals not initiated | 57
2030 | 12 | 67738 | Fermi America | IPP | Project Matador Gas Plant (PMG) | TX | 69799 | EG025 | 57 | Natural Gas Fired Combined Cycle | NG | CT | (P) Planned for installation, but regulatory approvals not initiated | 57
2030 | 12 | 67738 | Fermi America | IPP | Project Matador Gas Plant (PMG) | TX | 69799 | EG026 | 57 | Natural Gas Fired Combined Cycle | NG | CT | (P) Planned for installation, but regulatory approvals not initiated | 57
2030 | 12 | 67738 | Fermi America | IPP | Project Matador Gas Plant (PMG) | TX | 69799 | EG027 | 57 | Natural Gas Fired Combined Cycle | NG | CT | (P) Planned for installation, but regulatory approvals not initiated | 57
2030 | 12 | 67738 | Fermi America | IPP | Project Matador Gas Plant (PMG) | TX | 69799 | EG028 | 57 | Natural Gas Fired Combined Cycle | NG | CT | (P) Planned for installation, but regulatory approvals not initiated | 57
2030 | 12 | 67738 | Fermi America | IPP | Project Matador Gas Plant (PMG) | TX | 69799 | EG029 | 57 | Natural Gas Fired Combined Cycle | NG | CT | (P) Planned for installation, but regulatory approvals not initiated | 57
2030 | 12 | 67738 | Fermi America | IPP | Project Matador Gas Plant (PMG) | TX | 69799 | EG030 | 57 | Natural Gas Fired Combined Cycle | NG | CT | (P) Planned for installation, but regulatory approvals not initiated | 57
2030 | 12 | 67738 | Fermi America | IPP | Project Matador Gas Plant (PMG) | TX | 69799 | EG031 | 57 | Natural Gas Fired Combined Cycle | NG | CT | (P) Planned for installation, but regulatory approvals not initiated | 57
2030 | 12 | 67738 | Fermi America | IPP | Project Matador Gas Plant (PMG) | TX | 69799 | EG032 | 57 | Natural Gas Fired Combined Cycle | NG | CT | (P) Planned for installation, but regulatory approvals not initiated | 57
2030 | 12 | 67738 | Fermi America | IPP | Project Matador Gas Plant (PMG) | TX | 69799 | EG033 | 57 | Natural Gas Fired Combined Cycle | NG | CT | (P) Planned for installation, but regulatory approvals not initiated | 57
2030 | 12 | 67738 | Fermi America | IPP | Project Matador Gas Plant (PMG) | TX | 69799 | EG034 | 57 | Natural Gas Fired Combined Cycle | NG | CT | (P) Planned for installation, but regulatory approvals not initiated | 57
2030 | 12 | 67738 | Fermi America | IPP | Project Matador Gas Plant (PMG) | TX | 69799 | EG035 | 57 | Natural Gas Fired Combined Cycle | NG | CT | (P) Planned for installation, but regulatory approvals not initiated | 57
2030 | 12 | 67738 | Fermi America | IPP | Project Matador Gas Plant (PMG) | TX | 69799 | EG036 | 57 | Natural Gas Fired Combined Cycle | NG | CT | (P) Planned for installation, but regulatory approvals not initiated | 57
2030 | 12 | 67738 | Fermi America | IPP | Project Matador Gas Plant (PMG) | TX | 69799 | EG037 | 57 | Natural Gas Fired Combined Cycle | NG | CT | (P) Planned for installation, but regulatory approvals not initiated | 57
2030 | 12 | 67738 | Fermi America | IPP | Project Matador Gas Plant (PMG) | TX | 69799 | EG038 | 57 | Natural Gas Fired Combined Cycle | NG | CT | (P) Planned for installation, but regulatory approvals not initiated | 57
2030 | 12 | 67738 | Fermi America | IPP | Project Matador Gas Plant (PMG) | TX | 69799 | EG039 | 57 | Natural Gas Fired Combined Cycle | NG | CT | (P) Planned for installation, but regulatory approvals not initiated | 57
2030 | 12 | 67738 | Fermi America | IPP | Project Matador Gas Plant (PMG) | TX | 69799 | EG040 | 57 | Natural Gas Fired Combined Cycle | NG | CT | (P) Planned for installation, but regulatory approvals not initiated | 57
2030 | 12 | 67738 | Fermi America | IPP | Project Matador Gas Plant (PMG) | TX | 69799 | EG041 | 57 | Natural Gas Fired Combined Cycle | NG | CT | (P) Planned for installation, but regulatory approvals not initiated | 57
2030 | 12 | 67738 | Fermi America | IPP | Project Matador Gas Plant (PMG) | TX | 69799 | EG042 | 57 | Natural Gas Fired Combined Cycle | NG | CT | (P) Planned for installation, but regulatory approvals not initiated | 57
2030 | 12 | 67738 | Fermi America | IPP | Project Matador Gas Plant (PMG) | TX | 69799 | EG043 | 57 | Natural Gas Fired Combined Cycle | NG | CT | (P) Planned for installation, but regulatory approvals not initiated | 57
2030 | 12 | 67738 | Fermi America | IPP | Project Matador Gas Plant (PMG) | TX | 69799 | EG044 | 57 | Natural Gas Fired Combined Cycle | NG | CT | (P) Planned for installation, but regulatory approvals not initiated | 57
2030 | 12 | 67738 | Fermi America | IPP | Project Matador Gas Plant (PMG) | TX | 69799 | EG045 | 57 | Natural Gas Fired Combined Cycle | NG | CT | (P) Planned for installation, but regulatory approvals not initiated | 57
2030 | 12 | 67738 | Fermi America | IPP | Project Matador Gas Plant (PMG) | TX | 69799 | EG046 | 57 | Natural Gas Fired Combined Cycle | NG | CT | (P) Planned for installation, but regulatory approvals not initiated | 57
2030 | 12 | 67738 | Fermi America | IPP | Project Matador Gas Plant (PMG) | TX | 69799 | EG047 | 57 | Natural Gas Fired Combined Cycle | NG | CT | (P) Planned for installation, but regulatory approvals not initiated | 57
2030 | 12 | 67738 | Fermi America | IPP | Project Matador Gas Plant (PMG) | TX | 69799 | EG048 | 57 | Natural Gas Fired Combined Cycle | NG | CT | (P) Planned for installation, but regulatory approvals not initiated | 57
2030 | 12 | 67738 | Fermi America | IPP | Project Matador Gas Plant (PMG) | TX | 69799 | ES001 | 105 | Natural Gas Fired Combined Cycle | NG | CA | (P) Planned for installation, but regulatory approvals not initiated | 105
2030 | 12 | 67738 | Fermi America | IPP | Project Matador Gas Plant (PMG) | TX | 69799 | ES002 | 105 | Natural Gas Fired Combined Cycle | NG | CA | (P) Planned for installation, but regulatory approvals not initiated | 105
2030 | 12 | 67738 | Fermi America | IPP | Project Matador Gas Plant (PMG) | TX | 69799 | ES003 | 105 | Natural Gas Fired Combined Cycle | NG | CA | (P) Planned for installation, but regulatory approvals not initiated | 105
2030 | 12 | 67738 | Fermi America | IPP | Project Matador Gas Plant (PMG) | TX | 69799 | ES004 | 105 | Natural Gas Fired Combined Cycle | NG | CA | (P) Planned for installation, but regulatory approvals not initiated | 105
2030 | 12 | 67738 | Fermi America | IPP | Project Matador Gas Plant (PMG) | TX | 69799 | ES005 | 105 | Natural Gas Fired Combined Cycle | NG | CA | (P) Planned for installation, but regulatory approvals not initiated | 105
2030 | 12 | 67738 | Fermi America | IPP | Project Matador Gas Plant (PMG) | TX | 69799 | ES006 | 105 | Natural Gas Fired Combined Cycle | NG | CA | (P) Planned for installation, but regulatory approvals not initiated | 105
2030 | 12 | 67738 | Fermi America | IPP | Project Matador Gas Plant (PMG) | TX | 69799 | ES007 | 105 | Natural Gas Fired Combined Cycle | NG | CA | (P) Planned for installation, but regulatory approvals not initiated | 105
2030 | 12 | 67738 | Fermi America | IPP | Project Matador Gas Plant (PMG) | TX | 69799 | ES008 | 105 | Natural Gas Fired Combined Cycle | NG | CA | (P) Planned for installation, but regulatory approvals not initiated | 105
2030 | 12 | 67738 | Fermi America | IPP | Project Matador Gas Plant (PMG) | TX | 69799 | ES009 | 105 | Natural Gas Fired Combined Cycle | NG | CA | (P) Planned for installation, but regulatory approvals not initiated | 105
2030 | 12 | 67738 | Fermi America | IPP | Project Matador Gas Plant (PMG) | TX | 69799 | ES010 | 105 | Natural Gas Fired Combined Cycle | NG | CA | (P) Planned for installation, but regulatory approvals not initiated | 105
2030 | 12 | 67738 | Fermi America | IPP | Project Matador Gas Plant (PMG) | TX | 69799 | ES011 | 105 | Natural Gas Fired Combined Cycle | NG | CA | (P) Planned for installation, but regulatory approvals not initiated | 105
2030 | 12 | 67738 | Fermi America | IPP | Project Matador Gas Plant (PMG) | TX | 69799 | ES012 | 105 | Natural Gas Fired Combined Cycle | NG | CA | (P) Planned for installation, but regulatory approvals not initiated | 105
2030 | 12 | 67738 | Fermi America | IPP | Project Matador Gas Plant (PMG) | TX | 69799 | ES013 | 105 | Natural Gas Fired Combined Cycle | NG | CA | (P) Planned for installation, but regulatory approvals not initiated | 105
2030 | 12 | 67738 | Fermi America | IPP | Project Matador Gas Plant (PMG) | TX | 69799 | ES014 | 105 | Natural Gas Fired Combined Cycle | NG | CA | (P) Planned for installation, but regulatory approvals not initiated | 105
2030 | 12 | 67738 | Fermi America | IPP | Project Matador Gas Plant (PMG) | TX | 69799 | ES015 | 105 | Natural Gas Fired Combined Cycle | NG | CA | (P) Planned for installation, but regulatory approvals not initiated | 105
2030 | 12 | 67738 | Fermi America | IPP | Project Matador Gas Plant (PMG) | TX | 69799 | ES016 | 105 | Natural Gas Fired Combined Cycle | NG | CA | (P) Planned for installation, but regulatory approvals not initiated | 105
2030 | 12 | 67738 | Fermi America | IPP | Project Matador Gas Plant (PMG) | TX | 69799 | MG001 | 57 | Natural Gas Fired Combined Cycle | NG | CT | (P) Planned for installation, but regulatory approvals not initiated | 57
2030 | 12 | 67738 | Fermi America | IPP | Project Matador Gas Plant (PMG) | TX | 69799 | MG002 | 57 | Natural Gas Fired Combined Cycle | NG | CT | (P) Planned for installation, but regulatory approvals not initiated | 57
2030 | 12 | 67738 | Fermi America | IPP | Project Matador Gas Plant (PMG) | TX | 69799 | MG003 | 57 | Natural Gas Fired Combined Cycle | NG | CT | (P) Planned for installation, but regulatory approvals not initiated | 57
2030 | 12 | 67738 | Fermi America | IPP | Project Matador Gas Plant (PMG) | TX | 69799 | MG004 | 57 | Natural Gas Fired Combined Cycle | NG | CT | (P) Planned for installation, but regulatory approvals not initiated | 57
2030 | 12 | 67738 | Fermi America | IPP | Project Matador Gas Plant (PMG) | TX | 69799 | MG005 | 57 | Natural Gas Fired Combined Cycle | NG | CT | (P) Planned for installation, but regulatory approvals not initiated | 57
2030 | 12 | 67738 | Fermi America | IPP | Project Matador Gas Plant (PMG) | TX | 69799 | MG006 | 57 | Natural Gas Fired Combined Cycle | NG | CT | (P) Planned for installation, but regulatory approvals not initiated | 57
2030 | 12 | 67738 | Fermi America | IPP | Project Matador Gas Plant (PMG) | TX | 69799 | MG007 | 57 | Natural Gas Fired Combined Cycle | NG | CT | (P) Planned for installation, but regulatory approvals not initiated | 57
2030 | 12 | 67738 | Fermi America | IPP | Project Matador Gas Plant (PMG) | TX | 69799 | MG008 | 57 | Natural Gas Fired Combined Cycle | NG | CT | (P) Planned for installation, but regulatory approvals not initiated | 57
2030 | 12 | 67738 | Fermi America | IPP | Project Matador Gas Plant (PMG) | TX | 69799 | MG009 | 57 | Natural Gas Fired Combined Cycle | NG | CT | (P) Planned for installation, but regulatory approvals not initiated | 57
2030 | 12 | 67738 | Fermi America | IPP | Project Matador Gas Plant (PMG) | TX | 69799 | MG010 | 57 | Natural Gas Fired Combined Cycle | NG | CT | (P) Planned for installation, but regulatory approvals not initiated | 57
2030 | 12 | 67738 | Fermi America | IPP | Project Matador Gas Plant (PMG) | TX | 69799 | MG011 | 57 | Natural Gas Fired Combined Cycle | NG | CT | (P) Planned for installation, but regulatory approvals not initiated | 57
2030 | 12 | 67738 | Fermi America | IPP | Project Matador Gas Plant (PMG) | TX | 69799 | MG012 | 57 | Natural Gas Fired Combined Cycle | NG | CT | (P) Planned for installation, but regulatory approvals not initiated | 57
2030 | 12 | 67738 | Fermi America | IPP | Project Matador Gas Plant (PMG) | TX | 69799 | MG013 | 57 | Natural Gas Fired Combined Cycle | NG | CT | (P) Planned for installation, but regulatory approvals not initiated | 57
2030 | 12 | 67738 | Fermi America | IPP | Project Matador Gas Plant (PMG) | TX | 69799 | MG014 | 57 | Natural Gas Fired Combined Cycle | NG | CT | (P) Planned for installation, but regulatory approvals not initiated | 57
2030 | 12 | 67738 | Fermi America | IPP | Project Matador Gas Plant (PMG) | TX | 69799 | MG015 | 57 | Natural Gas Fired Combined Cycle | NG | CT | (P) Planned for installation, but regulatory approvals not initiated | 57
2030 | 12 | 67738 | Fermi America | IPP | Project Matador Gas Plant (PMG) | TX | 69799 | MG016 | 57 | Natural Gas Fired Combined Cycle | NG | CT | (P) Planned for installation, but regulatory approvals not initiated | 57
2030 | 12 | 67738 | Fermi America | IPP | Project Matador Gas Plant (PMG) | TX | 69799 | MG017 | 57 | Natural Gas Fired Combined Cycle | NG | CT | (P) Planned for installation, but regulatory approvals not initiated | 57
2030 | 12 | 67738 | Fermi America | IPP | Project Matador Gas Plant (PMG) | TX | 69799 | MG018 | 57 | Natural Gas Fired Combined Cycle | NG | CT | (P) Planned for installation, but regulatory approvals not initiated | 57
2030 | 12 | 67738 | Fermi America | IPP | Project Matador Gas Plant (PMG) | TX | 69799 | MG019 | 57 | Natural Gas Fired Combined Cycle | NG | CT | (P) Planned for installation, but regulatory approvals not initiated | 57
2030 | 12 | 67738 | Fermi America | IPP | Project Matador Gas Plant (PMG) | TX | 69799 | MG020 | 57 | Natural Gas Fired Combined Cycle | NG | CT | (P) Planned for installation, but regulatory approvals not initiated | 57
2030 | 12 | 67738 | Fermi America | IPP | Project Matador Gas Plant (PMG) | TX | 69799 | MG021 | 57 | Natural Gas Fired Combined Cycle | NG | CT | (P) Planned for installation, but regulatory approvals not initiated | 57
2030 | 12 | 67738 | Fermi America | IPP | Project Matador Gas Plant (PMG) | TX | 69799 | MG022 | 57 | Natural Gas Fired Combined Cycle | NG | CT | (P) Planned for installation, but regulatory approvals not initiated | 57
2030 | 12 | 67738 | Fermi America | IPP | Project Matador Gas Plant (PMG) | TX | 69799 | MG023 | 57 | Natural Gas Fired Combined Cycle | NG | CT | (P) Planned for installation, but regulatory approvals not initiated | 57
2030 | 12 | 67738 | Fermi America | IPP | Project Matador Gas Plant (PMG) | TX | 69799 | MG024 | 57 | Natural Gas Fired Combined Cycle | NG | CT | (P) Planned for installation, but regulatory approvals not initiated | 57
2030 | 12 | 67738 | Fermi America | IPP | Project Matador Gas Plant (PMG) | TX | 69799 | MG025 | 57 | Natural Gas Fired Combined Cycle | NG | CT | (P) Planned for installation, but regulatory approvals not initiated | 57
2030 | 12 | 67738 | Fermi America | IPP | Project Matador Gas Plant (PMG) | TX | 69799 | MG026 | 57 | Natural Gas Fired Combined Cycle | NG | CT | (P) Planned for installation, but regulatory approvals not initiated | 57
2030 | 12 | 67738 | Fermi America | IPP | Project Matador Gas Plant (PMG) | TX | 69799 | MG027 | 57 | Natural Gas Fired Combined Cycle | NG | CT | (P) Planned for installation, but regulatory approvals not initiated | 57
2030 | 12 | 67738 | Fermi America | IPP | Project Matador Gas Plant (PMG) | TX | 69799 | MG028 | 57 | Natural Gas Fired Combined Cycle | NG | CT | (P) Planned for installation, but regulatory approvals not initiated | 57
2030 | 12 | 67738 | Fermi America | IPP | Project Matador Gas Plant (PMG) | TX | 69799 | MG029 | 57 | Natural Gas Fired Combined Cycle | NG | CT | (P) Planned for installation, but regulatory approvals not initiated | 57
2030 | 12 | 67738 | Fermi America | IPP | Project Matador Gas Plant (PMG) | TX | 69799 | MG030 | 57 | Natural Gas Fired Combined Cycle | NG | CT | (P) Planned for installation, but regulatory approvals not initiated | 57
2030 | 12 | 67738 | Fermi America | IPP | Project Matador Gas Plant (PMG) | TX | 69799 | MG031 | 57 | Natural Gas Fired Combined Cycle | NG | CT | (P) Planned for installation, but regulatory approvals not initiated | 57
2030 | 12 | 67738 | Fermi America | IPP | Project Matador Gas Plant (PMG) | TX | 69799 | MG032 | 57 | Natural Gas Fired Combined Cycle | NG | CT | (P) Planned for installation, but regulatory approvals not initiated | 57
2030 | 12 | 67738 | Fermi America | IPP | Project Matador Gas Plant (PMG) | TX | 69799 | MG033 | 57 | Natural Gas Fired Combined Cycle | NG | CT | (P) Planned for installation, but regulatory approvals not initiated | 57
2030 | 12 | 67738 | Fermi America | IPP | Project Matador Gas Plant (PMG) | TX | 69799 | MG034 | 57 | Natural Gas Fired Combined Cycle | NG | CT | (P) Planned for installation, but regulatory approvals not initiated | 57
2030 | 12 | 67738 | Fermi America | IPP | Project Matador Gas Plant (PMG) | TX | 69799 | MG035 | 57 | Natural Gas Fired Combined Cycle | NG | CT | (P) Planned for installation, but regulatory approvals not initiated | 57
2030 | 12 | 67738 | Fermi America | IPP | Project Matador Gas Plant (PMG) | TX | 69799 | MG036 | 57 | Natural Gas Fired Combined Cycle | NG | CT | (P) Planned for installation, but regulatory approvals not initiated | 57
2030 | 12 | 67738 | Fermi America | IPP | Project Matador Gas Plant (PMG) | TX | 69799 | MG037 | 57 | Natural Gas Fired Combined Cycle | NG | CT | (P) Planned for installation, but regulatory approvals not initiated | 57
2030 | 12 | 67738 | Fermi America | IPP | Project Matador Gas Plant (PMG) | TX | 69799 | MG038 | 57 | Natural Gas Fired Combined Cycle | NG | CT | (P) Planned for installation, but regulatory approvals not initiated | 57
2030 | 12 | 67738 | Fermi America | IPP | Project Matador Gas Plant (PMG) | TX | 69799 | MG039 | 57 | Natural Gas Fired Combined Cycle | NG | CT | (P) Planned for installation, but regulatory approvals not initiated | 57
2030 | 12 | 67738 | Fermi America | IPP | Project Matador Gas Plant (PMG) | TX | 69799 | MG040 | 57 | Natural Gas Fired Combined Cycle | NG | CT | (P) Planned for installation, but regulatory approvals not initiated | 57
2030 | 12 | 67738 | Fermi America | IPP | Project Matador Gas Plant (PMG) | TX | 69799 | MG041 | 57 | Natural Gas Fired Combined Cycle | NG | CT | (P) Planned for installation, but regulatory approvals not initiated | 57
2030 | 12 | 67738 | Fermi America | IPP | Project Matador Gas Plant (PMG) | TX | 69799 | MG042 | 57 | Natural Gas Fired Combined Cycle | NG | CT | (P) Planned for installation, but regulatory approvals not initiated | 57
2030 | 12 | 67738 | Fermi America | IPP | Project Matador Gas Plant (PMG) | TX | 69799 | MG043 | 57 | Natural Gas Fired Combined Cycle | NG | CT | (P) Planned for installation, but regulatory approvals not initiated | 57
2030 | 12 | 67738 | Fermi America | IPP | Project Matador Gas Plant (PMG) | TX | 69799 | MG044 | 57 | Natural Gas Fired Combined Cycle | NG | CT | (P) Planned for installation, but regulatory approvals not initiated | 57
2030 | 12 | 67738 | Fermi America | IPP | Project Matador Gas Plant (PMG) | TX | 69799 | MG045 | 57 | Natural Gas Fired Combined Cycle | NG | CT | (P) Planned for installation, but regulatory approvals not initiated | 57
2030 | 12 | 67738 | Fermi America | IPP | Project Matador Gas Plant (PMG) | TX | 69799 | MG046 | 57 | Natural Gas Fired Combined Cycle | NG | CT | (P) Planned for installation, but regulatory approvals not initiated | 57
2030 | 12 | 67738 | Fermi America | IPP | Project Matador Gas Plant (PMG) | TX | 69799 | MG047 | 57 | Natural Gas Fired Combined Cycle | NG | CT | (P) Planned for installation, but regulatory approvals not initiated | 57
2030 | 12 | 67738 | Fermi America | IPP | Project Matador Gas Plant (PMG) | TX | 69799 | MG048 | 57 | Natural Gas Fired Combined Cycle | NG | CT | (P) Planned for installation, but regulatory approvals not initiated | 57
2030 | 12 | 67738 | Fermi America | IPP | Project Matador Gas Plant (PMG) | TX | 69799 | MS001 | 105 | Natural Gas Fired Combined Cycle | NG | CA | (P) Planned for installation, but regulatory approvals not initiated | 105
2030 | 12 | 67738 | Fermi America | IPP | Project Matador Gas Plant (PMG) | TX | 69799 | MS002 | 105 | Natural Gas Fired Combined Cycle | NG | CA | (P) Planned for installation, but regulatory approvals not initiated | 105
2030 | 12 | 67738 | Fermi America | IPP | Project Matador Gas Plant (PMG) | TX | 69799 | MS003 | 105 | Natural Gas Fired Combined Cycle | NG | CA | (P) Planned for installation, but regulatory approvals not initiated | 105
2030 | 12 | 67738 | Fermi America | IPP | Project Matador Gas Plant (PMG) | TX | 69799 | MS004 | 105 | Natural Gas Fired Combined Cycle | NG | CA | (P) Planned for installation, but regulatory approvals not initiated | 105
2030 | 12 | 67738 | Fermi America | IPP | Project Matador Gas Plant (PMG) | TX | 69799 | MS005 | 105 | Natural Gas Fired Combined Cycle | NG | CA | (P) Planned for installation, but regulatory approvals not initiated | 105
2030 | 12 | 67738 | Fermi America | IPP | Project Matador Gas Plant (PMG) | TX | 69799 | MS006 | 105 | Natural Gas Fired Combined Cycle | NG | CA | (P) Planned for installation, but regulatory approvals not initiated | 105
2030 | 12 | 67738 | Fermi America | IPP | Project Matador Gas Plant (PMG) | TX | 69799 | MS007 | 105 | Natural Gas Fired Combined Cycle | NG | CA | (P) Planned for installation, but regulatory approvals not initiated | 105
2030 | 12 | 67738 | Fermi America | IPP | Project Matador Gas Plant (PMG) | TX | 69799 | MS008 | 105 | Natural Gas Fired Combined Cycle | NG | CA | (P) Planned for installation, but regulatory approvals not initiated | 105
2030 | 12 | 67738 | Fermi America | IPP | Project Matador Gas Plant (PMG) | TX | 69799 | MS009 | 105 | Natural Gas Fired Combined Cycle | NG | CA | (P) Planned for installation, but regulatory approvals not initiated | 105
2030 | 12 | 67738 | Fermi America | IPP | Project Matador Gas Plant (PMG) | TX | 69799 | MS010 | 105 | Natural Gas Fired Combined Cycle | NG | CA | (P) Planned for installation, but regulatory approvals not initiated | 105
2030 | 12 | 67738 | Fermi America | IPP | Project Matador Gas Plant (PMG) | TX | 69799 | MS011 | 105 | Natural Gas Fired Combined Cycle | NG | CA | (P) Planned for installation, but regulatory approvals not initiated | 105
2030 | 12 | 67738 | Fermi America | IPP | Project Matador Gas Plant (PMG) | TX | 69799 | MS012 | 105 | Natural Gas Fired Combined Cycle | NG | CA | (P) Planned for installation, but regulatory approvals not initiated | 105
2030 | 12 | 67738 | Fermi America | IPP | Project Matador Gas Plant (PMG) | TX | 69799 | MS013 | 105 | Natural Gas Fired Combined Cycle | NG | CA | (P) Planned for installation, but regulatory approvals not initiated | 105
2030 | 12 | 67738 | Fermi America | IPP | Project Matador Gas Plant (PMG) | TX | 69799 | MS014 | 105 | Natural Gas Fired Combined Cycle | NG | CA | (P) Planned for installation, but regulatory approvals not initiated | 105
2030 | 12 | 67738 | Fermi America | IPP | Project Matador Gas Plant (PMG) | TX | 69799 | MS015 | 105 | Natural Gas Fired Combined Cycle | NG | CA | (P) Planned for installation, but regulatory approvals not initiated | 105
2030 | 12 | 67738 | Fermi America | IPP | Project Matador Gas Plant (PMG) | TX | 69799 | MS016 | 105 | Natural Gas Fired Combined Cycle | NG | CA | (P) Planned for installation, but regulatory approvals not initiated | 105
2030 | 12 | 66487 | Goshen Solar, LLC | IPP | Goshen Solar | WY | 67936 | GS1 | 163 | Solar Photovoltaic | SUN | PV | (T) Regulatory approvals received. Not under construction | 163
2030 | 12 | 63289 | Key Capture Energy | IPP | KCE NY 30, LLC | NY | 67838 | NY30 | 50 | Batteries | MWH | BA | (P) Planned for installation, but regulatory approvals not initiated | 50
2030 | 12 | 67566 | Landshark Energy Generation Facility LLC | IPP | Landshark Energy Generation Facility | MS | 69638 | 11767 | 160 | Solar Photovoltaic | SUN | PV | (P) Planned for installation, but regulatory approvals not initiated | 160
2030 | 12 | 67569 | Metro BESS LLC | IPP | Metro BESS | TX | 69641 | 49453 | 200 | Batteries | MWH | BA | (P) Planned for installation, but regulatory approvals not initiated | 200
2030 | 12 | 66508 | Moonlight Flats Solar Power, LLC | IPP | Moonlight Flats Solar Power 1 | PA | 67950 | MFS1 | 250 | Solar Photovoltaic | SUN | PV | (P) Planned for installation, but regulatory approvals not initiated | 250
2030 | 12 | 67900 | Morel Energy Storage LLC | IPP | Morel Energy Storage | CO | 70136 | MORL1 | 200 | Batteries | MWH | BA | (T) Regulatory approvals received. Not under construction | 200
2030 | 12 | 67610 | Northern Illinois Hydropower, LLC | IPP | Dresden Island Hydroelectric Project | IL | 69699 | DI-1 | 1 | Conventional Hydroelectric | WAT | HY | (L) Regulatory approvals pending. Not under construction | 1
2030 | 12 | 67610 | Northern Illinois Hydropower, LLC | IPP | Dresden Island Hydroelectric Project | IL | 69699 | DI-10 | 1 | Conventional Hydroelectric | WAT | HY | (L) Regulatory approvals pending. Not under construction | 1
2030 | 12 | 67610 | Northern Illinois Hydropower, LLC | IPP | Dresden Island Hydroelectric Project | IL | 69699 | DI-2 | 1 | Conventional Hydroelectric | WAT | HY | (L) Regulatory approvals pending. Not under construction | 1
2030 | 12 | 67610 | Northern Illinois Hydropower, LLC | IPP | Dresden Island Hydroelectric Project | IL | 69699 | DI-3 | 1 | Conventional Hydroelectric | WAT | HY | (L) Regulatory approvals pending. Not under construction | 1
2030 | 12 | 67610 | Northern Illinois Hydropower, LLC | IPP | Dresden Island Hydroelectric Project | IL | 69699 | DI-4 | 1 | Conventional Hydroelectric | WAT | HY | (L) Regulatory approvals pending. Not under construction | 1
2030 | 12 | 67610 | Northern Illinois Hydropower, LLC | IPP | Dresden Island Hydroelectric Project | IL | 69699 | DI-5 | 1 | Conventional Hydroelectric | WAT | HY | (L) Regulatory approvals pending. Not under construction | 1
2030 | 12 | 67610 | Northern Illinois Hydropower, LLC | IPP | Dresden Island Hydroelectric Project | IL | 69699 | DI-6 | 1 | Conventional Hydroelectric | WAT | HY | (L) Regulatory approvals pending. Not under construction | 1
2030 | 12 | 67610 | Northern Illinois Hydropower, LLC | IPP | Dresden Island Hydroelectric Project | IL | 69699 | DI-7 | 1 | Conventional Hydroelectric | WAT | HY | (L) Regulatory approvals pending. Not under construction | 1
2030 | 12 | 67610 | Northern Illinois Hydropower, LLC | IPP | Dresden Island Hydroelectric Project | IL | 69699 | DI-8 | 1 | Conventional Hydroelectric | WAT | HY | (L) Regulatory approvals pending. Not under construction | 1
2030 | 12 | 67610 | Northern Illinois Hydropower, LLC | IPP | Dresden Island Hydroelectric Project | IL | 69699 | DI-9 | 1 | Conventional Hydroelectric | WAT | HY | (L) Regulatory approvals pending. Not under construction | 1
2030 | 12 | 67565 | Oakley BESS LLC | IPP | Oakley BESS | TX | 69637 | 28152 | 200 | Batteries | MWH | BA | (P) Planned for installation, but regulatory approvals not initiated | 200
2030 | 12 | 67563 | Peach WoodSolar LLC | IPP | Peach Wood Solar | GA | 69635 | 74964 | 261 | Solar Photovoltaic | SUN | PV | (P) Planned for installation, but regulatory approvals not initiated | 261
2030 | 12 | 67572 | Pease River Solar LLC | IPP | Pease River Solar | TX | 69644 | 58441 | 300 | Solar Photovoltaic | SUN | PV | (P) Planned for installation, but regulatory approvals not initiated | 300
2030 | 12 | 58842 | Power Company of Wyoming LLC | IPP | Chokecherry and Sierra Madre Wind | WY | 58987 | II-A | 1303.2 | Onshore Wind Turbine | WND | WT | (U) Under construction, less than or equal to 50 percent complete | 1303.2
2030 | 12 | 61906 | Rye Development | IPP | Allegheny L&D2 Hydroelectric Project | PA | 62401 | NA2 | 2.5 | Conventional Hydroelectric | WAT | HY | (P) Planned for installation, but regulatory approvals not initiated | 4.5
2030 | 12 | 61906 | Rye Development | IPP | Emsworth BC Hydroelectric Project | PA | 62434 | NA2 | 4 | Conventional Hydroelectric | WAT | HY | (P) Planned for installation, but regulatory approvals not initiated | 6
2030 | 12 | 61906 | Rye Development | IPP | Emsworth BC Hydroelectric Project | PA | 62434 | NA3 | 5 | Conventional Hydroelectric | WAT | HY | (P) Planned for installation, but regulatory approvals not initiated | 6.8
2030 | 12 | 61906 | Rye Development | IPP | Emsworth L&D Hydroelectric Project | PA | 62433 | NA3 | 5 | Conventional Hydroelectric | WAT | HY | (P) Planned for installation, but regulatory approvals not initiated | 6.8
2030 | 12 | 67567 | Triune Solar LLC | IPP | Triune Solar | TX | 69639 | 16777 | 100 | Solar Photovoltaic | SUN | PV | (P) Planned for installation, but regulatory approvals not initiated | 100
2030 | 12 | 67013 | US SFR Owner LLC | IPP | Kemmerer Unit 1 | WY | 68635 | KU1 | 342.1 | Nuclear | NUC | ST | (L) Regulatory approvals pending. Not under construction | 500
2030 | 12 | 58105 | University of Redlands | Commercial | Energy Center | CA | 58168 | TURB4 | 0.3 | Natural Gas Fired Combustion Turbine | NG | GT | (P) Planned for installation, but regulatory approvals not initiated | 0.3
2030 | 12 | 58105 | University of Redlands | Commercial | Energy Center | CA | 58168 | TURB5 | 0.3 | Natural Gas Fired Combustion Turbine | NG | GT | (P) Planned for installation, but regulatory approvals not initiated | 0.3
2030 | 12 | 58105 | University of Redlands | Commercial | Energy Center | CA | 58168 | TURB6 | 0.3 | Natural Gas Fired Combustion Turbine | NG | GT | (P) Planned for installation, but regulatory approvals not initiated | 0.3
2031 | 2 | 67606 | Allegheny Hydro Group Lock and Dam 4, Inc | IPP | Allegheny Lock and Dam 4 | PA | 69694 | AL4-1 | 0.8 | Conventional Hydroelectric | WAT | HY | (L) Regulatory approvals pending. Not under construction | 0.8
2031 | 2 | 67606 | Allegheny Hydro Group Lock and Dam 4, Inc | IPP | Allegheny Lock and Dam 4 | PA | 69694 | AL4-2 | 0.8 | Conventional Hydroelectric | WAT | HY | (L) Regulatory approvals pending. Not under construction | 0.8
2031 | 2 | 67606 | Allegheny Hydro Group Lock and Dam 4, Inc | IPP | Allegheny Lock and Dam 4 | PA | 69694 | AL4-3 | 0.8 | Conventional Hydroelectric | WAT | HY | (L) Regulatory approvals pending. Not under construction | 0.8
2031 | 2 | 67606 | Allegheny Hydro Group Lock and Dam 4, Inc | IPP | Allegheny Lock and Dam 4 | PA | 69694 | AL4-4 | 0.8 | Conventional Hydroelectric | WAT | HY | (L) Regulatory approvals pending. Not under construction | 0.8
2031 | 2 | 67606 | Allegheny Hydro Group Lock and Dam 4, Inc | IPP | Allegheny Lock and Dam 4 | PA | 69694 | AL4-5 | 0.8 | Conventional Hydroelectric | WAT | HY | (L) Regulatory approvals pending. Not under construction | 0.8
2031 | 2 | 67606 | Allegheny Hydro Group Lock and Dam 4, Inc | IPP | Allegheny Lock and Dam 4 | PA | 69694 | AL4-6 | 0.8 | Conventional Hydroelectric | WAT | HY | (L) Regulatory approvals pending. Not under construction | 0.8
2031 | 2 | 67606 | Allegheny Hydro Group Lock and Dam 4, Inc | IPP | Allegheny Lock and Dam 4 | PA | 69694 | AL4-7 | 0.8 | Conventional Hydroelectric | WAT | HY | (L) Regulatory approvals pending. Not under construction | 0.8
2031 | 2 | 67606 | Allegheny Hydro Group Lock and Dam 4, Inc | IPP | Allegheny Lock and Dam 4 | PA | 69694 | AL4-8 | 0.8 | Conventional Hydroelectric | WAT | HY | (L) Regulatory approvals pending. Not under construction | 0.8
2031 | 4 | 63289 | Key Capture Energy | IPP | KCE CT 1, LLC | CT | 66879 | CT1 | 45 | Batteries | MWH | BA | (P) Planned for installation, but regulatory approvals not initiated | 45
2031 | 5 | 63289 | Key Capture Energy | IPP | KCE NY 31, LLC | NY | 67839 | NY31 | 50 | Batteries | MWH | BA | (P) Planned for installation, but regulatory approvals not initiated | 50
2031 | 9 | 67580 | Zeus BESS LLC | IPP | Zeus BESS | CA | 69654 | ZEUB | 200 | Batteries | MWH | BA | (P) Planned for installation, but regulatory approvals not initiated | 213.6
2031 | 10 | 67608 | C.W. Bill Young Hydropower Group, Inc | IPP | CW Bill Young Hydropower Project | PA | 69697 | CW-1 | 1.2 | Conventional Hydroelectric | WAT | HY | (L) Regulatory approvals pending. Not under construction | 1.2
2031 | 10 | 67608 | C.W. Bill Young Hydropower Group, Inc | IPP | CW Bill Young Hydropower Project | PA | 69697 | CW-2 | 1.2 | Conventional Hydroelectric | WAT | HY | (L) Regulatory approvals pending. Not under construction | 1.2
2031 | 10 | 67608 | C.W. Bill Young Hydropower Group, Inc | IPP | CW Bill Young Hydropower Project | PA | 69697 | CW-3 | 1.2 | Conventional Hydroelectric | WAT | HY | (L) Regulatory approvals pending. Not under construction | 1.2
2031 | 10 | 67608 | C.W. Bill Young Hydropower Group, Inc | IPP | CW Bill Young Hydropower Project | PA | 69697 | CW-4 | 1.2 | Conventional Hydroelectric | WAT | HY | (L) Regulatory approvals pending. Not under construction | 1.2
2031 | 10 | 67608 | C.W. Bill Young Hydropower Group, Inc | IPP | CW Bill Young Hydropower Project | PA | 69697 | CW-5 | 1.2 | Conventional Hydroelectric | WAT | HY | (L) Regulatory approvals pending. Not under construction | 1.2
2031 | 10 | 67608 | C.W. Bill Young Hydropower Group, Inc | IPP | CW Bill Young Hydropower Project | PA | 69697 | CW-6 | 1.2 | Conventional Hydroelectric | WAT | HY | (L) Regulatory approvals pending. Not under construction | 1.2
2031 | 10 | 67608 | C.W. Bill Young Hydropower Group, Inc | IPP | CW Bill Young Hydropower Project | PA | 69697 | CW-7 | 1.2 | Conventional Hydroelectric | WAT | HY | (L) Regulatory approvals pending. Not under construction | 1.2
2031 | 10 | 11241 | Entergy Louisiana LLC | Electric Utility | Pointe Coupee Power Station | LA | 69944 | PC1A | 435.4 | Natural Gas Fired Combined Cycle | NG | CT | (P) Planned for installation, but regulatory approvals not initiated | 469.3
2031 | 10 | 11241 | Entergy Louisiana LLC | Electric Utility | Pointe Coupee Power Station | LA | 69944 | PC1B | 302.8 | Natural Gas Fired Combined Cycle | NG | CA | (P) Planned for installation, but regulatory approvals not initiated | 311
2031 | 10 | 63553 | Haymaker Energy Project LLC | IPP | Haymaker Hybrid | MT | 63878 | HAY | 630 | Onshore Wind Turbine | WND | WT | (P) Planned for installation, but regulatory approvals not initiated | 630
2031 | 11 | 11241 | Entergy Louisiana LLC | Electric Utility | Pointe Coupee Power Station | LA | 69944 | PC2A | 435.4 | Natural Gas Fired Combined Cycle | NG | CT | (P) Planned for installation, but regulatory approvals not initiated | 469.3
2031 | 11 | 11241 | Entergy Louisiana LLC | Electric Utility | Pointe Coupee Power Station | LA | 69944 | PC2B | 302.8 | Natural Gas Fired Combined Cycle | NG | CA | (P) Planned for installation, but regulatory approvals not initiated | 311
2031 | 11 | 67607 | Maynard Hydroelectric LLC | IPP | Colonel Charles D. Maynard Project | AR | 69695 | CCM-1 | 8.6 | Conventional Hydroelectric | WAT | HY | (L) Regulatory approvals pending. Not under construction | 8.6
2031 | 11 | 67607 | Maynard Hydroelectric LLC | IPP | Colonel Charles D. Maynard Project | AR | 69695 | CCM-2 | 8.6 | Conventional Hydroelectric | WAT | HY | (L) Regulatory approvals pending. Not under construction | 8.6
2031 | 11 | 67607 | Maynard Hydroelectric LLC | IPP | Colonel Charles D. Maynard Project | AR | 69695 | CCM-3 | 8.6 | Conventional Hydroelectric | WAT | HY | (L) Regulatory approvals pending. Not under construction | 8.6
2031 | 12 | 65180 | Cedar Island Solar LLC | IPP | Cedar Island Solar LLC | OR | 66011 | PV1 | 800 | Solar Photovoltaic | SUN | PV | (L) Regulatory approvals pending. Not under construction | 800
2031 | 12 | 11241 | Entergy Louisiana LLC | Electric Utility | Pointe Coupee Power Station | LA | 69944 | PC3A | 435.4 | Natural Gas Fired Combined Cycle | NG | CT | (P) Planned for installation, but regulatory approvals not initiated | 469.3
2031 | 12 | 11241 | Entergy Louisiana LLC | Electric Utility | Pointe Coupee Power Station | LA | 69944 | PC3B | 302.8 | Natural Gas Fired Combined Cycle | NG | CA | (P) Planned for installation, but regulatory approvals not initiated | 311
2031 | 12 | 67737 | Fermi Nuclear | IPP | Project Matador Nuclear | TX | 69798 | PMN1 | 1117 | Nuclear | NUC | ST | (P) Planned for installation, but regulatory approvals not initiated | 1117
2031 | 12 | 67737 | Fermi Nuclear | IPP | Project Matador Nuclear | TX | 69798 | PMN3 | 1117 | Nuclear | NUC | ST | (P) Planned for installation, but regulatory approvals not initiated | 1117
2031 | 12 | 62842 | Lightsource Renewable Energy Asset Management, LLC | IPP | Second Division Solar | TX | 65981 | TXSD2 | 30 | Batteries | MWH | BA | (L) Regulatory approvals pending. Not under construction | 30
2031 | 12 | 62842 | Lightsource Renewable Energy Asset Management, LLC | IPP | Starr Solar Ranch | TX | 65975 | TXSD2 | 180 | Batteries | MWH | BA | (L) Regulatory approvals pending. Not under construction | 180
2031 | 12 | 58842 | Power Company of Wyoming LLC | IPP | Chokecherry and Sierra Madre Wind | WY | 58987 | II-B | 553.5 | Onshore Wind Turbine | WND | WT | (U) Under construction, less than or equal to 50 percent complete | 553.5
2032 | 12 | 67737 | Fermi Nuclear | IPP | Project Matador Nuclear | TX | 69798 | PMN2 | 1117 | Nuclear | NUC | ST | (P) Planned for installation, but regulatory approvals not initiated | 1117
2032 | 12 | 67737 | Fermi Nuclear | IPP | Project Matador Nuclear | TX | 69798 | PMN4 | 1117 | Nuclear | NUC | ST | (P) Planned for installation, but regulatory approvals not initiated | 1117
2034 | 6 | 63576 | MEC North | IPP | MEC North | MI | 63911 | MECN | 500 | Natural Gas Fired Combined Cycle | NG | CS | (T) Regulatory approvals received. Not under construction | 500
2034 | 6 | 63577 | MEC South | IPP | MEC South | MI | 63912 | MECS | 500 | Natural Gas Fired Combined Cycle | NG | CS | (L) Regulatory approvals pending. Not under construction | 500
2039 | 12 | 56789 | TBE Montgomery LLC | IPP | TBE-Montgomery LLC | NY | 57472 | CTG | 11.6 | Other Waste Biomass | OBG | CT | (U) Under construction, less than or equal to 50 percent complete | 12
2039 | 12 | 56789 | TBE Montgomery LLC | IPP | TBE-Montgomery LLC | NY | 57472 | STG | 7.4 | Other Waste Biomass | OBG | CA | (U) Under construction, less than or equal to 50 percent complete | 9
NOTES: Capacity from facilities with a total generator nameplate capacity less than 1 MW are excluded from this table. Entity ID and Plant ID are official, unique identification numbers assigned by EIA; Generator IDs are assigned by plant owners and/or operators. Descriptions for the Energy Source Codes and the Prime Mover Codes listed in the table can be found in the Technical Notes. Sources: U.S. Energy Information Administration, Form EIA-860, 'Annual Electric Generator Report' and Form EIA-860M, 'Monthly Update to the Annual Electric Generator Report.'