## Table_6_05
Table 6.5. Planned U.S. Electric Generating Unit Additions
Year | Month | Entity ID | Entity Name | Plant Producer Type | Plant Name | Plant State | Plant ID | Generator ID | Net Summer Capacity (MW) | Technology | Energy Source Code | Prime Mover Code | Status | Nameplate Capacity (MW)
2025 | 8 | 64904 | AES Clean Energy | IPP | Cabin Creek CSG | MD | 68301 | CABCR | 2 | Solar Photovoltaic | SUN | PV | (V) Under construction, more than 50 percent complete | 2
2025 | 8 | 64904 | AES Clean Energy | IPP | Geer Road Solar 1 | NY | 67418 | GEER1 | 5 | Solar Photovoltaic | SUN | PV | (V) Under construction, more than 50 percent complete | 5
2025 | 8 | 64904 | AES Clean Energy | IPP | Geer Road Solar 2 | NY | 67412 | GEER2 | 5 | Solar Photovoltaic | SUN | PV | (V) Under construction, more than 50 percent complete | 5
2025 | 8 | 64904 | AES Clean Energy | IPP | Geer Road Solar 3 | NY | 67413 | GEER3 | 5 | Solar Photovoltaic | SUN | PV | (V) Under construction, more than 50 percent complete | 5
2025 | 8 | 65569 | Afton Solar LLC | IPP | Afton Solar | NY | 66521 | 18808 | 5 | Solar Photovoltaic | SUN | PV | (V) Under construction, more than 50 percent complete | 5
2025 | 8 | 61514 | Agilitas Energy, Inc. | IPP | Patchogue ESS | NY | 64761 | PAT | 2 | Batteries | MWH | BA | (U) Under construction, less than or equal to 50 percent complete | 2
2025 | 8 | 221 | Alaska Village Elec Coop, Inc | Electric Utility | Bethel | AK | 6566 | 8 | 2.9 | Petroleum Liquids | DFO | IC | (TS) Construction complete, but not yet in commercial operation | 2.9
2025 | 8 | 64516 | Azimuth 180 Solar Electric, LLC | IPP | DC Water | DC | 67583 | DCWAT | 1.3 | Solar Photovoltaic | SUN | PV | (V) Under construction, more than 50 percent complete | 1.3
2025 | 8 | 64516 | Azimuth 180 Solar Electric, LLC | IPP | Oneida East | NY | 67584 | ONEID | 4.8 | Solar Photovoltaic | SUN | PV | (V) Under construction, more than 50 percent complete | 4.8
2025 | 8 | 67229 | Big Creek Solar (IL), LLC | IPP | Big Creek Solar (IL) | IL | 69043 | BC25 | 5 | Solar Photovoltaic | SUN | PV | (TS) Construction complete, but not yet in commercial operation | 5
2025 | 8 | 63421 | Biggs Ford Solar Center, LLC | IPP | Biggs Ford Solar Center | MD | 61321 | BFSC | 15 | Solar Photovoltaic | SUN | PV | (TS) Construction complete, but not yet in commercial operation | 15
2025 | 8 | 66331 | Birch Creek Power, LLC | IPP | Richland Township Solar II, LLC | IL | 68928 | RICH2 | 10.8 | Solar Photovoltaic | SUN | PV | (V) Under construction, more than 50 percent complete | 10.8
2025 | 8 | 66528 | Brookhaven 1 | IPP | Brookhaven Landfill Solar Farm 1 | NY | 67979 | BROOK | 5 | Solar Photovoltaic | SUN | PV | (TS) Construction complete, but not yet in commercial operation | 5
2025 | 8 | 65813 | CES Electron Farm One, LLC | IPP | Conflitti Solar | CA | 66892 | CNFTI | 4.4 | Solar Photovoltaic | SUN | PV | (TS) Construction complete, but not yet in commercial operation | 4.4
2025 | 8 | 66570 | Catalina Solar, LLC | IPP | Catalina Solar (SC) | SC | 68060 | CAT01 | 75 | Solar Photovoltaic | SUN | PV | (V) Under construction, more than 50 percent complete | 75
2025 | 8 | 66342 | Catalyze Joliet 1101 Cherry Hill Road Microgrid, LLC | IPP | IL Joliet 1101 Cherry Hl Rd | IL | 67713 | 19581 | 4 | Solar Photovoltaic | SUN | PV | (TS) Construction complete, but not yet in commercial operation | 4
2025 | 8 | 64934 | Chiquito Grid, LLC | IPP | Chiquito Grid, LLC | CA | 65655 | HECHQ | 80 | Batteries | MWH | BA | (V) Under construction, more than 50 percent complete | 80
2025 | 8 | 66837 | Clinton Solar (OH) LLC | IPP | Clinton Solar (OH) | OH | 68482 | CLN | 49.9 | Solar Photovoltaic | SUN | PV | (TS) Construction complete, but not yet in commercial operation | 49.9
2025 | 8 | 4226 | Consolidated Edison Co-NY Inc | Electric Utility | Brownsville Energy Storage System | NY | 68346 | ESSBR | 5.8 | Batteries | MWH | BA | (V) Under construction, more than 50 percent complete | 5.8
2025 | 8 | 56769 | Consolidated Edison Development Inc. | IPP | Timberland Solar | GA | 65892 | TSPV | 140 | Solar Photovoltaic | SUN | PV | (V) Under construction, more than 50 percent complete | 140
2025 | 8 | 66480 | Daggett Solar Power 1 LLC | IPP | Daggett 1 | CA | 67931 | DAG1 | 113.5 | Batteries | MWH | BA | (V) Under construction, more than 50 percent complete | 113.5
2025 | 8 | 64872 | Distributed Solar Development, LLC | IPP | FFP - NY Game Farm | NY | 66828 | P5652 | 5 | Solar Photovoltaic | SUN | PV | (U) Under construction, less than or equal to 50 percent complete | 5
2025 | 8 | 66513 | East Atmore Solar, LLC | IPP | East Atmore Solar | AL | 67957 | EATMR | 80 | Solar Photovoltaic | SUN | PV | (TS) Construction complete, but not yet in commercial operation | 80
2025 | 8 | 56201 | Engie North America | IPP | Antlia | TX | 65588 | ANTLA | 70 | Batteries | MWH | BA | (TS) Construction complete, but not yet in commercial operation | 70
2025 | 8 | 56201 | Engie North America | IPP | Avila | TX | 65860 | AVILA | 160 | Batteries | MWH | BA | (TS) Construction complete, but not yet in commercial operation | 160
2025 | 8 | 56201 | Engie North America | IPP | Cachi | TX | 65861 | CACHI | 200 | Batteries | MWH | BA | (TS) Construction complete, but not yet in commercial operation | 200
2025 | 8 | 56201 | Engie North America | IPP | Carina | TX | 65589 | CARNA | 150 | Batteries | MWH | BA | (TS) Construction complete, but not yet in commercial operation | 150
2025 | 8 | 67079 | Evelyn Energy Storage LLC | IPP | Hidden Lakes Reliability Project | TX | 68809 | HL001 | 220 | Batteries | MWH | BA | (V) Under construction, more than 50 percent complete | 220
2025 | 8 | 66337 | Exus New Mexico | IPP | TAG | NM | 67710 | TAGB1 | 50 | Batteries | MWH | BA | (U) Under construction, less than or equal to 50 percent complete | 50
2025 | 8 | 66337 | Exus New Mexico | IPP | TAG | NM | 67710 | TAGS1 | 140 | Solar Photovoltaic | SUN | PV | (U) Under construction, less than or equal to 50 percent complete | 140
2025 | 8 | 65982 | Flat Fork Solar, LLC | IPP | Flat Fork Solar | AR | 67076 | FFOR1 | 200 | Solar Photovoltaic | SUN | PV | (TS) Construction complete, but not yet in commercial operation | 200
2025 | 8 | 66125 | Foster Clean Power A, LLC | IPP | Foster Clean Power A | CA | 67288 | BESSA | 1.3 | Batteries | MWH | BA | (TS) Construction complete, but not yet in commercial operation | 1.3
2025 | 8 | 66125 | Foster Clean Power A, LLC | IPP | Foster Clean Power A | CA | 67288 | FOSTA | 3 | Solar Photovoltaic | SUN | PV | (TS) Construction complete, but not yet in commercial operation | 3
2025 | 8 | 66434 | Foster Clean Power B, LLC | IPP | Foster Clean Power B | CA | 67859 | BESSB | 1.2 | Batteries | MWH | BA | (TS) Construction complete, but not yet in commercial operation | 1.2
2025 | 8 | 66434 | Foster Clean Power B, LLC | IPP | Foster Clean Power B | CA | 67859 | FOSTB | 4 | Solar Photovoltaic | SUN | PV | (TS) Construction complete, but not yet in commercial operation | 4
2025 | 8 | 66858 | Garnet Mesa Solar LLC | IPP | Garnet Mesa Solar | CO | 68488 | GMS | 80 | Solar Photovoltaic | SUN | PV | (TS) Construction complete, but not yet in commercial operation | 80
2025 | 8 | 61194 | Generate Capital | IPP | Anacott | IL | 69070 | 11134 | 5 | Solar Photovoltaic | SUN | PV | (V) Under construction, more than 50 percent complete | 5
2025 | 8 | 61194 | Generate Capital | IPP | Freeport 18th Solar | IL | 67624 | 11084 | 2 | Solar Photovoltaic | SUN | PV | (U) Under construction, less than or equal to 50 percent complete | 2
2025 | 8 | 66826 | Gibson Solar, LLC | IPP | Gibson Solar | IN | 68455 | GIBBY | 200 | Solar Photovoltaic | SUN | PV | (V) Under construction, more than 50 percent complete | 200
2025 | 8 | 66365 | Golden Fields Solar IV, LLC | IPP | Rosamond South 1 | CA | 67764 | RBESS | 117 | Batteries | MWH | BA | (V) Under construction, more than 50 percent complete | 117
2025 | 8 | 66365 | Golden Fields Solar IV, LLC | IPP | Rosamond South 1 | CA | 67764 | RS1 | 140 | Solar Photovoltaic | SUN | PV | (V) Under construction, more than 50 percent complete | 140
2025 | 8 | 60025 | Greenbacker Renewable Energy Corporation | IPP | Stockbridge | NY | 67254 | 781 | 2 | Solar Photovoltaic | SUN | PV | (V) Under construction, more than 50 percent complete | 2
2025 | 8 | 60025 | Greenbacker Renewable Energy Corporation | IPP | Tully 1 | IL | 67255 | 814 | 2 | Solar Photovoltaic | SUN | PV | (V) Under construction, more than 50 percent complete | 2
2025 | 8 | 66994 | Guajillo Energy Storage, LLC | IPP | Guajillo Energy Storage | TX | 68613 | GUAJ1 | 200 | Batteries | MWH | BA | (TS) Construction complete, but not yet in commercial operation | 228.7
2025 | 8 | 65680 | Hanford BESS LLC | IPP | Lead BESS 1 | CA | 66660 | HAN | 99.4 | Batteries | MWH | BA | (V) Under construction, more than 50 percent complete | 99.4
2025 | 8 | 65680 | Hanford BESS LLC | IPP | Lead BESS 2 | CA | 66662 | BIA | 32 | Batteries | MWH | BA | (V) Under construction, more than 50 percent complete | 32
2025 | 8 | 66145 | Highland Ave Solar 1, LLC | IPP | Borrego - Highland Ave | MA | 67279 | 6572 | 5 | Solar Photovoltaic | SUN | PV | (U) Under construction, less than or equal to 50 percent complete | 5
2025 | 8 | 66145 | Highland Ave Solar 1, LLC | IPP | Borrego - Highland Ave | MA | 67279 | 6572B | 5 | Batteries | MWH | BA | (U) Under construction, less than or equal to 50 percent complete | 5
2025 | 8 | 65829 | Hill Solar 1, LLC | IPP | Hill Solar 1 | TX | 66912 | HS1 | 405 | Solar Photovoltaic | SUN | PV | (TS) Construction complete, but not yet in commercial operation | 405
2025 | 8 | 64927 | IP Lumina II, LLC | IPP | Lumina II Solar Project | TX | 65644 | LU2BA | 160 | Batteries | MWH | BA | (TS) Construction complete, but not yet in commercial operation | 160
2025 | 8 | 64924 | IP Lumina, LLC | IPP | Lumina Solar Project | TX | 65645 | LU1BA | 160 | Batteries | MWH | BA | (TS) Construction complete, but not yet in commercial operation | 160
2025 | 8 | 64370 | IP Radian, LLC | IPP | IP Radian, LLC | TX | 64859 | RADBA | 160 | Batteries | MWH | BA | (TS) Construction complete, but not yet in commercial operation | 160
2025 | 8 | 9417 | Interstate Power and Light Co | Electric Utility | Creston School Customer Hosted Solar | IA | 67702 | PV1 | 1.4 | Solar Photovoltaic | SUN | PV | (V) Under construction, more than 50 percent complete | 1.4
2025 | 8 | 49893 | Invenergy Services LLC | IPP | Delilah Solar Energy II LLC | TX | 63884 | GEN1 | 310 | Solar Photovoltaic | SUN | PV | (V) Under construction, more than 50 percent complete | 310
2025 | 8 | 49893 | Invenergy Services LLC | IPP | Flat Ridge 5 | KS | 68590 | FLATV | 153 | Onshore Wind Turbine | WND | WT | (V) Under construction, more than 50 percent complete | 153
2025 | 8 | 66317 | Kola Energy Storage, LLC | IPP | Kola Energy Center | CA | 67680 | KOLA | 275 | Batteries | MWH | BA | (V) Under construction, more than 50 percent complete | 275
2025 | 8 | 66317 | Kola Energy Storage, LLC | IPP | Kola Energy Center | CA | 67680 | KOLA2 | 125 | Batteries | MWH | BA | (V) Under construction, more than 50 percent complete | 125
2025 | 8 | 66977 | Las Virgenes Road Solar Project 2022, LLC | IPP | Las Virgenes MWD - Composting Plant | CA | 68600 | 7236B | 0.5 | Batteries | MWH | BA | (V) Under construction, more than 50 percent complete | 0.5
2025 | 8 | 66977 | Las Virgenes Road Solar Project 2022, LLC | IPP | Las Virgenes MWD - Composting Plant | CA | 68600 | 7236G | 0.9 | Solar Photovoltaic | SUN | PV | (V) Under construction, more than 50 percent complete | 0.9
2025 | 8 | 61421 | LeGore Bridge Solar Center, LLC | IPP | LeGore Bridge Solar Center | MD | 61796 | LGBSC | 20 | Solar Photovoltaic | SUN | PV | (V) Under construction, more than 50 percent complete | 20
2025 | 8 | 50123 | Leeward Asset Management, LLC | IPP | Morrow Lake Solar | TX | 66775 | MLPV | 200 | Solar Photovoltaic | SUN | PV | (TS) Construction complete, but not yet in commercial operation | 200
2025 | 8 | 50123 | Leeward Asset Management, LLC | IPP | Ridgely Energy Farm | TN | 65445 | RBESS | 50 | Batteries | MWH | BA | (TS) Construction complete, but not yet in commercial operation | 50
2025 | 8 | 50123 | Leeward Asset Management, LLC | IPP | Ridgely Energy Farm | TN | 65445 | RIGPV | 254 | Solar Photovoltaic | SUN | PV | (TS) Construction complete, but not yet in commercial operation | 254
2025 | 8 | 66431 | Liberty 1 Solar LLC | IPP | Liberty Hybrid Solar and Storage Project | TX | 67867 | LIB2 | 65 | Batteries | MWH | BA | (TS) Construction complete, but not yet in commercial operation | 65
2025 | 8 | 61307 | Lockheed Martin RMS | Industrial | Lockheed Martin Solar | FL | 61694 | E6CRT | 1 | Petroleum Liquids | DFO | IC | (TS) Construction complete, but not yet in commercial operation | 1
2025 | 8 | 11269 | Lower Colorado River Authority | Electric Utility | Timmerman Power Plant | TX | 66335 | G1 | 18 | Natural Gas Internal Combustion Engine | NG | IC | (TS) Construction complete, but not yet in commercial operation | 18
2025 | 8 | 11269 | Lower Colorado River Authority | Electric Utility | Timmerman Power Plant | TX | 66335 | G10 | 18 | Natural Gas Internal Combustion Engine | NG | IC | (TS) Construction complete, but not yet in commercial operation | 18
2025 | 8 | 11269 | Lower Colorado River Authority | Electric Utility | Timmerman Power Plant | TX | 66335 | G2 | 18 | Natural Gas Internal Combustion Engine | NG | IC | (TS) Construction complete, but not yet in commercial operation | 18
2025 | 8 | 11269 | Lower Colorado River Authority | Electric Utility | Timmerman Power Plant | TX | 66335 | G3 | 18 | Natural Gas Internal Combustion Engine | NG | IC | (TS) Construction complete, but not yet in commercial operation | 18
2025 | 8 | 11269 | Lower Colorado River Authority | Electric Utility | Timmerman Power Plant | TX | 66335 | G4 | 18 | Natural Gas Internal Combustion Engine | NG | IC | (TS) Construction complete, but not yet in commercial operation | 18
2025 | 8 | 11269 | Lower Colorado River Authority | Electric Utility | Timmerman Power Plant | TX | 66335 | G5 | 18 | Natural Gas Internal Combustion Engine | NG | IC | (TS) Construction complete, but not yet in commercial operation | 18
2025 | 8 | 11269 | Lower Colorado River Authority | Electric Utility | Timmerman Power Plant | TX | 66335 | G6 | 18 | Natural Gas Internal Combustion Engine | NG | IC | (TS) Construction complete, but not yet in commercial operation | 18
2025 | 8 | 11269 | Lower Colorado River Authority | Electric Utility | Timmerman Power Plant | TX | 66335 | G7 | 18 | Natural Gas Internal Combustion Engine | NG | IC | (TS) Construction complete, but not yet in commercial operation | 18
2025 | 8 | 11269 | Lower Colorado River Authority | Electric Utility | Timmerman Power Plant | TX | 66335 | G8 | 18 | Natural Gas Internal Combustion Engine | NG | IC | (TS) Construction complete, but not yet in commercial operation | 18
2025 | 8 | 11269 | Lower Colorado River Authority | Electric Utility | Timmerman Power Plant | TX | 66335 | G9 | 18 | Natural Gas Internal Combustion Engine | NG | IC | (TS) Construction complete, but not yet in commercial operation | 18
2025 | 8 | 66420 | Luna Valley Solar I, LLC | IPP | Luna Valley | CA | 67848 | LVPV | 200 | Solar Photovoltaic | SUN | PV | (V) Under construction, more than 50 percent complete | 200
2025 | 8 | 61944 | MN8 Energy LLC | IPP | Bluebird Solar LLC | KY | 62797 | BBIRD | 80 | Solar Photovoltaic | SUN | PV | (TS) Construction complete, but not yet in commercial operation | 80
2025 | 8 | 61944 | MN8 Energy LLC | IPP | Pome BESS | CA | 67299 | 10101 | 100 | Batteries | MWH | BA | (TS) Construction complete, but not yet in commercial operation | 100
2025 | 8 | 66777 | McCrae Wind Energy II, LLC | IPP | McCrae Wind Energy II | TX | 63342 | BKII | 162.1 | Onshore Wind Turbine | WND | WT | (TS) Construction complete, but not yet in commercial operation | 162.1
2025 | 8 | 67224 | Mountain Peak Power, LLC | IPP | Mountain Peak Power Station | CO | 68386 | MPP_6 | 23 | Natural Gas Fired Combustion Turbine | NG | GT | (U) Under construction, less than or equal to 50 percent complete | 27.1
2025 | 8 | 61227 | Nautilus Solar Solutions | IPP | KE73 | DE | 67391 | SC | 4 | Solar Photovoltaic | SUN | PV | (V) Under construction, more than 50 percent complete | 4
2025 | 8 | 66445 | NineDot Holdings, LLC | IPP | Nelson Clean Energy, LLC | NY | 67885 | ND005 | 3 | Batteries | MWH | BA | (V) Under construction, more than 50 percent complete | 3
2025 | 8 | 66445 | NineDot Holdings, LLC | IPP | Nelson Clean Energy, LLC | NY | 67885 | ND006 | 5 | Batteries | MWH | BA | (V) Under construction, more than 50 percent complete | 5
2025 | 8 | 13781 | Northern States Power Co - Minnesota | Electric Utility | Sherco Solar II | MN | 68776 | SHS02 | 237.1 | Solar Photovoltaic | SUN | PV | (V) Under construction, more than 50 percent complete | 237.1
2025 | 8 | 65081 | Oriana Solar LLC | IPP | Oriana Solar LLC | TX | 65849 | ORIPV | 180 | Solar Photovoltaic | SUN | PV | (V) Under construction, more than 50 percent complete | 180
2025 | 8 | 62112 | Overlook Medical Center | Commercial | Overlook Medical Center | NJ | 62622 | CHPS4 | 2.6 | Natural Gas Internal Combustion Engine | NG | IC | (V) Under construction, more than 50 percent complete | 2.6
2025 | 8 | 14354 | PacifiCorp | Electric Utility | Rock Creek Wind | WY | 67769 | I | 190 | Onshore Wind Turbine | WND | WT | (TS) Construction complete, but not yet in commercial operation | 190
2025 | 8 | 66922 | Pacifico Power | IPP | Visalia - (CA) | CA | 68891 | VISB | 1 | Batteries | MWH | BA | (TS) Construction complete, but not yet in commercial operation | 1
2025 | 8 | 66922 | Pacifico Power | IPP | Visalia - (CA) | CA | 68891 | VISS | 4.2 | Solar Photovoltaic | SUN | PV | (TS) Construction complete, but not yet in commercial operation | 4.2
2025 | 8 | 62646 | Painter Energy Storage, LLC | IPP | Painter Energy Storage | CA | 62729 | PAIN1 | 10 | Batteries | MWH | BA | (V) Under construction, more than 50 percent complete | 10
2025 | 8 | 65539 | Pivot Energy | IPP | Bureau Solar 1 | IL | 69015 | BUR1 | 5 | Solar Photovoltaic | SUN | PV | (V) Under construction, more than 50 percent complete | 5
2025 | 8 | 65539 | Pivot Energy | IPP | Pivot Solar 32 | CO | 68991 | PI32 | 5 | Solar Photovoltaic | SUN | PV | (V) Under construction, more than 50 percent complete | 5
2025 | 8 | 65539 | Pivot Energy | IPP | Pivot Solar 34 | CO | 69016 | PI34 | 4.5 | Solar Photovoltaic | SUN | PV | (V) Under construction, more than 50 percent complete | 4.5
2025 | 8 | 65869 | Prologis Logistics Services Incorporated | IPP | CPA 2132 E Dominguez | CA | 66957 | PE901 | 1 | Solar Photovoltaic | SUN | PV | (V) Under construction, more than 50 percent complete | 1
2025 | 8 | 65869 | Prologis Logistics Services Incorporated | IPP | CPA Dominguez - SLLAX901 | CA | 68841 | LA901 | 1 | Solar Photovoltaic | SUN | PV | (U) Under construction, less than or equal to 50 percent complete | 1
2025 | 8 | 65869 | Prologis Logistics Services Incorporated | IPP | CPA Wilmington 1 | CA | 66959 | PE001 | 1.8 | Solar Photovoltaic | SUN | PV | (V) Under construction, more than 50 percent complete | 1.8
2025 | 8 | 65869 | Prologis Logistics Services Incorporated | IPP | Des Plaines 7-SLCHI819 | IL | 68131 | CH819 | 1.4 | Solar Photovoltaic | SUN | PV | (V) Under construction, more than 50 percent complete | 1.4
2025 | 8 | 67035 | Prologis Logistics Services Incorporated BESS | IPP | Citrus City BESS | TX | 68686 | MCC01 | 9.9 | Batteries | MWH | BA | (TS) Construction complete, but not yet in commercial operation | 9.9
2025 | 8 | 67035 | Prologis Logistics Services Incorporated BESS | IPP | Rio Grande City BESS 2 | TX | 68687 | RGC01 | 9.9 | Batteries | MWH | BA | (TS) Construction complete, but not yet in commercial operation | 9.9
2025 | 8 | 15500 | Puget Sound Energy Inc | Electric Utility | Beaver Creek Wind Facility | MT | 65019 | BCW2 | 16.8 | Onshore Wind Turbine | WND | WT | (U) Under construction, less than or equal to 50 percent complete | 62
2025 | 8 | 15500 | Puget Sound Energy Inc | Electric Utility | Beaver Creek Wind Facility | MT | 65019 | BCW3 | 16.8 | Onshore Wind Turbine | WND | WT | (U) Under construction, less than or equal to 50 percent complete | 62
2025 | 8 | 67192 | RWE Clean Energy | IPP | Stoneridge Solar, LLC | TX | 69027 | SSBA | 100 | Batteries | MWH | BA | (V) Under construction, more than 50 percent complete | 100
2025 | 8 | 67192 | RWE Clean Energy | IPP | Stoneridge Solar, LLC | TX | 69027 | SSPV | 100 | Solar Photovoltaic | SUN | PV | (V) Under construction, more than 50 percent complete | 100
2025 | 8 | 67201 | Radial O'Neil Rooftop, LLC | IPP | Radial O'Neil Rooftop | CA | 68986 | OROOF | 1.1 | Solar Photovoltaic | SUN | PV | (TS) Construction complete, but not yet in commercial operation | 1.1
2025 | 8 | 65265 | Repsol Renewables NA | IPP | Hecate Energy Outpost Solar LLC | TX | 68838 | RROS | 515 | Solar Photovoltaic | SUN | PV | (TS) Construction complete, but not yet in commercial operation | 515
2025 | 8 | 66948 | Riverside Drive Solar Project 2022, LLC | IPP | Lowe's - 1193 - East Peoria, IL | IL | 68574 | 7496 | 1 | Solar Photovoltaic | SUN | PV | (V) Under construction, more than 50 percent complete | 1
2025 | 8 | 66862 | Rock Creek Wind I, LLC | IPP | Rock Creek Wind I | WY | 68497 | ROCK1 | 190 | Onshore Wind Turbine | WND | WT | (V) Under construction, more than 50 percent complete | 190
2025 | 8 | 65114 | Rocking R Solar, LLC | IPP | Rocking R Solar, LLC | LA | 65941 | RRS | 72.5 | Solar Photovoltaic | SUN | PV | (TS) Construction complete, but not yet in commercial operation | 72.5
2025 | 8 | 66600 | SR Trezevant, LLC | IPP | SR Trezevant | TN | 68114 | TREZE | 6.5 | Solar Photovoltaic | SUN | PV | (V) Under construction, more than 50 percent complete | 6.5
2025 | 8 | 67210 | Sealy Power, LLC | IPP | Sealy BESS | TX | 69045 | WAL | 200 | Batteries | MWH | BA | (V) Under construction, more than 50 percent complete | 200
2025 | 8 | 67115 | Shallow Basket Energy, LLC | IPP | Shallow Basket | NM | 68868 | SBBS1 | 50 | Batteries | MWH | BA | (TS) Construction complete, but not yet in commercial operation | 50
2025 | 8 | 67115 | Shallow Basket Energy, LLC | IPP | Shallow Basket | NM | 68868 | SBPV1 | 140 | Solar Photovoltaic | SUN | PV | (TS) Construction complete, but not yet in commercial operation | 140
2025 | 8 | 65010 | SolAmerica Energy, LLC | IPP | Macon County IL S1 | IL | 68919 | S1 | 2 | Solar Photovoltaic | SUN | PV | (V) Under construction, more than 50 percent complete | 2
2025 | 8 | 65010 | SolAmerica Energy, LLC | IPP | Tazewell County IL S1 | IL | 68921 | S1 | 2 | Solar Photovoltaic | SUN | PV | (V) Under construction, more than 50 percent complete | 2
2025 | 8 | 65957 | Solitude Solar New Hartford Oxford Microgrid, LLC | IPP | 3715 Oxford RD | NY | 67033 | 20148 | 3.8 | Solar Photovoltaic | SUN | PV | (V) Under construction, more than 50 percent complete | 3.8
2025 | 8 | 66813 | St Gall Energy Storage II LLC | IPP | St Gall Energy Storage II | TX | 68423 | SGES2 | 100 | Batteries | MWH | BA | (TS) Construction complete, but not yet in commercial operation | 100
2025 | 8 | 65535 | SunVest Solar LLC | IPP | SV CSG Plato Solar 1 LLC | IL | 67683 | PLATO | 4.3 | Solar Photovoltaic | SUN | PV | (TS) Construction complete, but not yet in commercial operation | 4.3
2025 | 8 | 57313 | Tesla Inc. | Industrial | Austin TX GigaFactory | TX | 65070 | A04 | 2.3 | Solar Photovoltaic | SUN | PV | (V) Under construction, more than 50 percent complete | 2.3
2025 | 8 | 57313 | Tesla Inc. | Industrial | Austin TX GigaFactory | TX | 65070 | B05 | 1.2 | Solar Photovoltaic | SUN | PV | (TS) Construction complete, but not yet in commercial operation | 1.2
2025 | 8 | 57313 | Tesla Inc. | Industrial | Fremont CA AutoFactory | CA | 65072 | GA3 | 1.5 | Solar Photovoltaic | SUN | PV | (U) Under construction, less than or equal to 50 percent complete | 1.5
2025 | 8 | 57313 | Tesla Inc. | Industrial | Fremont CA AutoFactory | CA | 65072 | GVSRS | 0.5 | Solar Photovoltaic | SUN | PV | (V) Under construction, more than 50 percent complete | 0.5
2025 | 8 | 57313 | Tesla Inc. | Industrial | Fremont CA AutoFactory | CA | 65072 | STAMP | 1.4 | Solar Photovoltaic | SUN | PV | (TS) Construction complete, but not yet in commercial operation | 1.4
2025 | 8 | 57313 | Tesla Inc. | Industrial | Fremont CA AutoFactory | CA | 65072 | VSRS | 0.4 | Solar Photovoltaic | SUN | PV | (TS) Construction complete, but not yet in commercial operation | 0.4
2025 | 8 | 57313 | Tesla Inc. | Industrial | Tesla Reno GigaFactory | NV | 64098 | 3 | 1 | Solar Photovoltaic | SUN | PV | (TS) Construction complete, but not yet in commercial operation | 1
2025 | 8 | 65427 | Tidwell Prairie | IPP | Tidwell Prairie Storage 1 | TX | 66337 | SGES1 | 200 | Batteries | MWH | BA | (V) Under construction, more than 50 percent complete | 200
2025 | 8 | 67109 | Tyson Nick Solar Project, LLC | IPP | Tyson Nick | TX | 68856 | 1 | 90 | Solar Photovoltaic | SUN | PV | (U) Under construction, less than or equal to 50 percent complete | 90.5
2025 | 8 | 67052 | USS Cattail Solar LLC | IPP | USS Cattail Solar | IL | 68755 | USCAT | 2.3 | Solar Photovoltaic | SUN | PV | (U) Under construction, less than or equal to 50 percent complete | 2.3
2025 | 8 | 67051 | USS Origami Solar LLC | IPP | USS Origami Solar | IL | 68754 | USORI | 4.3 | Solar Photovoltaic | SUN | PV | (U) Under construction, less than or equal to 50 percent complete | 4.3
2025 | 8 | 65173 | United States Solar Corporation | IPP | USS Golden Spike Solar LLC | MN | 67546 | USGSP | 1 | Solar Photovoltaic | SUN | PV | (U) Under construction, less than or equal to 50 percent complete | 1
2025 | 8 | 65777 | Urban Grid Solar | IPP | Egypt Road Solar | MD | 66840 | EGYR1 | 51.1 | Solar Photovoltaic | SUN | PV | (V) Under construction, more than 50 percent complete | 51.1
2025 | 8 | 66850 | VESI 38 LLC | IPP | Lower Rio Energy Storage | TX | 68496 | LOWR1 | 60 | Batteries | MWH | BA | (TS) Construction complete, but not yet in commercial operation | 60
2025 | 8 | 64808 | Verizon Communications | IPP | Verizon Comms Garage Top Solar Project | CA | 65507 | VCGSP | 2.3 | Solar Photovoltaic | SUN | PV | (V) Under construction, more than 50 percent complete | 2.3
2025 | 8 | 67129 | Wakefield MA BESS 1 LLC | IPP | Wakefield MA BESS 1 | MA | 68875 | 90914 | 5 | Batteries | MWH | BA | (V) Under construction, more than 50 percent complete | 5
2025 | 8 | 61864 | Washington Solar II (SC) | IPP | Washington Solar II (SC) | SC | 62344 | 88 | 2 | Solar Photovoltaic | SUN | PV | (V) Under construction, more than 50 percent complete | 2
2025 | 8 | 20856 | Wisconsin Power & Light Co | Electric Utility | Nortera Customer Hosted 1.6MW Solar | WI | 67539 | PV1 | 1.6 | Solar Photovoltaic | SUN | PV | (V) Under construction, more than 50 percent complete | 1.6
2025 | 8 | 60059 | ZGlobal Inc | IPP | Lara 2 Hybrid | CA | 67234 | LARAB | 0.9 | Batteries | MWH | BA | (V) Under construction, more than 50 percent complete | 0.9
2025 | 8 | 60059 | ZGlobal Inc | IPP | Lara 2 Hybrid | CA | 67234 | LARAS | 0.7 | Solar Photovoltaic | SUN | PV | (V) Under construction, more than 50 percent complete | 0.7
2025 | 9 | 63805 | 50LW 8me LLC | IPP | Bellefield Solar and Energy Storage Farm | CA | 64210 | 50LWA | 500 | Solar Photovoltaic | SUN | PV | (V) Under construction, more than 50 percent complete | 500
2025 | 9 | 63805 | 50LW 8me LLC | IPP | Bellefield Solar and Energy Storage Farm | CA | 64210 | 50LWB | 500 | Batteries | MWH | BA | (V) Under construction, more than 50 percent complete | 500
2025 | 9 | 64904 | AES Clean Energy | IPP | AES Bend Solar I, LLC | IL | 67719 | BEND1 | 2 | Solar Photovoltaic | SUN | PV | (V) Under construction, more than 50 percent complete | 2
2025 | 9 | 64904 | AES Clean Energy | IPP | AES Bend Solar II, LLC | IL | 67718 | BEND2 | 1.9 | Solar Photovoltaic | SUN | PV | (V) Under construction, more than 50 percent complete | 1.9
2025 | 9 | 64904 | AES Clean Energy | IPP | Mamm Creek | CO | 67322 | MCESS | 10 | Batteries | MWH | BA | (V) Under construction, more than 50 percent complete | 11.2
2025 | 9 | 64904 | AES Clean Energy | IPP | Mamm Creek | CO | 67322 | MCSCO | 10 | Solar Photovoltaic | SUN | PV | (V) Under construction, more than 50 percent complete | 11.2
2025 | 9 | 64904 | AES Clean Energy | IPP | Triple S Solar I LLC | IL | 67717 | TRIP1 | 2 | Solar Photovoltaic | SUN | PV | (V) Under construction, more than 50 percent complete | 2
2025 | 9 | 64904 | AES Clean Energy | IPP | Vermilion Solar I LLC | IL | 67716 | VERM1 | 1.9 | Solar Photovoltaic | SUN | PV | (V) Under construction, more than 50 percent complete | 1.9
2025 | 9 | 64904 | AES Clean Energy | IPP | Vermilion Solar II LLC | IL | 67715 | VERM2 | 2 | Solar Photovoltaic | SUN | PV | (V) Under construction, more than 50 percent complete | 2
2025 | 9 | 65819 | Ables Springs Solar, LLC | IPP | Ables Springs Solar & Storage | TX | 66905 | BESS | 100 | Batteries | MWH | BA | (TS) Construction complete, but not yet in commercial operation | 100
2025 | 9 | 65819 | Ables Springs Solar, LLC | IPP | Ables Springs Solar & Storage | TX | 66905 | SOLAR | 151 | Solar Photovoltaic | SUN | PV | (TS) Construction complete, but not yet in commercial operation | 151
2025 | 9 | 66548 | Above Grid Binghamton Solar LLC | IPP | Johnson City Solar | NY | 68010 | 18878 | 5 | Solar Photovoltaic | SUN | PV | (V) Under construction, more than 50 percent complete | 5
2025 | 9 | 66547 | Above Grid Montour Solar LLC | IPP | Above Grid Montour Solar LLC | NY | 68008 | 20435 | 5 | Solar Photovoltaic | SUN | PV | (V) Under construction, more than 50 percent complete | 5
2025 | 9 | 58509 | Affordable Solar Silver City, LLC | IPP | ASG-8 | NM | 69062 | ASG-8 | 5 | Solar Photovoltaic | SUN | PV | (P) Planned for installation, but regulatory approvals not initiated | 5
2025 | 9 | 67087 | Aligned Digesters Co., LLC | IPP | Godinho Dairy Digester | CA | 68837 | GEN1 | 1 | Other Waste Biomass | OBG | IC | (V) Under construction, more than 50 percent complete | 1
2025 | 9 | 67087 | Aligned Digesters Co., LLC | IPP | Godinho Dairy Digester | CA | 68837 | GEN2 | 1 | Other Waste Biomass | OBG | IC | (V) Under construction, more than 50 percent complete | 1
2025 | 9 | 66719 | Atlas IX LLC | IPP | Atlas IX | AZ | 68324 | ALT9 | 150 | Batteries | MWH | BA | (V) Under construction, more than 50 percent complete | 150
2025 | 9 | 66717 | Atlas VII LLC | IPP | Atlas VII | AZ | 68322 | ALT7A | 180 | Batteries | MWH | BA | (V) Under construction, more than 50 percent complete | 180
2025 | 9 | 66717 | Atlas VII LLC | IPP | Atlas VII | AZ | 68322 | ALT7B | 120 | Batteries | MWH | BA | (V) Under construction, more than 50 percent complete | 120
2025 | 9 | 66555 | BCE Seal Beach | IPP | BCE Seal Beach | CA | 68023 | SBBS1 | 16.7 | Batteries | MWH | BA | (V) Under construction, more than 50 percent complete | 16.7
2025 | 9 | 66555 | BCE Seal Beach | IPP | BCE Seal Beach | CA | 68023 | SBPV1 | 12 | Solar Photovoltaic | SUN | PV | (V) Under construction, more than 50 percent complete | 12
2025 | 9 | 1307 | Basin Electric Power Coop | Electric Utility | Pioneer Generation Station | ND | 57881 | 04 | 210.2 | Natural Gas Fired Combustion Turbine | NG | GT | (TS) Construction complete, but not yet in commercial operation | 245.7
2025 | 9 | 66053 | Beehive Energy Storage, LLC | IPP | Beehive Energy Storage | AZ | 67184 | BHV1 | 250 | Batteries | MWH | BA | (U) Under construction, less than or equal to 50 percent complete | 250
2025 | 9 | 66064 | Bexar ESS, LLC | IPP | Bexar ESS | TX | 66400 | OCBEX | 100 | Batteries | MWH | BA | (TS) Construction complete, but not yet in commercial operation | 100
2025 | 9 | 56215 | Big Sky Wind, LLC | IPP | Ashwood Solar I | KY | 67701 | AS1 | 86 | Solar Photovoltaic | SUN | PV | (TS) Construction complete, but not yet in commercial operation | 86
2025 | 9 | 56215 | Big Sky Wind, LLC | IPP | Big Star Solar, LLC (Hybrid) | TX | 64202 | BGSTB | 80 | Batteries | MWH | BA | (TS) Construction complete, but not yet in commercial operation | 80
2025 | 9 | 56215 | Big Sky Wind, LLC | IPP | Ventasso Energy Storage, LLC | CA | 68509 | VNT | 50 | Batteries | MWH | BA | (V) Under construction, more than 50 percent complete | 50
2025 | 9 | 67130 | Bocanova Power LLC | IPP | Bocanova Energy Storage | TX | 68879 | BCNV1 | 150 | Batteries | MWH | BA | (V) Under construction, more than 50 percent complete | 150
2025 | 9 | 66916 | Camino del Sol 2 Solar Project 2022, LLC | IPP | Bayer Oxnard - Meter# 4719 | CA | 68540 | 6245 | 1.3 | Solar Photovoltaic | SUN | PV | (V) Under construction, more than 50 percent complete | 1.3
2025 | 9 | 66921 | Catalyze Bedford Park 6901 W 65th Street Microgrid, LLC | IPP | IL Bedford Park 6901 W 65th St | IL | 68544 | 19574 | 2 | Solar Photovoltaic | SUN | PV | (TS) Construction complete, but not yet in commercial operation | 2
2025 | 9 | 66854 | Catalyze Bedford Park 7035 W 65th Street Microgrid, LLC | IPP | IL BEDFORD PARK 7035 W 65TH ST | IL | 68489 | 19575 | 2 | Solar Photovoltaic | SUN | PV | (TS) Construction complete, but not yet in commercial operation | 2
2025 | 9 | 65564 | Catalyze Dallas 7750 Dynasty Drive Microgrid, LLC | IPP | TX Dallas 7750 Dynasty Drive | TX | 66516 | 19500 | 2.3 | Solar Photovoltaic | SUN | PV | (TS) Construction complete, but not yet in commercial operation | 2.3
2025 | 9 | 65568 | Catalyze Sunnyvale 367 Long Creek Road Microgrid, LLC | IPP | TX Sunnyvale 367 Long Creek Road Solar | TX | 66520 | 19644 | 2 | Solar Photovoltaic | SUN | PV | (TS) Construction complete, but not yet in commercial operation | 2
2025 | 9 | 66576 | Chillingham Solar LLC | IPP | Chillingham Solar | TX | 68065 | CHILS | 350 | Solar Photovoltaic | SUN | PV | (TS) Construction complete, but not yet in commercial operation | 350
2025 | 9 | 4065 | City of Columbus - (OH) | Electric Utility | Jackson Pike WWTP Cogen Engines | OH | 67264 | 1 | 1.4 | Other Waste Biomass | OBG | IC | (V) Under construction, more than 50 percent complete | 1.4
2025 | 9 | 4065 | City of Columbus - (OH) | Electric Utility | Jackson Pike WWTP Cogen Engines | OH | 67264 | 2 | 1.4 | Other Waste Biomass | OBG | IC | (V) Under construction, more than 50 percent complete | 1.4
2025 | 9 | 64967 | Contour Global | IPP | Black Hollow Sun | CO | 64745 | BHS01 | 150 | Solar Photovoltaic | SUN | PV | (V) Under construction, more than 50 percent complete | 150
2025 | 9 | 65832 | Cottonwood Bayou Solar, LLC | IPP | Cottonwood Bayou Solar | TX | 66915 | CTW | 350 | Solar Photovoltaic | SUN | PV | (TS) Construction complete, but not yet in commercial operation | 350
2025 | 9 | 65831 | Danish Fields Solar, LLC | IPP | Danish Fields Solar, LLC | TX | 66914 | DAN | 600 | Solar Photovoltaic | SUN | PV | (TS) Construction complete, but not yet in commercial operation | 600
2025 | 9 | 65833 | Danish Fields Storage, LLC | IPP | Danish Fields Storage | TX | 66916 | DANST | 150 | Batteries | MWH | BA | (TS) Construction complete, but not yet in commercial operation | 150
2025 | 9 | 58468 | Dominion Renewable Energy | Electric Utility | North Ridge Solar | VA | 68077 | NRIDG | 20 | Solar Photovoltaic | SUN | PV | (V) Under construction, more than 50 percent complete | 20
2025 | 9 | 64524 | East Windsor Solar Two, LLC | IPP | East Windsor Solar Two | CT | 65149 | VCP05 | 4 | Solar Photovoltaic | SUN | PV | (U) Under construction, less than or equal to 50 percent complete | 4
2025 | 9 | 66801 | Ellis Creek Solar, LLC | IPP | Ellis Creek Solar | CA | 68442 | 17188 | 4 | Solar Photovoltaic | SUN | PV | (U) Under construction, less than or equal to 50 percent complete | 4
2025 | 9 | 64438 | Enel Green Power Roseland Solar, LLC | IPP | Roseland Solar Project, LLC | TX | 65028 | ROSES | 500 | Solar Photovoltaic | SUN | PV | (TS) Construction complete, but not yet in commercial operation | 500
2025 | 9 | 56201 | Engie North America | IPP | Sierra Energy Storage, LLC | CA | 61803 | 10003 | 10 | Batteries | MWH | BA | (TS) Construction complete, but not yet in commercial operation | 10
2025 | 9 | 66544 | Foley Solar, LLC | IPP | Foley Solar, LLC | AL | 68002 | FOLEY | 80 | Solar Photovoltaic | SUN | PV | (V) Under construction, more than 50 percent complete | 80
2025 | 9 | 62856 | Forefront Power, LLC | IPP | CA - Amazon - SMF6 | CA | 65616 | 20031 | 2.6 | Solar Photovoltaic | SUN | PV | (TS) Construction complete, but not yet in commercial operation | 2.6
2025 | 9 | 60025 | Greenbacker Renewable Energy Corporation | IPP | Agrimony 2 | IL | 68530 | 703 | 2 | Solar Photovoltaic | SUN | PV | (V) Under construction, more than 50 percent complete | 2
2025 | 9 | 65961 | Grimes County Solar Project, LLC | IPP | Grimes County Solar | TX | 67046 | GS1 | 210 | Solar Photovoltaic | SUN | PV | (TS) Construction complete, but not yet in commercial operation | 210
2025 | 9 | 65805 | GulfStar Power, LLC | IPP | GulfStar Power, LLC | TX | 66871 | BESS | 300 | Batteries | MWH | BA | (TS) Construction complete, but not yet in commercial operation | 300
2025 | 9 | 65805 | GulfStar Power, LLC | IPP | GulfStar Power, LLC | TX | 66871 | SOLAR | 451.6 | Solar Photovoltaic | SUN | PV | (TS) Construction complete, but not yet in commercial operation | 451.6
2025 | 9 | 66442 | Heirloom Solar (Ratts 1 Phase 2 Solar, LLC) | IPP | Heirloom Solar | IN | 67873 | RAT2 | 60 | Solar Photovoltaic | SUN | PV | (V) Under construction, more than 50 percent complete | 60
2025 | 9 | 66127 | Howard University | Electric CHP | CHP Plant | DC | 67265 | CTG-1 | 5.3 | Natural Gas Fired Combustion Turbine | NG | GT | (V) Under construction, more than 50 percent complete | 5.7
2025 | 9 | 64738 | Hummingbird Energy Storage, LLC | IPP | Hummingbird Energy Storage LLC | CA | 65395 | HUMB1 | 75 | Batteries | MWH | BA | (V) Under construction, more than 50 percent complete | 75
2025 | 9 | 9417 | Interstate Power and Light Co | Electric Utility | Clinton Schools | IA | 67965 | PV1 | 1.3 | Solar Photovoltaic | SUN | PV | (V) Under construction, more than 50 percent complete | 1.3
2025 | 9 | 67071 | Kingman Energy Storage LLC | IPP | Kingman Energy Storage | AZ | 68801 | NUCOR | 50 | Batteries | MWH | BA | (V) Under construction, more than 50 percent complete | 50
2025 | 9 | 66210 | Lane City Wind, LLC | IPP | Lane City Wind | TX | 67443 | LCW1 | 202.5 | Onshore Wind Turbine | WND | WT | (V) Under construction, more than 50 percent complete | 202.5
2025 | 9 | 11208 | Los Angeles Department of Water & Power | Electric Utility | Intermountain Power Project | UT | 6481 | 3 | 420 | Natural Gas Fired Combined Cycle | NG | CS | (TS) Construction complete, but not yet in commercial operation | 420
2025 | 9 | 66950 | Lydian Energy | IPP | Pintail BESS | TX | 68582 | PPB | 200 | Batteries | MWH | BA | (U) Under construction, less than or equal to 50 percent complete | 200
2025 | 9 | 67216 | MN CSG 2019-113 LLC | IPP | MN CSG 2019-113 | MN | 69048 | ENEV | 1 | Solar Photovoltaic | SUN | PV | (U) Under construction, less than or equal to 50 percent complete | 1
2025 | 9 | 66149 | Magic Mountain Parkway Solar Project 2023, LLC | IPP | Six Flags Magic Mountain | CA | 67283 | 6569 | 10 | Solar Photovoltaic | SUN | PV | (V) Under construction, more than 50 percent complete | 10
2025 | 9 | 66149 | Magic Mountain Parkway Solar Project 2023, LLC | IPP | Six Flags Magic Mountain | CA | 67283 | 6569B | 2 | Batteries | MWH | BA | (V) Under construction, more than 50 percent complete | 2
2025 | 9 | 66427 | McDowell Creek Solar LLC | IPP | McDowell Creek Solar LLC | NC | 67857 | MCDOW | 2 | Solar Photovoltaic | SUN | PV | (U) Under construction, less than or equal to 50 percent complete | 2
2025 | 9 | 66250 | Milagro Solar I, LLC | IPP | Milagro Solar I | NM | 67528 | MLRBS | 75 | Batteries | MWH | BA | (TS) Construction complete, but not yet in commercial operation | 75
2025 | 9 | 66250 | Milagro Solar I, LLC | IPP | Milagro Solar I | NM | 67528 | MLRPV | 150 | Solar Photovoltaic | SUN | PV | (TS) Construction complete, but not yet in commercial operation | 150
2025 | 9 | 67183 | Moseley Hermon Solar | IPP | Moseley Hermon Solar | VA | 68971 | 39302 | 5 | Solar Photovoltaic | SUN | PV | (U) Under construction, less than or equal to 50 percent complete | 5
2025 | 9 | 66918 | Mountain Street Solar Project 2019, LLC | IPP | Town of Sharon Portfolio -Mt St Landfill | MA | 68543 | 3850B | 5.7 | Batteries | MWH | BA | (V) Under construction, more than 50 percent complete | 5.7
2025 | 9 | 66918 | Mountain Street Solar Project 2019, LLC | IPP | Town of Sharon Portfolio -Mt St Landfill | MA | 68543 | 3850G | 5 | Solar Photovoltaic | SUN | PV | (V) Under construction, more than 50 percent complete | 5
2025 | 9 | 65823 | Myrtle Solar, LLC | IPP | Myrtle Solar, LLC | TX | 66910 | MYR | 313 | Solar Photovoltaic | SUN | PV | (TS) Construction complete, but not yet in commercial operation | 313
2025 | 9 | 65830 | Myrtle Storage, LLC | IPP | Myrtle Storage | TX | 66913 | MYRST | 150 | Batteries | MWH | BA | (TS) Construction complete, but not yet in commercial operation | 150
2025 | 9 | 56990 | NJR Clean Energy Ventures Corporation | IPP | Westtown School Solar | PA | 68803 | WSTTN | 1.5 | Solar Photovoltaic | SUN | PV | (V) Under construction, more than 50 percent complete | 1.5
2025 | 9 | 66679 | NY CDG Oneida 2 LLC | IPP | Oneida 2 CDG | NY | 68259 | 21108 | 3.3 | Solar Photovoltaic | SUN | PV | (U) Under construction, less than or equal to 50 percent complete | 3.3
2025 | 9 | 62836 | Navisun LLC | IPP | Oak Leaf Solar XVI | MA | 67901 | EARHA | 0.9 | Solar Photovoltaic | SUN | PV | (U) Under construction, less than or equal to 50 percent complete | 0.9
2025 | 9 | 62836 | Navisun LLC | IPP | Oak Leaf Solar XVII | MA | 67900 | DOOLI | 2.9 | Solar Photovoltaic | SUN | PV | (U) Under construction, less than or equal to 50 percent complete | 2.9
2025 | 9 | 13491 | New York University | Commercial | New York University Central Plant | NY | 54808 | DE1 | 2.5 | Petroleum Liquids | DFO | IC | (V) Under construction, more than 50 percent complete | 2.5
2025 | 9 | 13491 | New York University | Commercial | New York University Central Plant | NY | 54808 | GR1 | 2.6 | Natural Gas Internal Combustion Engine | NG | IC | (V) Under construction, more than 50 percent complete | 2.6
2025 | 9 | 64377 | Novel Blilie Solar, LLC | IPP | Novel Blilie Solar LLC | MN | 64865 | BLILE | 1 | Solar Photovoltaic | SUN | PV | (U) Under construction, less than or equal to 50 percent complete | 1
2025 | 9 | 66031 | Novel Brock Solar HQ LLC | IPP | Novel Brock Solar LLC | MN | 65024 | BROCK | 1 | Solar Photovoltaic | SUN | PV | (TS) Construction complete, but not yet in commercial operation | 1
2025 | 9 | 14127 | Omaha Public Power District | Electric Utility | Standing Bear Lake | NE | 64548 | 1 | 16.8 | Natural Gas Internal Combustion Engine | NG | IC | (V) Under construction, more than 50 percent complete | 18.1
2025 | 9 | 14127 | Omaha Public Power District | Electric Utility | Standing Bear Lake | NE | 64548 | 2 | 16.8 | Natural Gas Internal Combustion Engine | NG | IC | (V) Under construction, more than 50 percent complete | 18.1
2025 | 9 | 14127 | Omaha Public Power District | Electric Utility | Standing Bear Lake | NE | 64548 | 3 | 16.8 | Natural Gas Internal Combustion Engine | NG | IC | (V) Under construction, more than 50 percent complete | 18.1
2025 | 9 | 14127 | Omaha Public Power District | Electric Utility | Standing Bear Lake | NE | 64548 | 4 | 16.8 | Natural Gas Internal Combustion Engine | NG | IC | (V) Under construction, more than 50 percent complete | 18.1
2025 | 9 | 14127 | Omaha Public Power District | Electric Utility | Standing Bear Lake | NE | 64548 | 5 | 16.8 | Natural Gas Internal Combustion Engine | NG | IC | (V) Under construction, more than 50 percent complete | 18.1
2025 | 9 | 14127 | Omaha Public Power District | Electric Utility | Standing Bear Lake | NE | 64548 | 6 | 16.8 | Natural Gas Internal Combustion Engine | NG | IC | (V) Under construction, more than 50 percent complete | 18.1
2025 | 9 | 14127 | Omaha Public Power District | Electric Utility | Standing Bear Lake | NE | 64548 | 7 | 16.8 | Natural Gas Internal Combustion Engine | NG | IC | (V) Under construction, more than 50 percent complete | 18.1
2025 | 9 | 14127 | Omaha Public Power District | Electric Utility | Standing Bear Lake | NE | 64548 | 8 | 16.8 | Natural Gas Internal Combustion Engine | NG | IC | (V) Under construction, more than 50 percent complete | 18.1
2025 | 9 | 14127 | Omaha Public Power District | Electric Utility | Standing Bear Lake | NE | 64548 | 9 | 16.8 | Natural Gas Internal Combustion Engine | NG | IC | (V) Under construction, more than 50 percent complete | 18.1
2025 | 9 | 67151 | Pine Forest Solar I, LLC | IPP | Pine Forest Solar I | TX | 68906 | PFBA | 200 | Batteries | MWH | BA | (V) Under construction, more than 50 percent complete | 200
2025 | 9 | 66367 | Pittsburg RV & Boat Storage, LLC | Commercial | Pittsburg RV Solar | CA | 67770 | 30200 | 2.9 | Solar Photovoltaic | SUN | PV | (TS) Construction complete, but not yet in commercial operation | 2.8
2025 | 9 | 65539 | Pivot Energy | IPP | Pivot Solar NY 10 | NY | 69018 | NY10 | 5 | Solar Photovoltaic | SUN | PV | (V) Under construction, more than 50 percent complete | 5
2025 | 9 | 67230 | Platinum Energy Storage LLC | IPP | Platinum Storage | TX | 69044 | PLAT | 300 | Batteries | MWH | BA | (V) Under construction, more than 50 percent complete | 348
2025 | 9 | 65869 | Prologis Logistics Services Incorporated | IPP | Addison 11-SLCHI404 | IL | 68118 | CH404 | 1.6 | Solar Photovoltaic | SUN | PV | (V) Under construction, more than 50 percent complete | 1.6
2025 | 9 | 65869 | Prologis Logistics Services Incorporated | IPP | Airport Commons 7-slbal210 | MD | 68892 | 11684 | 1.4 | Solar Photovoltaic | SUN | PV | (U) Under construction, less than or equal to 50 percent complete | 1.4
2025 | 9 | 65869 | Prologis Logistics Services Incorporated | IPP | Bandini - SLLAX710 | CA | 68793 | LA710 | 1.3 | Solar Photovoltaic | SUN | PV | (U) Under construction, less than or equal to 50 percent complete | 1.3
2025 | 9 | 65869 | Prologis Logistics Services Incorporated | IPP | Elk Grove 1-SLCHI701 | IL | 68132 | CH701 | 1.7 | Solar Photovoltaic | SUN | PV | (V) Under construction, more than 50 percent complete | 1.7
2025 | 9 | 65869 | Prologis Logistics Services Incorporated | IPP | Romeoville 34A-SLCHI234 | IL | 68239 | C234A | 1.1 | Solar Photovoltaic | SUN | PV | (U) Under construction, less than or equal to 50 percent complete | 1.1
2025 | 9 | 65869 | Prologis Logistics Services Incorporated | IPP | Romeoville 34B-SLCHI234 | IL | 68235 | C234B | 1.1 | Solar Photovoltaic | SUN | PV | (U) Under construction, less than or equal to 50 percent complete | 1.1
2025 | 9 | 65869 | Prologis Logistics Services Incorporated | IPP | Tracy 18 - SLCVA418 | CA | 68794 | CV418 | 1.5 | Solar Photovoltaic | SUN | PV | (U) Under construction, less than or equal to 50 percent complete | 1.5
2025 | 9 | 15500 | Puget Sound Energy Inc | Electric Utility | Beaver Creek Wind Facility | MT | 65019 | BCW1 | 16.8 | Onshore Wind Turbine | WND | WT | (U) Under construction, less than or equal to 50 percent complete | 62
2025 | 9 | 15500 | Puget Sound Energy Inc | Electric Utility | Beaver Creek Wind Facility | MT | 65019 | BCW4 | 16.8 | Onshore Wind Turbine | WND | WT | (U) Under construction, less than or equal to 50 percent complete | 62
2025 | 9 | 67006 | REC SHW, LLC | IPP | Sutter Home Winery Westside | CA | 69039 | SHWST | 2.3 | Solar Photovoltaic | SUN | PV | (V) Under construction, more than 50 percent complete | 2.3
2025 | 9 | 66441 | Ratts 1 Solar LLC | IPP | RATTS 1 | IN | 67872 | RAT1 | 150 | Solar Photovoltaic | SUN | PV | (V) Under construction, more than 50 percent complete | 150
2025 | 9 | 66413 | Ray Ranch Solar LLC | IPP | Ray Ranch Solar | TX | 67837 | RAYRS | 255.2 | Solar Photovoltaic | SUN | PV | (TS) Construction complete, but not yet in commercial operation | 255.2
2025 | 9 | 66861 | Rock Creek Wind II LLC | IPP | Rock Creek Wind II | WY | 68503 | ROCK2 | 400 | Onshore Wind Turbine | WND | WT | (V) Under construction, more than 50 percent complete | 400
2025 | 9 | 66358 | Russell Pacific LLC | IPP | Pistachio Road 1726-WD | CA | 67749 | TWISS | 4.8 | Solar Photovoltaic | SUN | PV | (V) Under construction, more than 50 percent complete | 4.8
2025 | 9 | 66557 | SL Jamestown II, LLC | IPP | SL JAMESTOWN ARRAY 2 | NY | 68026 | 21108 | 4.8 | Solar Photovoltaic | SUN | PV | (V) Under construction, more than 50 percent complete | 4.8
2025 | 9 | 66556 | SL Jamestown, LLC | IPP | SL JAMESTOWN ARRAY 1 | NY | 68025 | 21103 | 3 | Solar Photovoltaic | SUN | PV | (V) Under construction, more than 50 percent complete | 3
2025 | 9 | 66011 | SR Monroe, LLC | IPP | SR Monroe, LLC | TN | 67133 | MONRO | 4.8 | Solar Photovoltaic | SUN | PV | (V) Under construction, more than 50 percent complete | 4.8
2025 | 9 | 64936 | San Jacinto Grid, LLC | IPP | San Jacinto Grid, LLC | CA | 65657 | HESJG | 65 | Batteries | MWH | BA | (TS) Construction complete, but not yet in commercial operation | 65
2025 | 9 | 66561 | Selkirk Solar LLC | IPP | NY Selkirk S Albany RD - Hemlock Hills S | NY | 68037 | 18211 | 5 | Solar Photovoltaic | SUN | PV | (V) Under construction, more than 50 percent complete | 5
2025 | 9 | 64994 | SolRiver Capital LLC | IPP | Longleaf Pine Solar LLC | NC | 66352 | PV1 | 5 | Solar Photovoltaic | SUN | PV | (TS) Construction complete, but not yet in commercial operation | 5
2025 | 9 | 64994 | SolRiver Capital LLC | IPP | Williams Solar LLC | NC | 66356 | PV1 | 5 | Solar Photovoltaic | SUN | PV | (V) Under construction, more than 50 percent complete | 5
2025 | 9 | 63257 | Solar Carver 1, LLC | IPP | Solar Carver 1 Hybrid | MA | 63541 | BCRV1 | 2 | Batteries | MWH | BA | (V) Under construction, more than 50 percent complete | 2
2025 | 9 | 63257 | Solar Carver 1, LLC | IPP | Solar Carver 1 Hybrid | MA | 63541 | SCRV1 | 2 | Solar Photovoltaic | SUN | PV | (V) Under construction, more than 50 percent complete | 2
2025 | 9 | 63243 | Solar Carver 3, LLC | IPP | Solar Carver 3 Hybrid | MA | 63506 | BCRV3 | 1 | Batteries | MWH | BA | (V) Under construction, more than 50 percent complete | 1
2025 | 9 | 63243 | Solar Carver 3, LLC | IPP | Solar Carver 3 Hybrid | MA | 63506 | SCRV3 | 1 | Solar Photovoltaic | SUN | PV | (V) Under construction, more than 50 percent complete | 1
2025 | 9 | 65571 | Solitude Solar Dix Duvall Rd Microgrid, LLC | IPP | NY Beaver Dams Dix 1239 Duvall Rd Solar | NY | 66523 | 20149 | 5 | Solar Photovoltaic | SUN | PV | (V) Under construction, more than 50 percent complete | 5
2025 | 9 | 17633 | Southern Indiana Gas & Elec Co | Electric Utility | A B Brown | IN | 6137 | 6 | 226.5 | Natural Gas Fired Combustion Turbine | NG | GT | (V) Under construction, more than 50 percent complete | 248.3
2025 | 9 | 66095 | Stillhouse Solar LLC | IPP | OCI Stillhouse Solar | TX | 65894 | OCISS | 210 | Solar Photovoltaic | SUN | PV | (V) Under construction, more than 50 percent complete | 210
2025 | 9 | 67227 | Tanzanite Energy Storage LLC | IPP | Tanzanite Storage | TX | 69026 | TANZ | 257.8 | Batteries | MWH | BA | (TS) Construction complete, but not yet in commercial operation | 283.2
2025 | 9 | 61204 | Today's Power, Inc. | Electric Utility | XNA (NW AR Natnl Airport) | AR | 68729 | XNA | 3 | Solar Photovoltaic | SUN | PV | (TS) Construction complete, but not yet in commercial operation | 3
2025 | 9 | 66643 | Trousdale Solar I | IPP | Trousdale Solar I | NY | 68188 | TROU1 | 5 | Solar Photovoltaic | SUN | PV | (V) Under construction, more than 50 percent complete | 5
2025 | 9 | 66644 | Trousdale Solar II, LLC | IPP | Trousdale Solar II | NY | 68190 | TROU1 | 5 | Solar Photovoltaic | SUN | PV | (V) Under construction, more than 50 percent complete | 5
2025 | 9 | 65777 | Urban Grid Solar | IPP | Spring Grove Solar 2 | VA | 66844 | SPRG2 | 150 | Solar Photovoltaic | SUN | PV | (U) Under construction, less than or equal to 50 percent complete | 150
2025 | 9 | 66799 | WPR RE Holdings, LLC | IPP | WPR RE Holdings | CA | 68436 | 22323 | 2.9 | Solar Photovoltaic | SUN | PV | (U) Under construction, less than or equal to 50 percent complete | 2.9
2025 | 9 | 20856 | Wisconsin Power & Light Co | Electric Utility | Grant County | WI | 65007 | BESS1 | 100 | Batteries | MWH | BA | (TS) Construction complete, but not yet in commercial operation | 100
2025 | 9 | 60059 | ZGlobal Inc | IPP | Merced BESS | CA | 68018 | MRCDB | 3 | Batteries | MWH | BA | (U) Under construction, less than or equal to 50 percent complete | 3
2025 | 10 | 64904 | AES Clean Energy | IPP | Keydet Solar Center | VA | 68418 | KEYDT | 120 | Solar Photovoltaic | SUN | PV | (V) Under construction, more than 50 percent complete | 120
2025 | 10 | 58509 | Affordable Solar Silver City, LLC | IPP | ASG-4 | NM | 69061 | ASG-4 | 5 | Solar Photovoltaic | SUN | PV | (P) Planned for installation, but regulatory approvals not initiated | 5
2025 | 10 | 66842 | Azalea Springs Solar Park LLC | IPP | Azalea Springs Solar Park | TX | 68470 | AZ1 | 180 | Solar Photovoltaic | SUN | PV | (TS) Construction complete, but not yet in commercial operation | 180
2025 | 10 | 66061 | BQ Energy Development | IPP | Yeoman Creek | IL | 61910 | YEOM | 7 | Solar Photovoltaic | SUN | PV | (V) Under construction, more than 50 percent complete | 7
2025 | 10 | 67127 | Big Sampson Wind Project, LLC | IPP | Big Sampson Wind | TX | 68873 | BIGS | 265 | Onshore Wind Turbine | WND | WT | (TS) Construction complete, but not yet in commercial operation | 265
2025 | 10 | 65654 | Birch Creek Development | IPP | Adelite Solar, LLC | MO | 68927 | ADELI | 25 | Solar Photovoltaic | SUN | PV | (V) Under construction, more than 50 percent complete | 25
2025 | 10 | 64739 | Black Walnut Energy Storage LLC | IPP | Black Walnut Energy Storage LLC | CA | 65396 | BW1 | 15 | Batteries | MWH | BA | (V) Under construction, more than 50 percent complete | 15
2025 | 10 | 65270 | Blue Elk I Solar, LLC | IPP | Blue Elk I Solar, LLC | MI | 66107 | BEI | 20 | Solar Photovoltaic | SUN | PV | (V) Under construction, more than 50 percent complete | 20
2025 | 10 | 64266 | Blue Jay Solar I, LLC | IPP | Blue Jay Solar I, LLC | TX | 64672 | BLUJS | 210 | Solar Photovoltaic | SUN | PV | (TS) Construction complete, but not yet in commercial operation | 210
2025 | 10 | 66744 | Bronson Solar LLC | IPP | Bronson Solar | FL | 68372 | BROS | 74.5 | Solar Photovoltaic | SUN | PV | (V) Under construction, more than 50 percent complete | 74.5
2025 | 10 | 66455 | Bullard Garden LLC | IPP | Bullard Garden | MN | 67887 | MNC09 | 1 | Solar Photovoltaic | SUN | PV | (L) Regulatory approvals pending. Not under construction | 1
2025 | 10 | 65936 | CPV Backbone Solar, LLC | IPP | CPV Backbone Solar | MD | 67022 | BB1 | 160 | Solar Photovoltaic | SUN | PV | (V) Under construction, more than 50 percent complete | 175
2025 | 10 | 67064 | Catalyze Chicago S Western Avenue 2 Microgrid, LLC | Electric Utility | IL Chicago 2635 S Western Ave. (West) | IL | 68778 | 20421 | 1.8 | Solar Photovoltaic | SUN | PV | (V) Under construction, more than 50 percent complete | 1.8
2025 | 10 | 65567 | Catalyze Pasadena 10585 Red Bluff Road Microgrid, LLC | IPP | TX Pasadena 10585 Red Bluff Road Solar | TX | 66519 | 19503 | 2.4 | Solar Photovoltaic | SUN | PV | (TS) Construction complete, but not yet in commercial operation | 2.4
2025 | 10 | 66914 | Catalyze University Park Central Ave Microgrid, LLC | IPP | IL University Park 450 Central Ave | IL | 68538 | 20424 | 2.3 | Solar Photovoltaic | SUN | PV | (V) Under construction, more than 50 percent complete | 2.3
2025 | 10 | 66524 | Cattlemen Solar Park II LLC | IPP | Cattlemen Solar II | TX | 67976 | GEN01 | 200 | Solar Photovoltaic | SUN | PV | (TS) Construction complete, but not yet in commercial operation | 200
2025 | 10 | 65308 | Cattlemen Solar Park LLC | IPP | Cattlemen Solar Park | TX | 66168 | GEN01 | 240 | Solar Photovoltaic | SUN | PV | (TS) Construction complete, but not yet in commercial operation | 240
2025 | 10 | 34359 | Curators of the University of Missouri | Commercial | MU Combined Heat and Power Plant | MO | 50969 | GEN10 | 8 | Natural Gas Steam Turbine | NG | ST | (V) Under construction, more than 50 percent complete | 9
2025 | 10 | 64843 | Dakota County, MN | Electric Utility | Byllesby | MN | 50328 | NOR-1 | 2 | Conventional Hydroelectric | WAT | HY | (V) Under construction, more than 50 percent complete | 2
2025 | 10 | 64843 | Dakota County, MN | Electric Utility | Byllesby | MN | 50328 | SOU-2 | 2 | Conventional Hydroelectric | WAT | HY | (V) Under construction, more than 50 percent complete | 2
2025 | 10 | 66917 | East Avenue Q Solar Project 2022, LLC | IPP | Palmdale Water District 6MG Tank | CA | 68542 | 7170B | 0.3 | Batteries | MWH | BA | (V) Under construction, more than 50 percent complete | 0.3
2025 | 10 | 66917 | East Avenue Q Solar Project 2022, LLC | IPP | Palmdale Water District 6MG Tank | CA | 68542 | 7170G | 1 | Solar Photovoltaic | SUN | PV | (V) Under construction, more than 50 percent complete | 1
2025 | 10 | 66917 | East Avenue Q Solar Project 2022, LLC | IPP | Palmdale Water District HQ | CA | 68541 | 7169 | 1.7 | Solar Photovoltaic | SUN | PV | (V) Under construction, more than 50 percent complete | 1.7
2025 | 10 | 5701 | El Paso Electric Co | Electric Utility | Felina | TX | 67177 | PV150 | 150 | Solar Photovoltaic | SUN | PV | (V) Under construction, more than 50 percent complete | 153
2025 | 10 | 66908 | Flatland Storage LLC | IPP | Flatland Storage | AZ | 68529 | FS01 | 200 | Batteries | MWH | BA | (TS) Construction complete, but not yet in commercial operation | 200
2025 | 10 | 62856 | Forefront Power, LLC | IPP | CA-Ventura County CCD-Ventura College | CA | 65527 | 17024 | 2.5 | Solar Photovoltaic | SUN | PV | (TS) Construction complete, but not yet in commercial operation | 2.5
2025 | 10 | 66817 | KDC Solar Madera, LLC | IPP | Ardagh Solar | CA | 68427 | 1 | 10 | Solar Photovoltaic | SUN | PV | (V) Under construction, more than 50 percent complete | 12.9
2025 | 10 | 66920 | Kelly Creek Solar, LLC | IPP | Kelly Creek Solar | OR | 68550 | KELLY | 2.3 | Solar Photovoltaic | SUN | PV | (U) Under construction, less than or equal to 50 percent complete | 2.3
2025 | 10 | 61944 | MN8 Energy LLC | IPP | American Beech Solar LLC | NC | 64430 | KOV4A | 110 | Solar Photovoltaic | SUN | PV | (V) Under construction, more than 50 percent complete | 110
2025 | 10 | 67226 | Magnolia Power Holdings LLC | IPP | Magnolia Power | LA | 67005 | MAGU1 | 678.7 | Natural Gas Fired Combined Cycle | NG | CS | (V) Under construction, more than 50 percent complete | 722.9
2025 | 10 | 56990 | NJR Clean Energy Ventures Corporation | IPP | East Windsor | CT | 68674 | EWNDR | 4 | Solar Photovoltaic | SUN | PV | (V) Under construction, more than 50 percent complete | 4
2025 | 10 | 56990 | NJR Clean Energy Ventures Corporation | IPP | Glastonbury Solar One | CT | 68682 | GTBRY | 3 | Solar Photovoltaic | SUN | PV | (V) Under construction, more than 50 percent complete | 3
2025 | 10 | 13781 | Northern States Power Co - Minnesota | Electric Utility | Wheaton | WI | 4014 | WHT08 | 223.1 | Natural Gas Fired Combustion Turbine | NG | GT | (U) Under construction, less than or equal to 50 percent complete | 249.1
2025 | 10 | 13781 | Northern States Power Co - Minnesota | Electric Utility | Wheaton | WI | 4014 | WHT09 | 9.4 | Natural Gas Internal Combustion Engine | NG | IC | (U) Under construction, less than or equal to 50 percent complete | 9.8
2025 | 10 | 13781 | Northern States Power Co - Minnesota | Electric Utility | Wheaton | WI | 4014 | WHT10 | 9.4 | Natural Gas Internal Combustion Engine | NG | IC | (U) Under construction, less than or equal to 50 percent complete | 9.8
2025 | 10 | 13781 | Northern States Power Co - Minnesota | Electric Utility | Wheaton | WI | 4014 | WHT11 | 9.4 | Natural Gas Internal Combustion Engine | NG | IC | (U) Under construction, less than or equal to 50 percent complete | 9.8
2025 | 10 | 13781 | Northern States Power Co - Minnesota | Electric Utility | Wheaton | WI | 4014 | WHT12 | 9.4 | Natural Gas Internal Combustion Engine | NG | IC | (U) Under construction, less than or equal to 50 percent complete | 9.8
2025 | 10 | 13781 | Northern States Power Co - Minnesota | Electric Utility | Wheaton | WI | 4014 | WHT13 | 9.4 | Natural Gas Internal Combustion Engine | NG | IC | (U) Under construction, less than or equal to 50 percent complete | 9.8
2025 | 10 | 64433 | Novel Bo Hu 1 Solar LLC | IPP | Novel Bo Hu 1 Solar LLC | MN | 65006 | BOHU1 | 1 | Solar Photovoltaic | SUN | PV | (TS) Construction complete, but not yet in commercial operation | 1
2025 | 10 | 58764 | Origis Energy USA, Inc | IPP | Swift Air Solar II | TX | 68587 | OSAS2 | 100 | Solar Photovoltaic | SUN | PV | (V) Under construction, more than 50 percent complete | 100
2025 | 10 | 58764 | Origis Energy USA, Inc | IPP | Swift Air Solar III | TX | 68588 | OSAS3 | 100 | Solar Photovoltaic | SUN | PV | (V) Under construction, more than 50 percent complete | 100
2025 | 10 | 65539 | Pivot Energy | IPP | LaSalle Solar 6 | IL | 69032 | LAS6 | 3.6 | Solar Photovoltaic | SUN | PV | (U) Under construction, less than or equal to 50 percent complete | 3.6
2025 | 10 | 65539 | Pivot Energy | IPP | Peoria Solar 3 | IL | 69033 | PEO3 | 4.9 | Solar Photovoltaic | SUN | PV | (U) Under construction, less than or equal to 50 percent complete | 4.9
2025 | 10 | 65539 | Pivot Energy | IPP | Pivot Energy Minnesota Solar 2 | MN | 69034 | PMI2 | 1 | Solar Photovoltaic | SUN | PV | (U) Under construction, less than or equal to 50 percent complete | 1
2025 | 10 | 65539 | Pivot Energy | IPP | Pivot Solar 52 | CO | 69017 | PI52 | 3.7 | Solar Photovoltaic | SUN | PV | (V) Under construction, more than 50 percent complete | 3.7
2025 | 10 | 65869 | Prologis Logistics Services Incorporated | IPP | Bensenville Ind Park 4-SLCHI424 | IL | 68127 | CH424 | 1.7 | Solar Photovoltaic | SUN | PV | (V) Under construction, more than 50 percent complete | 1.7
2025 | 10 | 65869 | Prologis Logistics Services Incorporated | IPP | Chatsworth Industrial Center 1-SLLAX601 | CA | 68791 | LA601 | 1.1 | Solar Photovoltaic | SUN | PV | (U) Under construction, less than or equal to 50 percent complete | 1.1
2025 | 10 | 65869 | Prologis Logistics Services Incorporated | IPP | Crossroads Bus Park 7 - SLINE207 | CA | 68797 | IN207 | 1 | Solar Photovoltaic | SUN | PV | (U) Under construction, less than or equal to 50 percent complete | 1
2025 | 10 | 65869 | Prologis Logistics Services Incorporated | IPP | JFC Slauson - SLLAX071 | CA | 68788 | LA071 | 1.2 | Solar Photovoltaic | SUN | PV | (U) Under construction, less than or equal to 50 percent complete | 1.2
2025 | 10 | 65869 | Prologis Logistics Services Incorporated | IPP | Northlake 3-SLCHI303 | IL | 68142 | CH303 | 1.6 | Solar Photovoltaic | SUN | PV | (U) Under construction, less than or equal to 50 percent complete | 1.6
2025 | 10 | 65869 | Prologis Logistics Services Incorporated | IPP | South Bay Dis Ctr 12 - SLLAX104 | CA | 68789 | LA104 | 1.2 | Solar Photovoltaic | SUN | PV | (U) Under construction, less than or equal to 50 percent complete | 1.2
2025 | 10 | 65869 | Prologis Logistics Services Incorporated | IPP | Stockton 6 - SLEBA202 | CA | 68796 | EB202 | 1.1 | Solar Photovoltaic | SUN | PV | (U) Under construction, less than or equal to 50 percent complete | 1.1
2025 | 10 | 63599 | Pure Hedge LLC | IPP | Pure Hedge LLC | CT | 50736 | FSS13 | 20 | Batteries | MWH | BA | (U) Under construction, less than or equal to 50 percent complete | 20
2025 | 10 | 63599 | Pure Hedge LLC | IPP | Pure Hedge LLC | CT | 50736 | FSS17 | 70 | Solar Photovoltaic | SUN | PV | (U) Under construction, less than or equal to 50 percent complete | 70
2025 | 10 | 16609 | San Diego Gas & Electric Co | Electric Utility | Santee BESS | CA | 67118 | 1 | 10 | Batteries | MWH | BA | (V) Under construction, more than 50 percent complete | 10
2025 | 10 | 60520 | SoCore Energy LLC | IPP | Mingoville PV I | PA | 68597 | PV1 | 3 | Solar Photovoltaic | SUN | PV | (U) Under construction, less than or equal to 50 percent complete | 3
2025 | 10 | 60520 | SoCore Energy LLC | IPP | Mingoville PV II | PA | 68598 | PV1 | 2 | Solar Photovoltaic | SUN | PV | (U) Under construction, less than or equal to 50 percent complete | 2
2025 | 10 | 66946 | South Springfield Avenue II Solar Project 2022, LLC | IPP | Lowe's - 1440 - Rockford, IL RDC (POI 2) | IL | 68572 | 7824 | 2.3 | Solar Photovoltaic | SUN | PV | (U) Under construction, less than or equal to 50 percent complete | 2.3
2025 | 10 | 66945 | South Springfield Avenue Solar Project 2022, LLC | IPP | Lowe's - 1440 - Rockford, IL RDC (POI 1) | IL | 68571 | 7481 | 2.3 | Solar Photovoltaic | SUN | PV | (U) Under construction, less than or equal to 50 percent complete | 2.3
2025 | 10 | 17609 | Southern California Edison Co | Electric Utility | Anode (Springville) BESS | CA | 65458 | ANOD1 | 112.5 | Batteries | MWH | BA | (TS) Construction complete, but not yet in commercial operation | 112.5
2025 | 10 | 17609 | Southern California Edison Co | Electric Utility | Anode (Springville) BESS | CA | 65458 | ANOD2 | 112.5 | Batteries | MWH | BA | (TS) Construction complete, but not yet in commercial operation | 112.5
2025 | 10 | 66361 | Stampede Solar Project LLC | IPP | Stampede Solar Hybrid | TX | 67762 | STMPS | 255.9 | Solar Photovoltaic | SUN | PV | (TS) Construction complete, but not yet in commercial operation | 255.9
2025 | 10 | 65535 | SunVest Solar LLC | IPP | SV CSG Bishop 1 LLC | IL | 67684 | BSHP1 | 2 | Solar Photovoltaic | SUN | PV | (V) Under construction, more than 50 percent complete | 2
2025 | 10 | 61525 | TAI Norton Solar LLC | IPP | Norton Solar Farm | TX | 61967 | NSM01 | 125 | Solar Photovoltaic | SUN | PV | (V) Under construction, more than 50 percent complete | 125
2025 | 10 | 61950 | Terra-Gen Operating Co-Solar | IPP | Lockhart Solar PV II | CA | 66699 | LHC2 | 59.7 | Batteries | MWH | BA | (V) Under construction, more than 50 percent complete | 59.7
2025 | 10 | 61950 | Terra-Gen Operating Co-Solar | IPP | Lockhart Solar PV, LLC | CA | 10444 | LHC1 | 69 | Batteries | MWH | BA | (V) Under construction, more than 50 percent complete | 69
2025 | 10 | 2770 | Terra-Gen Operating Co-Wind | IPP | Monte Cristo 1 | TX | 67875 | GEN1 | 238.5 | Onshore Wind Turbine | WND | WT | (V) Under construction, more than 50 percent complete | 238.5
2025 | 10 | 61204 | Today's Power, Inc. | Electric Utility | City of Clarksville | AR | 68706 | CLRKS | 10 | Solar Photovoltaic | SUN | PV | (V) Under construction, more than 50 percent complete | 10
2025 | 10 | 30151 | Tri-State G & T Assn, Inc | IPP | Axial Basin Solar | CO | 65480 | CO505 | 145 | Solar Photovoltaic | SUN | PV | (V) Under construction, more than 50 percent complete | 145
2025 | 10 | 66517 | Two Hearted Solar, LLC | IPP | Two Hearted Solar,LLC | NC | 67969 | PGR28 | 22 | Solar Photovoltaic | SUN | PV | (V) Under construction, more than 50 percent complete | 22
2025 | 10 | 67053 | USS Ducks Solar LLC | IPP | USS Ducks Solar | IL | 68756 | USDUC | 5 | Solar Photovoltaic | SUN | PV | (U) Under construction, less than or equal to 50 percent complete | 5
2025 | 10 | 19524 | University of California-LA | Commercial | UCLA So Campus Cogen Project | CA | 52073 | GEN-B | 13.5 | Natural Gas Fired Combined Cycle | NG | CT | (U) Under construction, less than or equal to 50 percent complete | 16.4
2025 | 10 | 20856 | Wisconsin Power & Light Co | Electric Utility | Wood County | WI | 65011 | BESS1 | 75 | Batteries | MWH | BA | (V) Under construction, more than 50 percent complete | 75
2025 | 11 | 67111 | Angiola East LLC | IPP | Angela Solar Project | CA | 68854 | ABESS | 20 | Batteries | MWH | BA | (U) Under construction, less than or equal to 50 percent complete | 40
2025 | 11 | 66540 | Apex NC Solar, LLC | IPP | Apex NC Solar | NC | 67997 | PGR28 | 28.9 | Solar Photovoltaic | SUN | PV | (V) Under construction, more than 50 percent complete | 28.9
2025 | 11 | 807 | Arkansas Electric Coop Corp | Electric Utility | Thomas Fitzhugh | AR | 201 | 3 | 46.5 | Natural Gas Fired Combustion Turbine | NG | GT | (V) Under construction, more than 50 percent complete | 71.2
2025 | 11 | 807 | Arkansas Electric Coop Corp | Electric Utility | Thomas Fitzhugh | AR | 201 | 4 | 46.5 | Natural Gas Fired Combustion Turbine | NG | GT | (V) Under construction, more than 50 percent complete | 69.3
2025 | 11 | 56215 | Big Sky Wind, LLC | IPP | Cartwheel 1 - Storage, LLC | TX | 68513 | CWHBA | 150 | Batteries | MWH | BA | (V) Under construction, more than 50 percent complete | 150
2025 | 11 | 56215 | Big Sky Wind, LLC | IPP | Crowned Heron 1 - Storage, LLC | TX | 68499 | CWHBA | 150 | Batteries | MWH | BA | (V) Under construction, more than 50 percent complete | 150
2025 | 11 | 66782 | Brazoria Solar i, LLC | IPP | Brazoria Solar I | TX | 68410 | BRAZ | 125 | Solar Photovoltaic | SUN | PV | (U) Under construction, less than or equal to 50 percent complete | 125
2025 | 11 | 66174 | Carvers Creek, LLC | IPP | Carvers Creek Solar | VA | 67342 | CARV2 | 99 | Solar Photovoltaic | SUN | PV | (V) Under construction, more than 50 percent complete | 99
2025 | 11 | 11135 | City of Logan - (UT) | Electric Utility | Logan City 2 | UT | 67445 | 1 | 2.5 | Natural Gas Fired Combustion Turbine | NG | GT | (U) Under construction, less than or equal to 50 percent complete | 2.5
2025 | 11 | 11135 | City of Logan - (UT) | Electric Utility | Logan City 2 | UT | 67445 | 2 | 2.5 | Natural Gas Fired Combustion Turbine | NG | GT | (U) Under construction, less than or equal to 50 percent complete | 2.5
2025 | 11 | 11135 | City of Logan - (UT) | Electric Utility | Logan City 2 | UT | 67445 | 3 | 2.5 | Natural Gas Fired Combustion Turbine | NG | GT | (U) Under construction, less than or equal to 50 percent complete | 2.5
2025 | 11 | 11135 | City of Logan - (UT) | Electric Utility | Logan City 2 | UT | 67445 | 4 | 2.5 | Natural Gas Fired Combustion Turbine | NG | GT | (U) Under construction, less than or equal to 50 percent complete | 2.5
2025 | 11 | 65639 | Cross Town Energy Storage LLC | IPP | Cross Town Energy Storage | ME | 66606 | CROS1 | 175 | Batteries | MWH | BA | (U) Under construction, less than or equal to 50 percent complete | 175
2025 | 11 | 66479 | Crossroads Solar, LLC - (IN) | IPP | Crossroads Solar (IN) | IN | 67930 | CR | 200 | Solar Photovoltaic | SUN | PV | (V) Under construction, more than 50 percent complete | 200
2025 | 11 | 3046 | Duke Energy Progress - (NC) | Electric Utility | Knightdale Battery | NC | 69023 | KNBA1 | 100 | Batteries | MWH | BA | (U) Under construction, less than or equal to 50 percent complete | 100
2025 | 11 | 56201 | Engie North America | IPP | Castor | TX | 65870 | CASTR | 200 | Batteries | MWH | BA | (U) Under construction, less than or equal to 50 percent complete | 200
2025 | 11 | 22500 | Evergy Kansas Central, Inc | Electric Utility | Kennett Solar | MO | 68286 | KSPV1 | 4.9 | Solar Photovoltaic | SUN | PV | (V) Under construction, more than 50 percent complete | 4.9
2025 | 11 | 65981 | Forgeview Solar, LLC | IPP | Forgeview Solar | AR | 67075 | FFOR1 | 200 | Solar Photovoltaic | SUN | PV | (V) Under construction, more than 50 percent complete | 200
2025 | 11 | 61194 | Generate Capital | IPP | Lilly Pond Road Solar 1, LLC | IL | 67623 | 11111 | 2 | Solar Photovoltaic | SUN | PV | (U) Under construction, less than or equal to 50 percent complete | 2
2025 | 11 | 60025 | Greenbacker Renewable Energy Corporation | IPP | Hogs Bay | ME | 66768 | 694 | 2 | Solar Photovoltaic | SUN | PV | (V) Under construction, more than 50 percent complete | 2
2025 | 11 | 60025 | Greenbacker Renewable Energy Corporation | IPP | Kern Front | CA | 67691 | 731 | 18.9 | Solar Photovoltaic | SUN | PV | (U) Under construction, less than or equal to 50 percent complete | 18.9
2025 | 11 | 62842 | Lightsource Renewable Energy Asset Management, LLC | IPP | Jones City 1 Solar | TX | 66559 | TXJC1 | 215 | Solar Photovoltaic | SUN | PV | (U) Under construction, less than or equal to 50 percent complete | 215
2025 | 11 | 11208 | Los Angeles Department of Water & Power | Electric Utility | Intermountain Power Project | UT | 6481 | 4 | 420 | Natural Gas Fired Combined Cycle | NG | CS | (TS) Construction complete, but not yet in commercial operation | 420
2025 | 11 | 66950 | Lydian Energy | IPP | Headcamp BESS | TX | 68580 | MHB | 150 | Batteries | MWH | BA | (U) Under construction, less than or equal to 50 percent complete | 150
2025 | 11 | 66422 | ORNI 30 LLC | IPP | Arrowleaf Solar and Storage | CA | 67850 | ALBS1 | 35 | Batteries | MWH | BA | (TS) Construction complete, but not yet in commercial operation | 35
2025 | 11 | 66422 | ORNI 30 LLC | IPP | Arrowleaf Solar and Storage | CA | 67850 | ALS1 | 42 | Solar Photovoltaic | SUN | PV | (TS) Construction complete, but not yet in commercial operation | 42
2025 | 11 | 58764 | Origis Energy USA, Inc | IPP | Walker Springs I | AL | 68670 | OEALG | 80 | Solar Photovoltaic | SUN | PV | (U) Under construction, less than or equal to 50 percent complete | 80
2025 | 11 | 66002 | Pastoria Solar Energy Company, LLC | IPP | Pastoria Solar | CA | 67105 | CPP01 | 105.2 | Solar Photovoltaic | SUN | PV | (V) Under construction, more than 50 percent complete | 105.2
2025 | 11 | 65539 | Pivot Energy | IPP | Chaberton Solar Blackburn | DE | 69051 | CHBL | 3 | Solar Photovoltaic | SUN | PV | (U) Under construction, less than or equal to 50 percent complete | 3
2025 | 11 | 65539 | Pivot Energy | IPP | ILL060-Sangamon-Atchison | IL | 69053 | IL60 | 2 | Solar Photovoltaic | SUN | PV | (U) Under construction, less than or equal to 50 percent complete | 2
2025 | 11 | 65539 | Pivot Energy | IPP | MDD109-NCBP BLDG 11-Manekin | MD | 69052 | MD11 | 2.4 | Solar Photovoltaic | SUN | PV | (U) Under construction, less than or equal to 50 percent complete | 2.4
2025 | 11 | 65539 | Pivot Energy | IPP | Pivot Solar 36 | CO | 69035 | PI36 | 5 | Solar Photovoltaic | SUN | PV | (U) Under construction, less than or equal to 50 percent complete | 5
2025 | 11 | 67117 | Pleasantville Solar Park LLC | IPP | Pleasantville Solar Park | IL | 68880 | PVSI | 150 | Solar Photovoltaic | SUN | PV | (V) Under construction, more than 50 percent complete | 150
2025 | 11 | 66080 | Prairie Solar, LLC (VA) | IPP | Prairie Solar (VA) | VA | 67219 | ENX21 | 20 | Solar Photovoltaic | SUN | PV | (U) Under construction, less than or equal to 50 percent complete | 20
2025 | 11 | 65869 | Prologis Logistics Services Incorporated | IPP | Bensenville 14-SLCHI414 | IL | 68121 | CH414 | 1.3 | Solar Photovoltaic | SUN | PV | (V) Under construction, more than 50 percent complete | 1.3
2025 | 11 | 65869 | Prologis Logistics Services Incorporated | IPP | Bensenville 2-SLCHI526 | IL | 68122 | CH526 | 1.9 | Solar Photovoltaic | SUN | PV | (U) Under construction, less than or equal to 50 percent complete | 1.9
2025 | 11 | 65869 | Prologis Logistics Services Incorporated | IPP | IPC 16 - SLCVA516 | CA | 68795 | CV516 | 1.7 | Solar Photovoltaic | SUN | PV | (U) Under construction, less than or equal to 50 percent complete | 1.7
2025 | 11 | 66989 | Route 66 Energy Storage | IPP | Route 66 Energy Storage | NM | 68616 | R66 | 49.5 | Batteries | MWH | BA | (U) Under construction, less than or equal to 50 percent complete | 49.5
2025 | 11 | 66988 | Sky Ranch Bess II | IPP | Sky Ranch BESS II | NM | 68617 | SRII | 100 | Batteries | MWH | BA | (U) Under construction, less than or equal to 50 percent complete | 100
2025 | 11 | 67232 | Solar DG NM Amalia, LLC | IPP | Kit Carson Co-Op | NM | 69042 | AM-PV | 10.8 | Solar Photovoltaic | SUN | PV | (U) Under construction, less than or equal to 50 percent complete | 10.8
2025 | 11 | 67232 | Solar DG NM Amalia, LLC | IPP | Kit Carson Co-Op | NM | 69042 | AMBES | 12.9 | Batteries | MWH | BA | (U) Under construction, less than or equal to 50 percent complete | 12.9
2025 | 11 | 64366 | Terra-Gen Operating Co-Hybrid | IPP | Edwards Sanborn 1C | CA | 68846 | S5 | 46 | Solar Photovoltaic | SUN | PV | (V) Under construction, more than 50 percent complete | 46
2025 | 11 | 67153 | Tesoro RV & Boat Storage | Commercial | Tesoro RV & Boat Storage | CA | 68908 | 45067 | 2.6 | Solar Photovoltaic | SUN | PV | (U) Under construction, less than or equal to 50 percent complete | 2.6
2025 | 11 | 65112 | TotalEnergies Distributed Generation, LLC | Commercial | Shasta College PH2 Solar Project | CA | 65940 | SCSP1 | 1.3 | Solar Photovoltaic | SUN | PV | (TS) Construction complete, but not yet in commercial operation | 1.5
2025 | 11 | 65112 | TotalEnergies Distributed Generation, LLC | Commercial | Shasta College PH2 Solar Project | CA | 65940 | SCSPB | 0.5 | Batteries | MWH | BA | (TS) Construction complete, but not yet in commercial operation | 0.5
2025 | 11 | 67054 | USS Beard Solar LLC | IPP | USS Beard Solar | IL | 68757 | USBRD | 3.5 | Solar Photovoltaic | SUN | PV | (U) Under construction, less than or equal to 50 percent complete | 3.5
2025 | 11 | 6775 | Village of Freeport - (NY) | Electric Utility | Plant No 1 Freeport | NY | 2678 | ENG13 | 3 | Landfill Gas | LFG | IC | (U) Under construction, less than or equal to 50 percent complete | 3
2025 | 11 | 63726 | Vistra Zero LLC | IPP | Oak Hill - Dry Creek | TX | 64132 | PV1 | 200 | Solar Photovoltaic | SUN | PV | (V) Under construction, more than 50 percent complete | 200
2025 | 11 | 66320 | White Tail Solar, LLC | IPP | White Tail Solar | MI | 67678 | WTS | 140 | Solar Photovoltaic | SUN | PV | (U) Under construction, less than or equal to 50 percent complete | 140
2025 | 12 | 61222 | 174 Power Global Corp. | IPP | Atlas | AZ | 63798 | ATL01 | 300 | Solar Photovoltaic | SUN | PV | (P) Planned for installation, but regulatory approvals not initiated | 300
2025 | 12 | 61222 | 174 Power Global Corp. | IPP | Atlas | AZ | 63798 | ATLB1 | 300 | Batteries | MWH | BA | (P) Planned for installation, but regulatory approvals not initiated | 300
2025 | 12 | 61222 | 174 Power Global Corp. | IPP | Boulder Solar III LLC | NV | 65141 | BS301 | 127.9 | Solar Photovoltaic | SUN | PV | (P) Planned for installation, but regulatory approvals not initiated | 127.9
2025 | 12 | 61222 | 174 Power Global Corp. | IPP | Boulder Solar III LLC | NV | 65141 | BS3ES | 58 | Batteries | MWH | BA | (P) Planned for installation, but regulatory approvals not initiated | 58
2025 | 12 | 64904 | AES Clean Energy | IPP | AES Glengarry Farms Solar CSG | NY | 68389 | GLENG | 4.9 | Solar Photovoltaic | SUN | PV | (V) Under construction, more than 50 percent complete | 5
2025 | 12 | 64904 | AES Clean Energy | IPP | AES Rt 5 Solar CSG | NY | 68388 | RT5SS | 4.9 | Solar Photovoltaic | SUN | PV | (V) Under construction, more than 50 percent complete | 5
2025 | 12 | 67111 | Angiola East LLC | IPP | Angela Solar Project | CA | 68854 | ANG1 | 40 | Solar Photovoltaic | SUN | PV | (V) Under construction, more than 50 percent complete | 40
2025 | 12 | 15399 | Avangrid Power LLC | IPP | Pontotoc Wind | OK | 67224 | 20101 | 147.5 | Onshore Wind Turbine | WND | WT | (U) Under construction, less than or equal to 50 percent complete | 147.5
2025 | 12 | 65824 | BT Hickerson Solar, LLC | IPP | BT Hickerson Solar, LLC | TX | 66903 | 5105 | 310 | Solar Photovoltaic | SUN | PV | (V) Under construction, more than 50 percent complete | 310
2025 | 12 | 63965 | Badger Wind , LLC | IPP | Badger Wind, LLC | ND | 64342 | 5555 | 250 | Onshore Wind Turbine | WND | WT | (U) Under construction, less than or equal to 50 percent complete | 250
2025 | 12 | 64842 | Baron Winds II | IPP | Baron Winds II | NY | 65513 | BRNW2 | 113.2 | Onshore Wind Turbine | WND | WT | (U) Under construction, less than or equal to 50 percent complete | 113.2
2025 | 12 | 56215 | Big Sky Wind, LLC | IPP | Crowned Heron 2 - Storage, LLC | TX | 68500 | CWH2 | 150 | Batteries | MWH | BA | (V) Under construction, more than 50 percent complete | 150
2025 | 12 | 66825 | Blue Summit II Storage, LLC | IPP | Blue Summit II Storage | TX | 68456 | BSIIS | 150 | Batteries | MWH | BA | (U) Under construction, less than or equal to 50 percent complete | 150
2025 | 12 | 67179 | Border Basin, LLC | IPP | Border Basin Solar | OH | 68968 | ENX37 | 120 | Solar Photovoltaic | SUN | PV | (U) Under construction, less than or equal to 50 percent complete | 120
2025 | 12 | 66618 | Bowman Wind, LLC | IPP | Bowman Wind | ND | 68182 | BWMW | 200 | Onshore Wind Turbine | WND | WT | (U) Under construction, less than or equal to 50 percent complete | 200
2025 | 12 | 66363 | Bypass BESS LLC | IPP | Bypass BESS | TX | 67761 | 1 | 200 | Batteries | MWH | BA | (U) Under construction, less than or equal to 50 percent complete | 200
2025 | 12 | 1512 | City of Belleville - (KS) | Electric Utility | Belleville | KS | 1263 | 9 | 3 | Petroleum Liquids | DFO | IC | (U) Under construction, less than or equal to 50 percent complete | 3
2025 | 12 | 9187 | City of Idaho Falls - (ID) | Electric Utility | Idaho Falls Power Peaking Plant | ID | 68021 | IFPP1 | 2.5 | Natural Gas Internal Combustion Engine | NG | IC | (U) Under construction, less than or equal to 50 percent complete | 2.5
2025 | 12 | 9187 | City of Idaho Falls - (ID) | Electric Utility | Idaho Falls Power Peaking Plant | ID | 68021 | IFPP2 | 2.5 | Natural Gas Internal Combustion Engine | NG | IC | (U) Under construction, less than or equal to 50 percent complete | 2.5
2025 | 12 | 9187 | City of Idaho Falls - (ID) | Electric Utility | Idaho Falls Power Peaking Plant | ID | 68021 | IFPP3 | 2.5 | Natural Gas Internal Combustion Engine | NG | IC | (U) Under construction, less than or equal to 50 percent complete | 2.5
2025 | 12 | 9187 | City of Idaho Falls - (ID) | Electric Utility | Idaho Falls Power Peaking Plant | ID | 68021 | IFPP4 | 2.5 | Natural Gas Internal Combustion Engine | NG | IC | (U) Under construction, less than or equal to 50 percent complete | 2.5
2025 | 12 | 9187 | City of Idaho Falls - (ID) | Electric Utility | Idaho Falls Power Peaking Plant | ID | 68021 | IFPP5 | 2.5 | Natural Gas Internal Combustion Engine | NG | IC | (U) Under construction, less than or equal to 50 percent complete | 2.5
2025 | 12 | 9187 | City of Idaho Falls - (ID) | Electric Utility | Idaho Falls Power Peaking Plant | ID | 68021 | IFPP6 | 2.5 | Natural Gas Internal Combustion Engine | NG | IC | (U) Under construction, less than or equal to 50 percent complete | 2.5
2025 | 12 | 9187 | City of Idaho Falls - (ID) | Electric Utility | Idaho Falls Power Peaking Plant | ID | 68021 | IFPP7 | 2.5 | Natural Gas Internal Combustion Engine | NG | IC | (U) Under construction, less than or equal to 50 percent complete | 2.5
2025 | 12 | 20180 | City of Waterloo - (IL) | Electric Utility | Waterloo | IL | 971 | 14 | 7.5 | Natural Gas Fired Combustion Turbine | NG | GT | (U) Under construction, less than or equal to 50 percent complete | 8
2025 | 12 | 60232 | Clenera LLC | IPP | Roadrunner Solar and BESS | AZ | 67823 | RRBES | 235 | Batteries | MWH | BA | (V) Under construction, more than 50 percent complete | 235
2025 | 12 | 60232 | Clenera LLC | IPP | Roadrunner Solar and BESS | AZ | 67823 | RRPV | 235 | Solar Photovoltaic | SUN | PV | (V) Under construction, more than 50 percent complete | 235
2025 | 12 | 56769 | Consolidated Edison Development Inc. | IPP | Arlington Valley Solar Energy I | AZ | 57679 | AVSE1 | 125 | Solar Photovoltaic | SUN | PV | (U) Under construction, less than or equal to 50 percent complete | 127
2025 | 12 | 4254 | Consumers Energy Co - (MI) | Electric Utility | Muskegon Solar | MI | 65572 | MSP | 250 | Solar Photovoltaic | SUN | PV | (U) Under construction, less than or equal to 50 percent complete | 250
2025 | 12 | 59319 | Cotton Solar, LLC | IPP | Cotton Solar | SC | 59572 | PV1 | 16 | Solar Photovoltaic | SUN | PV | (U) Under construction, less than or equal to 50 percent complete | 16
2025 | 12 | 66426 | Dill Holdings LLC | IPP | Dill Holdings LLC | NC | 67858 | DILL1 | 10 | Solar Photovoltaic | SUN | PV | (U) Under construction, less than or equal to 50 percent complete | 10
2025 | 12 | 66835 | Diver Solar, LLC | Industrial | Diver Solar, LLC | TX | 68483 | 5665 | 225 | Solar Photovoltaic | SUN | PV | (V) Under construction, more than 50 percent complete | 225
2025 | 12 | 66963 | Dominguez Grid, LLC | IPP | Dominguez Energy Storage | UT | 68596 | DES1 | 200 | Batteries | MWH | BA | (U) Under construction, less than or equal to 50 percent complete | 200
2025 | 12 | 17539 | Dominion Energy South Carolina, Inc | Electric Utility | Parr GT | SC | 3291 | GT5 | 42 | Natural Gas Fired Combustion Turbine | NG | GT | (V) Under construction, more than 50 percent complete | 65.4
2025 | 12 | 17539 | Dominion Energy South Carolina, Inc | Electric Utility | Parr GT | SC | 3291 | GT6 | 42 | Natural Gas Fired Combustion Turbine | NG | GT | (V) Under construction, more than 50 percent complete | 65.4
2025 | 12 | 61785 | EDP Renewables North America LLC | IPP | Carpenter Wind Farm LLC | IN | 69079 | GEN01 | 200.1 | Onshore Wind Turbine | WND | WT | (V) Under construction, more than 50 percent complete | 200.1
2025 | 12 | 58135 | Ecos Energy LLC | IPP | Apple Hill Solar | VT | 61037 | APPL | 2 | Solar Photovoltaic | SUN | PV | (U) Under construction, less than or equal to 50 percent complete | 2
2025 | 12 | 65672 | Elkhart County Solar Project, LLC | IPP | Elkhart County Solar Project | IN | 66647 | USELT | 100 | Solar Photovoltaic | SUN | PV | (U) Under construction, less than or equal to 50 percent complete | 100
2025 | 12 | 56201 | Engie North America | IPP | Desna | TX | 65876 | DESNA | 200 | Batteries | MWH | BA | (U) Under construction, less than or equal to 50 percent complete | 200
2025 | 12 | 66467 | Escape Solar LLC | IPP | Escape Solar Plant | NV | 67898 | ESPH2 | 115 | Solar Photovoltaic | SUN | PV | (V) Under construction, more than 50 percent complete | 115
2025 | 12 | 66467 | Escape Solar LLC | IPP | Escape Solar Plant | NV | 67898 | ESPHB | 100 | Batteries | MWH | BA | (V) Under construction, more than 50 percent complete | 100
2025 | 12 | 65206 | Eureka North Solar LLC | IPP | Eureka North Solar | NY | 66042 | 63232 | 3.5 | Solar Photovoltaic | SUN | PV | (V) Under construction, more than 50 percent complete | 3.5
2025 | 12 | 65205 | Eureka South Solar LLC | IPP | Eureka South Solar | NY | 66041 | 63231 | 5 | Solar Photovoltaic | SUN | PV | (V) Under construction, more than 50 percent complete | 5
2025 | 12 | 65740 | Genesee Solar Energy, LLC | IPP | Genesee Solar Project | MI | 66756 | GS1 | 40.8 | Solar Photovoltaic | SUN | PV | (V) Under construction, more than 50 percent complete | 40.8
2025 | 12 | 66409 | Great Bend Solar LLC | IPP | Great Bend Solar Project | OH | 67834 | GBSP1 | 48 | Solar Photovoltaic | SUN | PV | (V) Under construction, more than 50 percent complete | 48
2025 | 12 | 7570 | Great River Energy | Electric Utility | Cambridge CT Hybrid | MN | 2038 | BA1 | 1.2 | Batteries | MWH | BA | (U) Under construction, less than or equal to 50 percent complete | 1.5
2025 | 12 | 65076 | HEN Infrastructure, L.L.C. | IPP | Olney | TX | 65832 | OLNYD | 9.9 | Petroleum Liquids | DFO | IC | (TS) Construction complete, but not yet in commercial operation | 9.9
2025 | 12 | 65076 | HEN Infrastructure, L.L.C. | IPP | Poteet | TX | 67949 | POTEB | 9.9 | Batteries | MWH | BA | (V) Under construction, more than 50 percent complete | 9.9
2025 | 12 | 66829 | Hill Solar II, LLC | IPP | Hill Solar II | TX | 68481 | HS2 | 200 | Solar Photovoltaic | SUN | PV | (U) Under construction, less than or equal to 50 percent complete | 200
2025 | 12 | 63137 | Idemitsu Renewables | IPP | SF Azalea, LLC | CA | 66890 | AZAL | 60 | Batteries | MWH | BA | (V) Under construction, more than 50 percent complete | 60
2025 | 12 | 66798 | Imperator Solar, LLC | Industrial | Imperator Solar | CA | 68465 | 22324 | 2 | Solar Photovoltaic | SUN | PV | (U) Under construction, less than or equal to 50 percent complete | 2
2025 | 12 | 9417 | Interstate Power and Light Co | Electric Utility | Grinnell Customer Hosted Solar | IA | 67703 | PV1 | 5 | Solar Photovoltaic | SUN | PV | (V) Under construction, more than 50 percent complete | 5
2025 | 12 | 49805 | Kennecott Utah Copper | Industrial | Copperton Solar Plant No. 1 | UT | 64427 | CSP2 | 24.7 | Solar Photovoltaic | SUN | PV | (U) Under construction, less than or equal to 50 percent complete | 25
2025 | 12 | 65808 | La Casa Wind, LLC | IPP | La Casa Wind | TX | 66919 | 5309 | 150 | Onshore Wind Turbine | WND | WT | (U) Under construction, less than or equal to 50 percent complete | 150
2025 | 12 | 50123 | Leeward Asset Management, LLC | IPP | Sierra Pinta BESS | AZ | 67973 | SP01 | 113 | Batteries | MWH | BA | (V) Under construction, more than 50 percent complete | 113
2025 | 12 | 65761 | Lighthouse Arthur Kill, LLC | IPP | Elevate Arthur Kill | NY | 66785 | ELVAK | 15.1 | Batteries | MWH | BA | (U) Under construction, less than or equal to 50 percent complete | 15.1
2025 | 12 | 62664 | Lock 14 Hydro Partners, LLC | IPP | Heidelberg Hydroelectric Project | KY | 62749 | 1 | 0.6 | Conventional Hydroelectric | WAT | HY | (V) Under construction, more than 50 percent complete | 0.6
2025 | 12 | 62664 | Lock 14 Hydro Partners, LLC | IPP | Heidelberg Hydroelectric Project | KY | 62749 | 2 | 0.6 | Conventional Hydroelectric | WAT | HY | (V) Under construction, more than 50 percent complete | 0.6
2025 | 12 | 62664 | Lock 14 Hydro Partners, LLC | IPP | Heidelberg Hydroelectric Project | KY | 62749 | 3 | 0.2 | Conventional Hydroelectric | WAT | HY | (V) Under construction, more than 50 percent complete | 0.2
2025 | 12 | 62664 | Lock 14 Hydro Partners, LLC | IPP | Heidelberg Hydroelectric Project | KY | 62749 | 4 | 0.2 | Conventional Hydroelectric | WAT | HY | (V) Under construction, more than 50 percent complete | 0.2
2025 | 12 | 62664 | Lock 14 Hydro Partners, LLC | IPP | Heidelberg Hydroelectric Project | KY | 62749 | 5 | 0.6 | Conventional Hydroelectric | WAT | HY | (V) Under construction, more than 50 percent complete | 0.6
2025 | 12 | 62664 | Lock 14 Hydro Partners, LLC | IPP | Heidelberg Hydroelectric Project | KY | 62749 | 6 | 0.6 | Conventional Hydroelectric | WAT | HY | (V) Under construction, more than 50 percent complete | 0.6
2025 | 12 | 66950 | Lydian Energy | IPP | Mendoza Trail BESS | TX | 68581 | MTB | 200 | Batteries | MWH | BA | (U) Under construction, less than or equal to 50 percent complete | 200
2025 | 12 | 61944 | MN8 Energy LLC | IPP | Long Point Solar | TX | 68998 | GEN1 | 120 | Solar Photovoltaic | SUN | PV | (U) Under construction, less than or equal to 50 percent complete | 120
2025 | 12 | 61944 | MN8 Energy LLC | IPP | Prairie Solar LLC | IL | 64536 | KOV4A | 150 | Solar Photovoltaic | SUN | PV | (U) Under construction, less than or equal to 50 percent complete | 150
2025 | 12 | 65445 | MRG Goody Solar Project, LLC | IPP | MRG Goody Solar Project Hybrid | TX | 66390 | GDYES | 50.4 | Batteries | MWH | BA | (V) Under construction, more than 50 percent complete | 50.4
2025 | 12 | 65445 | MRG Goody Solar Project, LLC | IPP | MRG Goody Solar Project Hybrid | TX | 66390 | GDYPV | 171.7 | Solar Photovoltaic | SUN | PV | (V) Under construction, more than 50 percent complete | 171.7
2025 | 12 | 65043 | Madison Energy Investments LLC | IPP | IL2 - W109 | IL | 68392 | IL2PV | 4.9 | Solar Photovoltaic | SUN | PV | (TS) Construction complete, but not yet in commercial operation | 4.9
2025 | 12 | 65043 | Madison Energy Investments LLC | IPP | SP-425 Memphis | NY | 69086 | SP425 | 5 | Solar Photovoltaic | SUN | PV | (P) Planned for installation, but regulatory approvals not initiated | 5
2025 | 12 | 65789 | Marion County Solar Project, LLC | IPP | Marion County Solar Project | OH | 66860 | USMNC | 100 | Solar Photovoltaic | SUN | PV | (U) Under construction, less than or equal to 50 percent complete | 100
2025 | 12 | 12341 | MidAmerican Energy Co | Electric Utility | Shenandoah Hills Wind Farm | IA | 68872 | SHWF | 214.3 | Onshore Wind Turbine | WND | WT | (U) Under construction, less than or equal to 50 percent complete | 214.3
2025 | 12 | 66572 | Montpelier Solar, LLC | IPP | Montpelier Solar Project | OH | 68062 | MPLR | 49 | Solar Photovoltaic | SUN | PV | (U) Under construction, less than or equal to 50 percent complete | 49
2025 | 12 | 67069 | NY CDG 009 LLC | IPP | NY CDG 009 | NY | 68783 | NY009 | 1 | Solar Photovoltaic | SUN | PV | (L) Regulatory approvals pending. Not under construction | 1
2025 | 12 | 13781 | Northern States Power Co - Minnesota | Electric Utility | Blue Lake | MN | 8027 | BLL09 | 9.4 | Natural Gas Internal Combustion Engine | NG | IC | (U) Under construction, less than or equal to 50 percent complete | 9.8
2025 | 12 | 13781 | Northern States Power Co - Minnesota | Electric Utility | Blue Lake | MN | 8027 | BLL10 | 9.4 | Natural Gas Internal Combustion Engine | NG | IC | (U) Under construction, less than or equal to 50 percent complete | 9.8
2025 | 12 | 13781 | Northern States Power Co - Minnesota | Electric Utility | Blue Lake | MN | 8027 | BLL11 | 9.4 | Natural Gas Internal Combustion Engine | NG | IC | (U) Under construction, less than or equal to 50 percent complete | 9.8
2025 | 12 | 63331 | Organic Energy Solutions, Inc. | Electric CHP | OES Biogas Power | CA | 63622 | OES01 | 1.3 | Other Waste Biomass | OBG | IC | (TS) Construction complete, but not yet in commercial operation | 1.3
2025 | 12 | 63331 | Organic Energy Solutions, Inc. | Electric CHP | OES Biogas Power | CA | 63622 | OES02 | 1.3 | Other Waste Biomass | OBG | IC | (TS) Construction complete, but not yet in commercial operation | 1.3
2025 | 12 | 58764 | Origis Energy USA, Inc | IPP | Whistling Duck I | FL | 68595 | OEFL8 | 75 | Solar Photovoltaic | SUN | PV | (U) Under construction, less than or equal to 50 percent complete | 75
2025 | 12 | 34691 | Ormat Nevada Inc | IPP | McGinness Hills 3 | NV | 61912 | MHSOL | 14 | Solar Photovoltaic | SUN | PV | (T) Regulatory approvals received. Not under construction | 14
2025 | 12 | 14354 | PacifiCorp | Electric Utility | Rock Creek Wind | WY | 67769 | II | 400 | Onshore Wind Turbine | WND | WT | (U) Under construction, less than or equal to 50 percent complete | 400
2025 | 12 | 67151 | Pine Forest Solar I, LLC | IPP | Pine Forest Solar I | TX | 68906 | PFPV | 300 | Solar Photovoltaic | SUN | PV | (V) Under construction, more than 50 percent complete | 300
2025 | 12 | 65539 | Pivot Energy | IPP | NCBP TWELVE, LLC | MD | 69064 | NC12 | 1.2 | Solar Photovoltaic | SUN | PV | (U) Under construction, less than or equal to 50 percent complete | 1.2
2025 | 12 | 63969 | Placid Solar, LLC | IPP | Highland Solar South | FL | 64346 | 9999 | 74.9 | Solar Photovoltaic | SUN | PV | (V) Under construction, more than 50 percent complete | 74.9
2025 | 12 | 65869 | Prologis Logistics Services Incorporated | IPP | Bensenville 13-SLCHI513 | IL | 68120 | CH513 | 1.4 | Solar Photovoltaic | SUN | PV | (U) Under construction, less than or equal to 50 percent complete | 1.4
2025 | 12 | 65869 | Prologis Logistics Services Incorporated | IPP | Bensenville Ind Park 10-SLCHI410 | IL | 68123 | CH410 | 1.2 | Solar Photovoltaic | SUN | PV | (V) Under construction, more than 50 percent complete | 1.2
2025 | 12 | 65869 | Prologis Logistics Services Incorporated | IPP | Bensenville Ind Park 11 | IL | 68124 | CH411 | 1.2 | Solar Photovoltaic | SUN | PV | (U) Under construction, less than or equal to 50 percent complete | 1.2
2025 | 12 | 65869 | Prologis Logistics Services Incorporated | IPP | Franklin Park 2-SLCHI802 | IL | 68135 | CH802 | 1.2 | Solar Photovoltaic | SUN | PV | (V) Under construction, more than 50 percent complete | 1.2
2025 | 12 | 65869 | Prologis Logistics Services Incorporated | IPP | Glendale Heights 10-SLCHI910 | IL | 68137 | CH910 | 1.3 | Solar Photovoltaic | SUN | PV | (U) Under construction, less than or equal to 50 percent complete | 1.3
2025 | 12 | 65869 | Prologis Logistics Services Incorporated | IPP | McCook 2-SLCHI102 | IL | 68139 | CH102 | 2 | Solar Photovoltaic | SUN | PV | (V) Under construction, more than 50 percent complete | 2
2025 | 12 | 65869 | Prologis Logistics Services Incorporated | IPP | Northlake 2-SLCHI302 | IL | 68141 | CH302 | 1.6 | Solar Photovoltaic | SUN | PV | (U) Under construction, less than or equal to 50 percent complete | 1.6
2025 | 12 | 65869 | Prologis Logistics Services Incorporated | IPP | Northlake 5-SLCHI305 | IL | 68144 | CH305 | 2.5 | Solar Photovoltaic | SUN | PV | (V) Under construction, more than 50 percent complete | 2.5
2025 | 12 | 67192 | RWE Clean Energy | IPP | Alpaugh BESS | CA | 68954 | ALPHB | 10 | Batteries | MWH | BA | (V) Under construction, more than 50 percent complete | 10
2025 | 12 | 66635 | Rio Lago Solar, LLC | IPP | Rio Lago Solar | TX | 68155 | RIOLA | 123 | Solar Photovoltaic | SUN | PV | (V) Under construction, more than 50 percent complete | 123
2025 | 12 | 67135 | Riverstart Solar Park IV LLC | IPP | Riverstart Solar Park IV | IN | 68894 | RSS04 | 150 | Solar Photovoltaic | SUN | PV | (V) Under construction, more than 50 percent complete | 150
2025 | 12 | 66821 | Roadrunner Crossing Energy Storage LLC | Industrial | Roadrunner Crossing Energy Storage LLC | TX | 68460 | 7137 | 150 | Batteries | MWH | BA | (U) Under construction, less than or equal to 50 percent complete | 150
2025 | 12 | 66823 | Roaring Springs, LLC | IPP | Roaring Springs, LLC | TX | 68458 | 5840 | 250 | Solar Photovoltaic | SUN | PV | (V) Under construction, more than 50 percent complete | 250
2025 | 12 | 56128 | SAS Institute Inc | IPP | SAS Solar Farm | NC | 56915 | 5 | 1 | Solar Photovoltaic | SUN | PV | (U) Under construction, less than or equal to 50 percent complete | 1
2025 | 12 | 66583 | SR Arcadia South, LLC | IPP | SR Arcadia | LA | 68094 | ARCAD | 4.5 | Solar Photovoltaic | SUN | PV | (V) Under construction, more than 50 percent complete | 4.5
2025 | 12 | 66585 | SR Brownsville, LLC | IPP | SR Brownsville | TN | 68096 | BROWN | 3 | Solar Photovoltaic | SUN | PV | (V) Under construction, more than 50 percent complete | 3
2025 | 12 | 66586 | SR Cherry Valley, LLC | IPP | SR Cherry Valley | AR | 68097 | CHERR | 4.8 | Solar Photovoltaic | SUN | PV | (V) Under construction, more than 50 percent complete | 4.8
2025 | 12 | 66589 | SR Dumas, LLC | IPP | SR Dumas | AR | 68100 | DUMAS | 4.8 | Solar Photovoltaic | SUN | PV | (V) Under construction, more than 50 percent complete | 4.8
2025 | 12 | 66590 | SR Fisher, LLC | IPP | SR Fisher | AR | 68101 | FISHR | 4.8 | Solar Photovoltaic | SUN | PV | (V) Under construction, more than 50 percent complete | 4.8
2025 | 12 | 66591 | SR Forked Deer, LLC | IPP | SR Forked Deer | TN | 68102 | FDEER | 2.5 | Solar Photovoltaic | SUN | PV | (V) Under construction, more than 50 percent complete | 2.5
2025 | 12 | 66592 | SR Hickman, LLC | IPP | SR Hickman | TN | 68103 | HICK | 5.5 | Solar Photovoltaic | SUN | PV | (V) Under construction, more than 50 percent complete | 5.5
2025 | 12 | 66022 | SR Lambert I, LLC | IPP | SR Lambert I, LLC | SC | 67129 | LAMB1 | 100 | Solar Photovoltaic | SUN | PV | (V) Under construction, more than 50 percent complete | 100
2025 | 12 | 66604 | SR Lambert II, LLC | IPP | SR Lambert II | SC | 68106 | LAMB2 | 100 | Solar Photovoltaic | SUN | PV | (V) Under construction, more than 50 percent complete | 100
2025 | 12 | 66594 | SR Lexington, LLC | IPP | SR Lexington | TN | 68107 | LEXTN | 6.5 | Solar Photovoltaic | SUN | PV | (V) Under construction, more than 50 percent complete | 6.5
2025 | 12 | 66598 | SR South Gibson, LLC | IPP | SR South Gibson | TN | 68112 | GIBSN | 4.8 | Solar Photovoltaic | SUN | PV | (V) Under construction, more than 50 percent complete | 4.8
2025 | 12 | 66599 | SR Trenton, LLC | IPP | SR Trenton | TN | 68113 | TRENT | 2.3 | Solar Photovoltaic | SUN | PV | (V) Under construction, more than 50 percent complete | 2.3
2025 | 12 | 66013 | SR West Marshall, LLC | IPP | SR West Marshall, LLC | MS | 67135 | WMARS | 4.8 | Solar Photovoltaic | SUN | PV | (V) Under construction, more than 50 percent complete | 4.8
2025 | 12 | 27075 | San Diego County Water Auth | IPP | Rancho Penasquitos | CA | 56615 | G200 | 4.1 | Conventional Hydroelectric | WAT | HY | (U) Under construction, less than or equal to 50 percent complete | 4.3
2025 | 12 | 65343 | Sculpin Solar LLC | IPP | Sculpin Solar | IN | 66238 | 1SPS | 180 | Solar Photovoltaic | SUN | PV | (P) Planned for installation, but regulatory approvals not initiated | 180
2025 | 12 | 66345 | Sebree Solar, LLC | IPP | Sebree Solar, LLC - Hybrid | KY | 67735 | 4516 | 250 | Solar Photovoltaic | SUN | PV | (V) Under construction, more than 50 percent complete | 250
2025 | 12 | 66634 | Sequoia 1 Solar Project | IPP | Sequoia 1 | TX | 68200 | SEQ1 | 401.4 | Solar Photovoltaic | SUN | PV | (V) Under construction, more than 50 percent complete | 401.4
2025 | 12 | 62023 | Skeleton Creek Energy Center | IPP | Skeleton Creek Energy Center Hybrid | OK | 62494 | SCBAT | 252 | Batteries | MWH | BA | (V) Under construction, more than 50 percent complete | 252
2025 | 12 | 62023 | Skeleton Creek Energy Center | IPP | Skeleton Creek Energy Center Hybrid | OK | 62494 | SCSOL | 250 | Solar Photovoltaic | SUN | PV | (V) Under construction, more than 50 percent complete | 250
2025 | 12 | 66669 | Solar Star 3, LLC | IPP | Solar Star 3 | CA | 68240 | SS3BT | 23 | Batteries | MWH | BA | (V) Under construction, more than 50 percent complete | 23
2025 | 12 | 66669 | Solar Star 3, LLC | IPP | Solar Star 3 | CA | 68240 | SS3PV | 24 | Solar Photovoltaic | SUN | PV | (V) Under construction, more than 50 percent complete | 24
2025 | 12 | 66670 | Solar Star 4, LLC | IPP | Solar Star 4 | CA | 68241 | SS4BT | 23 | Batteries | MWH | BA | (V) Under construction, more than 50 percent complete | 23
2025 | 12 | 66670 | Solar Star 4, LLC | IPP | Solar Star 4 | CA | 68241 | SS4PV | 24 | Solar Photovoltaic | SUN | PV | (V) Under construction, more than 50 percent complete | 24
2025 | 12 | 66076 | Sun Ridge Solar, LLC | IPP | Sun Ridge Solar | VA | 67215 | ENX25 | 50 | Solar Photovoltaic | SUN | PV | (V) Under construction, more than 50 percent complete | 50
2025 | 12 | 65535 | SunVest Solar LLC | IPP | DeKalb Taylor LLC | IL | 67686 | DEKTY | 4.9 | Solar Photovoltaic | SUN | PV | (U) Under construction, less than or equal to 50 percent complete | 4.9
2025 | 12 | 65815 | Sunraycer Assets I LLC | IPP | Gaia Hybrid | TX | 66342 | GAIAB | 76.8 | Batteries | MWH | BA | (V) Under construction, more than 50 percent complete | 76.8
2025 | 12 | 65815 | Sunraycer Assets I LLC | IPP | Gaia Hybrid | TX | 66342 | GAIAS | 152.7 | Solar Photovoltaic | SUN | PV | (V) Under construction, more than 50 percent complete | 152.7
2025 | 12 | 65815 | Sunraycer Assets I LLC | IPP | Midpoint Solar, LLC | TX | 66897 | MIDBA | 50 | Batteries | MWH | BA | (U) Under construction, less than or equal to 50 percent complete | 50
2025 | 12 | 65815 | Sunraycer Assets I LLC | IPP | Midpoint Solar, LLC | TX | 66897 | MIDPV | 97.5 | Solar Photovoltaic | SUN | PV | (U) Under construction, less than or equal to 50 percent complete | 97.5
2025 | 12 | 18454 | Tampa Electric Co | Electric Utility | Cottonmouth Ranch Solar | FL | 68551 | 1 | 74.5 | Solar Photovoltaic | SUN | PV | (U) Under construction, less than or equal to 50 percent complete | 74.5
2025 | 12 | 18454 | Tampa Electric Co | Electric Utility | H L Culbreath Bayside Power Station | FL | 7873 | BESS1 | 20 | Batteries | MWH | BA | (V) Under construction, more than 50 percent complete | 20
2025 | 12 | 18454 | Tampa Electric Co | Electric Utility | Long Branch Solar | FL | 68472 | 1 | 74.5 | Solar Photovoltaic | SUN | PV | (U) Under construction, less than or equal to 50 percent complete | 74.5
2025 | 12 | 18454 | Tampa Electric Co | Electric Utility | South Tampa Resiliency Project | FL | 66920 | MPS03 | 18.8 | Natural Gas Internal Combustion Engine | NG | IC | (V) Under construction, more than 50 percent complete | 18.8
2025 | 12 | 18454 | Tampa Electric Co | Electric Utility | South Tampa Resiliency Project | FL | 66920 | MPS04 | 18.8 | Natural Gas Internal Combustion Engine | NG | IC | (V) Under construction, more than 50 percent complete | 18.8
2025 | 12 | 18642 | Tennessee Valley Authority | Electric Utility | Johnsonville | TN | 3406 | G26 | 53 | Natural Gas Fired Combustion Turbine | NG | GT | (V) Under construction, more than 50 percent complete | 65.8
2025 | 12 | 18642 | Tennessee Valley Authority | Electric Utility | Vonore Battery Energy Storage System | TN | 64255 | VBESS | 20 | Batteries | MWH | BA | (U) Under construction, less than or equal to 50 percent complete | 20
2025 | 12 | 64366 | Terra-Gen Operating Co-Hybrid | IPP | Edwards Sanborn 1C | CA | 68846 | S6 | 102 | Solar Photovoltaic | SUN | PV | (V) Under construction, more than 50 percent complete | 102
2025 | 12 | 61204 | Today's Power, Inc. | Electric Utility | Hindsville | AR | 68708 | HINDS | 5 | Solar Photovoltaic | SUN | PV | (U) Under construction, less than or equal to 50 percent complete | 5
2025 | 12 | 65777 | Urban Grid Solar | IPP | Morgnec Solar | MD | 66843 | MORG1 | 55.8 | Solar Photovoltaic | SUN | PV | (U) Under construction, less than or equal to 50 percent complete | 55.8
2025 | 12 | 65640 | Vineyard Wind 1 LLC | IPP | Vineyard Wind 1 | MA | 63093 | VW01 | 800 | Offshore Wind Turbine | WND | WS | (V) Under construction, more than 50 percent complete | 800
2025 | 12 | 63492 | West River Solar, LLC | IPP | West River Solar, LLC | NC | 63806 | PGR28 | 40 | Solar Photovoltaic | SUN | PV | (U) Under construction, less than or equal to 50 percent complete | 40
2025 | 12 | 20421 | Western Minnesota Mun Pwr Agny | Electric Utility | Brookings Solar | SD | 68277 | 1 | 4.9 | Solar Photovoltaic | SUN | PV | (U) Under construction, less than or equal to 50 percent complete | 4.9
2025 | 12 | 63527 | Westlands Cherry, LLC | IPP | Cherry | CA | 63850 | BESS1 | 40 | Batteries | MWH | BA | (U) Under construction, less than or equal to 50 percent complete | 40
2025 | 12 | 66902 | Wildwood Solar, LLC | IPP | Wildwood Solar Plant | MS | 68516 | WLD | 100 | Solar Photovoltaic | SUN | PV | (V) Under construction, more than 50 percent complete | 100
2025 | 12 | 66506 | Willow Creek Wind LLC | IPP | Willow Creek Wind (OK) | OK | 67960 | WCW01 | 220 | Onshore Wind Turbine | WND | WT | (U) Under construction, less than or equal to 50 percent complete | 220
2025 | 12 | 20856 | Wisconsin Power & Light Co | Electric Utility | McFarland Schools Customer Hosted | WI | 68501 | PV1 | 1.4 | Solar Photovoltaic | SUN | PV | (U) Under construction, less than or equal to 50 percent complete | 1.4
2026 | 1 | 67208 | BAP Grounded 2 LLC | IPP | Cenergy - Pulk | ME | 66874 | PUL | 5 | Solar Photovoltaic | SUN | PV | (U) Under construction, less than or equal to 50 percent complete | 5
2026 | 1 | 67095 | Bell 1 Solar, LLC | IPP | Hermes Solar PV | TX | 68851 | HSPV1 | 100 | Solar Photovoltaic | SUN | PV | (V) Under construction, more than 50 percent complete | 100.4
2026 | 1 | 67096 | Bell 1 Storage, LLC | IPP | Hermes Storage BESS | TX | 68852 | HSBE1 | 100 | Batteries | MWH | BA | (V) Under construction, more than 50 percent complete | 100.4
2026 | 1 | 65512 | Catalyze Bloomington 2551 S Lilac Avenue Microgrid LLC | IPP | CA Bloomington 2551 S Lilac Avenue Micro | CA | 66475 | 18263 | 1.5 | Solar Photovoltaic | SUN | PV | (V) Under construction, more than 50 percent complete | 1.5
2026 | 1 | 65512 | Catalyze Bloomington 2551 S Lilac Avenue Microgrid LLC | IPP | CA Bloomington 2551 S Lilac Avenue Micro | CA | 66475 | B8263 | 1.5 | Batteries | MWH | BA | (V) Under construction, more than 50 percent complete | 1.5
2026 | 1 | 65559 | Catalyze Riverside 2356 Fleetwood Drive Microgrid LLC | IPP | CA Riverside 2356 Fleetwood Dr. | CA | 66511 | 18262 | 2 | Solar Photovoltaic | SUN | PV | (V) Under construction, more than 50 percent complete | 2
2026 | 1 | 65559 | Catalyze Riverside 2356 Fleetwood Drive Microgrid LLC | IPP | CA Riverside 2356 Fleetwood Dr. | CA | 66511 | B8262 | 2 | Batteries | MWH | BA | (V) Under construction, more than 50 percent complete | 2
2026 | 1 | 65835 | Clean Energy Future - Trumbull, LLC. | IPP | Trumbull Energy Center | OH | 66918 | GT11 | 275.6 | Natural Gas Fired Combined Cycle | NG | CT | (V) Under construction, more than 50 percent complete | 343
2026 | 1 | 65835 | Clean Energy Future - Trumbull, LLC. | IPP | Trumbull Energy Center | OH | 66918 | GT12 | 275.6 | Natural Gas Fired Combined Cycle | NG | CT | (V) Under construction, more than 50 percent complete | 343
2026 | 1 | 65835 | Clean Energy Future - Trumbull, LLC. | IPP | Trumbull Energy Center | OH | 66918 | STG | 349.2 | Natural Gas Fired Combined Cycle | NG | CA | (V) Under construction, more than 50 percent complete | 400
2026 | 1 | 66366 | Compadre Solar, LLC | IPP | Compadre Solar | TX | 67765 | 5191 | 150 | Solar Photovoltaic | SUN | PV | (V) Under construction, more than 50 percent complete | 150
2026 | 1 | 64954 | Contango Oil and Gas | Industrial | Elk Basin Gasoline Plant | WY | 52127 | EMGEN | 0.5 | Natural Gas Internal Combustion Engine | NG | IC | (T) Regulatory approvals received. Not under construction | 0.7
2026 | 1 | 66217 | Copia Power | IPP | Centennial Flats | AZ | 68466 | CFB1 | 89 | Batteries | MWH | BA | (U) Under construction, less than or equal to 50 percent complete | 89
2026 | 1 | 66217 | Copia Power | IPP | Centennial Flats | AZ | 68466 | CFB2 | 89 | Batteries | MWH | BA | (U) Under construction, less than or equal to 50 percent complete | 89
2026 | 1 | 66217 | Copia Power | IPP | Centennial Flats | AZ | 68466 | CFB3 | 89 | Batteries | MWH | BA | (U) Under construction, less than or equal to 50 percent complete | 89
2026 | 1 | 66217 | Copia Power | IPP | Centennial Flats | AZ | 68466 | CFPV1 | 166.7 | Solar Photovoltaic | SUN | PV | (U) Under construction, less than or equal to 50 percent complete | 166.7
2026 | 1 | 66217 | Copia Power | IPP | Centennial Flats | AZ | 68466 | CFPV2 | 166.7 | Solar Photovoltaic | SUN | PV | (U) Under construction, less than or equal to 50 percent complete | 166.7
2026 | 1 | 66217 | Copia Power | IPP | Centennial Flats | AZ | 68466 | CFPV3 | 166.7 | Solar Photovoltaic | SUN | PV | (U) Under construction, less than or equal to 50 percent complete | 166.7
2026 | 1 | 61060 | Cypress Creek Renewables | IPP | Destiny Storage | TX | 67654 | DESTS | 200 | Batteries | MWH | BA | (U) Under construction, less than or equal to 50 percent complete | 200
2026 | 1 | 61060 | Cypress Creek Renewables | IPP | Towanda | IL | 67644 | TWNDA | 5 | Solar Photovoltaic | SUN | PV | (U) Under construction, less than or equal to 50 percent complete | 5
2026 | 1 | 5416 | Duke Energy Carolinas, LLC | Electric Utility | Beaverdam Renewable Energy Center | SC | 68223 | 67693 | 42 | Solar Photovoltaic | SUN | PV | (U) Under construction, less than or equal to 50 percent complete | 40.8
2026 | 1 | 56201 | Engie North America | IPP | Zeya | TX | 65880 | ZEYA | 250 | Batteries | MWH | BA | (U) Under construction, less than or equal to 50 percent complete | 250
2026 | 1 | 11241 | Entergy Louisiana LLC | Electric Utility | Sterlington Solar | LA | 66681 | STS | 49 | Solar Photovoltaic | SUN | PV | (U) Under construction, less than or equal to 50 percent complete | 49
2026 | 1 | 6452 | Florida Power & Light Co | Electric Utility | Big Brook | FL | 68820 | 1 | 74.5 | Solar Photovoltaic | SUN | PV | (U) Under construction, less than or equal to 50 percent complete | 74.5
2026 | 1 | 6452 | Florida Power & Light Co | Electric Utility | Boardwalk | FL | 65885 | 1 | 74.5 | Solar Photovoltaic | SUN | PV | (U) Under construction, less than or equal to 50 percent complete | 74.5
2026 | 1 | 6452 | Florida Power & Light Co | Electric Utility | Flatford | FL | 68822 | 1 | 74.5 | Solar Photovoltaic | SUN | PV | (U) Under construction, less than or equal to 50 percent complete | 74.5
2026 | 1 | 6452 | Florida Power & Light Co | Electric Utility | Goldenrod | FL | 68823 | 1 | 74.5 | Solar Photovoltaic | SUN | PV | (U) Under construction, less than or equal to 50 percent complete | 74.5
2026 | 1 | 6452 | Florida Power & Light Co | Electric Utility | Mallard | FL | 68817 | 1 | 74.5 | Solar Photovoltaic | SUN | PV | (U) Under construction, less than or equal to 50 percent complete | 74.5
2026 | 1 | 6452 | Florida Power & Light Co | Electric Utility | Mare Branch | FL | 65905 | 1 | 74.5 | Solar Photovoltaic | SUN | PV | (U) Under construction, less than or equal to 50 percent complete | 74.5
2026 | 1 | 6452 | Florida Power & Light Co | Electric Utility | Price Creek | FL | 65887 | 1 | 74.5 | Solar Photovoltaic | SUN | PV | (U) Under construction, less than or equal to 50 percent complete | 74.5
2026 | 1 | 6452 | Florida Power & Light Co | Electric Utility | Swamp Cabbage | FL | 68276 | 1 | 74.5 | Solar Photovoltaic | SUN | PV | (U) Under construction, less than or equal to 50 percent complete | 74.5
2026 | 1 | 67082 | Headwater Energy, LLC | IPP | Flying Goose | CA | 68753 | FLYGS | 3 | Solar Photovoltaic | SUN | PV | (V) Under construction, more than 50 percent complete | 3
2026 | 1 | 66319 | Heartwood Solar, LLC | IPP | Heartwood Solar | MI | 67677 | HWS | 150 | Solar Photovoltaic | SUN | PV | (U) Under construction, less than or equal to 50 percent complete | 150
2026 | 1 | 49893 | Invenergy Services LLC | IPP | Canisteo Wind Farm | NY | 62947 | GEN1 | 290.7 | Onshore Wind Turbine | WND | WT | (V) Under construction, more than 50 percent complete | 290.7
2026 | 1 | 50123 | Leeward Asset Management, LLC | IPP | Huckleberry Solar | OK | 68011 | HBS | 124.7 | Solar Photovoltaic | SUN | PV | (U) Under construction, less than or equal to 50 percent complete | 124.7
2026 | 1 | 62842 | Lightsource Renewable Energy Asset Management, LLC | IPP | Jones City 2 Solar | TX | 66893 | TXJC2 | 185 | Solar Photovoltaic | SUN | PV | (U) Under construction, less than or equal to 50 percent complete | 185
2026 | 1 | 66300 | NY CDG Genesee 1 LLC | IPP | NY ELBA 7195 OAK ORCHARD RD - Genesee 1 | NY | 67609 | 21599 | 5 | Solar Photovoltaic | SUN | PV | (U) Under construction, less than or equal to 50 percent complete | 5
2026 | 1 | 66543 | Old Hayneville Solar, LLC | IPP | Old Hayneville Solar, LLC | AL | 68001 | OLHAY | 80 | Solar Photovoltaic | SUN | PV | (V) Under construction, more than 50 percent complete | 80
2026 | 1 | 65081 | Oriana Solar LLC | IPP | Oriana Solar LLC | TX | 65849 | ORIBS | 61 | Batteries | MWH | BA | (P) Planned for installation, but regulatory approvals not initiated | 61
2026 | 1 | 58764 | Origis Energy USA, Inc | IPP | Optimist | MS | 68536 | MS7_S | 50 | Batteries | MWH | BA | (V) Under construction, more than 50 percent complete | 50
2026 | 1 | 58764 | Origis Energy USA, Inc | IPP | Optimist | MS | 68536 | OEMS7 | 200 | Solar Photovoltaic | SUN | PV | (V) Under construction, more than 50 percent complete | 200
2026 | 1 | 14354 | PacifiCorp | Electric Utility | OIT BESS | OR | 67741 | I | 2 | Batteries | MWH | BA | (V) Under construction, more than 50 percent complete | 2
2026 | 1 | 66924 | Pineview Solar, LLC | IPP | Pineview Solar, LLC | GA | 68549 | PNVW1 | 80 | Solar Photovoltaic | SUN | PV | (U) Under construction, less than or equal to 50 percent complete | 80
2026 | 1 | 65869 | Prologis Logistics Services Incorporated | IPP | Bensenville Ind Park 2-SLCHI402 | IL | 68126 | CH402 | 1.1 | Solar Photovoltaic | SUN | PV | (U) Under construction, less than or equal to 50 percent complete | 1.1
2026 | 1 | 65869 | Prologis Logistics Services Incorporated | IPP | Des Plaines 11-SLCHI211 | IL | 68130 | CH211 | 1.6 | Solar Photovoltaic | SUN | PV | (U) Under construction, less than or equal to 50 percent complete | 1.6
2026 | 1 | 65869 | Prologis Logistics Services Incorporated | IPP | Dominguez - SLLAX512 | CA | 68790 | LA512 | 1.3 | Solar Photovoltaic | SUN | PV | (U) Under construction, less than or equal to 50 percent complete | 1.3
2026 | 1 | 65869 | Prologis Logistics Services Incorporated | IPP | Elk Grove 51-SLCHI151 | IL | 68133 | CH151 | 1.4 | Solar Photovoltaic | SUN | PV | (U) Under construction, less than or equal to 50 percent complete | 1.4
2026 | 1 | 65869 | Prologis Logistics Services Incorporated | IPP | Northlake 4-SLCHI304 | IL | 68143 | CH304 | 1.4 | Solar Photovoltaic | SUN | PV | (U) Under construction, less than or equal to 50 percent complete | 1.4
2026 | 1 | 65869 | Prologis Logistics Services Incorporated | IPP | South Bay Dis Ctr 20-SLLAX512 | CA | 68237 | LA512 | 1.3 | Solar Photovoltaic | SUN | PV | (U) Under construction, less than or equal to 50 percent complete | 1.3
2026 | 1 | 66087 | Quail Ranch Solar and Battery Energy Storage System | IPP | Quail Ranch Solar and BESS | NM | 67204 | QRBES | 100 | Batteries | MWH | BA | (V) Under construction, more than 50 percent complete | 100
2026 | 1 | 66417 | SBESS TX6 LLC | IPP | Hidden Lakes | TX | 67844 | HIDD | 9.9 | Batteries | MWH | BA | (V) Under construction, more than 50 percent complete | 9.9
2026 | 1 | 16572 | Salt River Project | Electric Utility | Copper Crossing Energy and Research Cent | AZ | 58413 | CXS01 | 16.5 | Solar Photovoltaic | SUN | PV | (U) Under construction, less than or equal to 50 percent complete | 17.6
2026 | 1 | 16572 | Salt River Project | Electric Utility | Copper Crossing Energy and Research Cent | AZ | 58413 | CXS02 | 16.4 | Solar Photovoltaic | SUN | PV | (U) Under construction, less than or equal to 50 percent complete | 17.6
2026 | 1 | 16572 | Salt River Project | Electric Utility | Copper Crossing Energy and Research Cent | AZ | 58413 | CXS03 | 18 | Solar Photovoltaic | SUN | PV | (U) Under construction, less than or equal to 50 percent complete | 19.2
2026 | 1 | 65695 | Seven Flags BESS LLC | IPP | Seven Flags BESS LLC | TX | 66689 | 7FLAG | 100 | Batteries | MWH | BA | (U) Under construction, less than or equal to 50 percent complete | 100
2026 | 1 | 67037 | Tierra Seca BESS, LLC | IPP | Tierra Seca | TX | 68748 | TS | 100 | Batteries | MWH | BA | (U) Under construction, less than or equal to 50 percent complete | 100
2026 | 1 | 20323 | Wellhead Services, Inc | Industrial | Chula Vista Energy Center 2 | CA | 67878 | BESS1 | 50 | Batteries | MWH | BA | (U) Under construction, less than or equal to 50 percent complete | 50
2026 | 1 | 60059 | ZGlobal Inc | IPP | Merced 2 BESS | CA | 68518 | MRC2B | 2 | Batteries | MWH | BA | (U) Under construction, less than or equal to 50 percent complete | 2
2026 | 2 | 61012 | AES Distributed Energy | IPP | AES Mountain View Solar | HI | 66002 | MVSBA | 7 | Batteries | MWH | BA | (V) Under construction, more than 50 percent complete | 7
2026 | 2 | 61012 | AES Distributed Energy | IPP | AES Mountain View Solar | HI | 66002 | MVSPV | 7 | Solar Photovoltaic | SUN | PV | (V) Under construction, more than 50 percent complete | 7
2026 | 2 | 66387 | Babacomari Solar, LLC | IPP | Babacomari Solar | AZ | 67797 | BS | 160 | Solar Photovoltaic | SUN | PV | (U) Under construction, less than or equal to 50 percent complete | 160
2026 | 2 | 66552 | Blue Moon Energy LLC | IPP | Blue Moon | KY | 68000 | BLUMN | 70 | Solar Photovoltaic | SUN | PV | (U) Under construction, less than or equal to 50 percent complete | 70
2026 | 2 | 66904 | Boot Hill Solar LLC | IPP | Boot Hill Solar | KS | 68517 | BHS | 150 | Solar Photovoltaic | SUN | PV | (U) Under construction, less than or equal to 50 percent complete | 150
2026 | 2 | 61978 | Convergent Energy and Power LP | IPP | Bensonhurst Energy Storage 1 LLC | NY | 66497 | BHBA1 | 5 | Batteries | MWH | BA | (U) Under construction, less than or equal to 50 percent complete | 5
2026 | 2 | 61060 | Cypress Creek Renewables | IPP | Sundance (CO) | CO | 67666 | SUNDN | 74.9 | Solar Photovoltaic | SUN | PV | (L) Regulatory approvals pending. Not under construction | 74.9
2026 | 2 | 7140 | Georgia Power Co | Electric Utility | McGrau Ford Battery Storage Facility | GA | 68512 | 1 | 265 | Batteries | MWH | BA | (U) Under construction, less than or equal to 50 percent complete | 265
2026 | 2 | 67231 | Iron Springs BESS, LLC | IPP | Iron Springs BESS | UT | 69041 | ISBA | 80 | Batteries | MWH | BA | (U) Under construction, less than or equal to 50 percent complete | 80
2026 | 2 | 65439 | Lotus Infrastructure Global Operations, LLC | IPP | Grover Hill Wind, LLC | OH | 66359 | GHW | 140.3 | Onshore Wind Turbine | WND | WT | (T) Regulatory approvals received. Not under construction | 140.3
2026 | 2 | 65551 | Magruder Solar, LLC | IPP | Magruder Solar | NY | 66495 | PV1 | 5 | Solar Photovoltaic | SUN | PV | (V) Under construction, more than 50 percent complete | 5
2026 | 2 | 12303 | Merck & Co Inc-West Point | Industrial | West Point (PA) | PA | 52149 | GEN21 | 2.5 | Natural Gas Internal Combustion Engine | NG | IC | (T) Regulatory approvals received. Not under construction | 2.5
2026 | 2 | 56990 | NJR Clean Energy Ventures Corporation | IPP | North Franklin Solar | CT | 69014 | NFRKN | 5 | Solar Photovoltaic | SUN | PV | (U) Under construction, less than or equal to 50 percent complete | 5
2026 | 2 | 56990 | NJR Clean Energy Ventures Corporation | IPP | Windsor Solar One | CT | 68966 | WNDSR | 3 | Solar Photovoltaic | SUN | PV | (U) Under construction, less than or equal to 50 percent complete | 3
2026 | 2 | 65862 | NY Lodi I, LLC | IPP | Halsey Lane Solar | NY | 65827 | 1795 | 5 | Solar Photovoltaic | SUN | PV | (V) Under construction, more than 50 percent complete | 5
2026 | 2 | 66007 | NY Pulteney I, LLC | IPP | Chidsey Hill Road Solar | NY | 65828 | 1666 | 3 | Solar Photovoltaic | SUN | PV | (V) Under construction, more than 50 percent complete | 3
2026 | 2 | 58764 | Origis Energy USA, Inc | IPP | Wheatland | IN | 68534 | OEIN1 | 150 | Solar Photovoltaic | SUN | PV | (U) Under construction, less than or equal to 50 percent complete | 150
2026 | 2 | 65869 | Prologis Logistics Services Incorporated | IPP | Bensenville Ind Park 6-SLCHI406 | IL | 68128 | CH406 | 1.1 | Solar Photovoltaic | SUN | PV | (U) Under construction, less than or equal to 50 percent complete | 1.1
2026 | 2 | 65869 | Prologis Logistics Services Incorporated | IPP | Commerce Distribution Center 4-SLLAX113 | CA | 68238 | LA113 | 1.2 | Solar Photovoltaic | SUN | PV | (U) Under construction, less than or equal to 50 percent complete | 1.2
2026 | 2 | 65869 | Prologis Logistics Services Incorporated | IPP | Internationale Ctr 11-SLCHI321 | IL | 68138 | CH321 | 1.8 | Solar Photovoltaic | SUN | PV | (U) Under construction, less than or equal to 50 percent complete | 1.8
2026 | 2 | 65869 | Prologis Logistics Services Incorporated | IPP | Melrose Park 2-SLCHI547 | IL | 68140 | CH547 | 3 | Solar Photovoltaic | SUN | PV | (U) Under construction, less than or equal to 50 percent complete | 3
2026 | 2 | 66087 | Quail Ranch Solar and Battery Energy Storage System | IPP | Quail Ranch Solar and BESS | NM | 67204 | QRPV | 100 | Solar Photovoltaic | SUN | PV | (V) Under construction, more than 50 percent complete | 100
2026 | 2 | 67172 | SV CSG Corbell, LLC | IPP | SV CSG Corbell | IL | 68933 | CORB | 2 | Solar Photovoltaic | SUN | PV | (T) Regulatory approvals received. Not under construction | 2
2026 | 2 | 67173 | SV CSG East St Louis LLC | IPP | SV CSG East St Louis | IL | 68934 | EAST1 | 5 | Solar Photovoltaic | SUN | PV | (T) Regulatory approvals received. Not under construction | 5
2026 | 2 | 66141 | Solar PV Development NM 18 II LLC | IPP | Solar PV Development NM 18 II LLC | NM | 67260 | SPD | 130 | Solar Photovoltaic | SUN | PV | (V) Under construction, more than 50 percent complete | 130
2026 | 2 | 66853 | Sun Pond, LLC | IPP | Sun Pond | AZ | 68492 | GEN01 | 85 | Solar Photovoltaic | SUN | PV | (V) Under construction, more than 50 percent complete | 85
2026 | 2 | 66853 | Sun Pond, LLC | IPP | Sun Pond | AZ | 68492 | GEN02 | 85 | Batteries | MWH | BA | (V) Under construction, more than 50 percent complete | 85
2026 | 3 | 65684 | 549 Doles Ridge Rd Solar LLC | IPP | 549 Doles Ridge Rd Solar LLC | ME | 66665 | 549DR | 2.4 | Solar Photovoltaic | SUN | PV | (T) Regulatory approvals received. Not under construction | 2.4
2026 | 3 | 61012 | AES Distributed Energy | IPP | AES Waiawa Phase 2 Solar | HI | 66066 | WAIBA | 30 | Batteries | MWH | BA | (V) Under construction, more than 50 percent complete | 30
2026 | 3 | 61012 | AES Distributed Energy | IPP | AES Waiawa Phase 2 Solar | HI | 66066 | WAIPV | 30 | Solar Photovoltaic | SUN | PV | (V) Under construction, more than 50 percent complete | 30
2026 | 3 | 67217 | ATLAS Solar II, LLC | IPP | ATLAS II | AZ | 69054 | ALT2 | 100 | Solar Photovoltaic | SUN | PV | (V) Under construction, more than 50 percent complete | 100
2026 | 3 | 63004 | Abundant Solar Power Inc. | IPP | USNY - Markham Hollow Rd - 001 | NY | 67223 | SUNYF | 20 | Solar Photovoltaic | SUN | PV | (P) Planned for installation, but regulatory approvals not initiated | 20
2026 | 3 | 803 | Arizona Public Service Co | Electric Utility | Agave | AZ | 67964 | A400M | 150 | Batteries | MWH | BA | (V) Under construction, more than 50 percent complete | 150
2026 | 3 | 803 | Arizona Public Service Co | Electric Utility | Sundance | AZ | 55522 | CT11 | 45 | Natural Gas Fired Combustion Turbine | NG | GT | (V) Under construction, more than 50 percent complete | 45
2026 | 3 | 803 | Arizona Public Service Co | Electric Utility | Sundance | AZ | 55522 | CT12 | 45 | Natural Gas Fired Combustion Turbine | NG | GT | (V) Under construction, more than 50 percent complete | 45
2026 | 3 | 65654 | Birch Creek Development | IPP | Ruby Solar, LLC | IL | 68929 | RUBY | 50 | Solar Photovoltaic | SUN | PV | (V) Under construction, more than 50 percent complete | 50
2026 | 3 | 65691 | Branch Solar, LLC | IPP | Branch Solar Project | MI | 66697 | BS1 | 200 | Solar Photovoltaic | SUN | PV | (L) Regulatory approvals pending. Not under construction | 200
2026 | 3 | 66107 | Carne Energy Storage, LLC | IPP | Carne Energy Storage, LLC | NM | 67230 | CS | 130 | Batteries | MWH | BA | (V) Under construction, more than 50 percent complete | 130
2026 | 3 | 66536 | Cherry Valley PV I, LLC | IPP | Cherry Valley PV I | AR | 67992 | CHVLY | 135 | Solar Photovoltaic | SUN | PV | (V) Under construction, more than 50 percent complete | 135
2026 | 3 | 66534 | Cooks Mill PV I, LLC | IPP | Cooks Mill PV I | IL | 67991 | CKML | 99 | Solar Photovoltaic | SUN | PV | (V) Under construction, more than 50 percent complete | 99
2026 | 3 | 61060 | Cypress Creek Renewables | IPP | Ostrea Solar, LLC | WA | 66384 | GEN1 | 80 | Solar Photovoltaic | SUN | PV | (L) Regulatory approvals pending. Not under construction | 80
2026 | 3 | 5109 | DTE Electric Company | Electric Utility | Mission Road Solar Park | MI | 67756 | MSRSP | 172 | Solar Photovoltaic | SUN | PV | (V) Under construction, more than 50 percent complete | 172
2026 | 3 | 5248 | Dominion Energy Inc. | Electric Utility | Dulles Solar and Storage | VA | 65043 | DUSO | 100 | Solar Photovoltaic | SUN | PV | (V) Under construction, more than 50 percent complete | 100
2026 | 3 | 64609 | ENGIE Solidago Solar LLC | IPP | ENGIE Solidago Solar Project - Hybrid | DE | 65304 | BESS | 12.5 | Batteries | MWH | BA | (P) Planned for installation, but regulatory approvals not initiated | 12.5
2026 | 3 | 56201 | Engie North America | IPP | Noosa Energy Storage LLC | CA | 64531 | KOV4A | 99 | Batteries | MWH | BA | (U) Under construction, less than or equal to 50 percent complete | 99
2026 | 3 | 66018 | Excel Advantage Services, LLC | IPP | Fagus Solar Park | TX | 67123 | MISII | 331.6 | Solar Photovoltaic | SUN | PV | (V) Under construction, more than 50 percent complete | 331.6
2026 | 3 | 7140 | Georgia Power Co | Electric Utility | Moody Air Force Base Solar | GA | 62377 | 2 | 49.5 | Batteries | MWH | BA | (U) Under construction, less than or equal to 50 percent complete | 49.5
2026 | 3 | 7140 | Georgia Power Co | Electric Utility | Robins Air Force Base Solar | GA | 61648 | 2 | 128 | Batteries | MWH | BA | (U) Under construction, less than or equal to 50 percent complete | 128
2026 | 3 | 67196 | Gonzaga Ridge Battery Facility, LLC | IPP | Gonzaga Ridge Battery Facility | CA | 68980 | GRBF | 51.8 | Batteries | MWH | BA | (U) Under construction, less than or equal to 50 percent complete | 51.8
2026 | 3 | 67197 | Gonzaga Ridge Wind Farm, LLC | IPP | Gonzaga Ridge Wind Farm | CA | 68981 | GRWF1 | 40.3 | Onshore Wind Turbine | WND | WT | (U) Under construction, less than or equal to 50 percent complete | 40.3
2026 | 3 | 67197 | Gonzaga Ridge Wind Farm, LLC | IPP | Gonzaga Ridge Wind Farm | CA | 68981 | GRWF2 | 34.6 | Onshore Wind Turbine | WND | WT | (U) Under construction, less than or equal to 50 percent complete | 34.6
2026 | 3 | 67197 | Gonzaga Ridge Wind Farm, LLC | IPP | Gonzaga Ridge Wind Farm | CA | 68981 | GRWF3 | 57.9 | Onshore Wind Turbine | WND | WT | (U) Under construction, less than or equal to 50 percent complete | 57.9
2026 | 3 | 65451 | Grizzly Ridge Solar LLC | IPP | Grizzly Ridge Solar | TX | 66410 | 596 | 10 | Batteries | MWH | BA | (TS) Construction complete, but not yet in commercial operation | 10
2026 | 3 | 10071 | Kauai Island Utility Cooperative | Electric Utility | KRS I Anahola Solar Hybrid | HI | 58639 | BESS8 | 12 | Batteries | MWH | BA | (P) Planned for installation, but regulatory approvals not initiated | 12
2026 | 3 | 10071 | Kauai Island Utility Cooperative | Electric Utility | KRS II Koloa Solar | HI | 58640 | BESS7 | 12 | Batteries | MWH | BA | (P) Planned for installation, but regulatory approvals not initiated | 12
2026 | 3 | 10071 | Kauai Island Utility Cooperative | Electric Utility | Port Allen (HI) | HI | 6474 | BBA9 | 6 | Batteries | MWH | BA | (L) Regulatory approvals pending. Not under construction | 6
2026 | 3 | 50123 | Leeward Asset Management, LLC | IPP | Mayes County Solar | OK | 68006 | MYS | 101.5 | Solar Photovoltaic | SUN | PV | (U) Under construction, less than or equal to 50 percent complete | 101.5
2026 | 3 | 50123 | Leeward Asset Management, LLC | IPP | Saltbranch 2 | OK | 68009 | SB12 | 73 | Solar Photovoltaic | SUN | PV | (U) Under construction, less than or equal to 50 percent complete | 73
2026 | 3 | 50123 | Leeward Asset Management, LLC | IPP | Saltbranch Solar 1 | OK | 68007 | SLTB1 | 73 | Solar Photovoltaic | SUN | PV | (U) Under construction, less than or equal to 50 percent complete | 73
2026 | 3 | 50123 | Leeward Asset Management, LLC | IPP | Twelvemile Solar 1 & 2 | OK | 68088 | TS12 | 152 | Solar Photovoltaic | SUN | PV | (U) Under construction, less than or equal to 50 percent complete | 152
2026 | 3 | 62842 | Lightsource Renewable Energy Asset Management, LLC | IPP | Crossvine Solar | IN | 66441 | INCV1 | 100 | Solar Photovoltaic | SUN | PV | (OT) Other | 100
2026 | 3 | 62842 | Lightsource Renewable Energy Asset Management, LLC | IPP | Juliet Energy Project, LLC | OH | 68938 | OHJE1 | 50 | Solar Photovoltaic | SUN | PV | (U) Under construction, less than or equal to 50 percent complete | 50
2026 | 3 | 67097 | Limewood Bell Renewables LLC | IPP | Limewood Bell Renewables Solar | TX | 68853 | LMWOD | 204 | Solar Photovoltaic | SUN | PV | (V) Under construction, more than 50 percent complete | 204
2026 | 3 | 65088 | Nighthawk Energy Storage, LLC | IPP | Nighthawk Energy Storage, LLC | CA | 65889 | BESS | 300 | Batteries | MWH | BA | (V) Under construction, more than 50 percent complete | 300
2026 | 3 | 66726 | Nimbus Wind Farm LLC | IPP | Nimbus Wind Farm | AR | 68319 | NIM | 183 | Onshore Wind Turbine | WND | WT | (U) Under construction, less than or equal to 50 percent complete | 183
2026 | 3 | 14063 | Oklahoma Gas & Electric Co | Electric Utility | Tinker | OK | 63628 | 1 | 48 | Natural Gas Fired Combustion Turbine | NG | GT | (V) Under construction, more than 50 percent complete | 48.1
2026 | 3 | 14063 | Oklahoma Gas & Electric Co | Electric Utility | Tinker | OK | 63628 | 2 | 48 | Natural Gas Fired Combustion Turbine | NG | GT | (V) Under construction, more than 50 percent complete | 48.1
2026 | 3 | 66769 | Old 300 Storage Center, LLC | IPP | Old 300 Storage Center | TX | 68365 | 8681 | 250 | Batteries | MWH | BA | (U) Under construction, less than or equal to 50 percent complete | 250
2026 | 3 | 58764 | Origis Energy USA, Inc | IPP | Rockhound A | TX | 68592 | OERHA | 245 | Solar Photovoltaic | SUN | PV | (U) Under construction, less than or equal to 50 percent complete | 245
2026 | 3 | 58764 | Origis Energy USA, Inc | IPP | Walker Springs II | AL | 68669 | OEALH | 80 | Solar Photovoltaic | SUN | PV | (U) Under construction, less than or equal to 50 percent complete | 80
2026 | 3 | 64610 | Powells Creek Farm Solar, LLC | IPP | Powells Creek Solar - Hybrid | VA | 65305 | BESS | 17.5 | Batteries | MWH | BA | (P) Planned for installation, but regulatory approvals not initiated | 17.5
2026 | 3 | 66567 | Prospect Power, LLC | IPP | Prospect Power BESS | VA | 68055 | PPB | 150 | Batteries | MWH | BA | (U) Under construction, less than or equal to 50 percent complete | 150
2026 | 3 | 64953 | Putnam Meadow Solar Station, LLC | IPP | Putnam Meadow Solar Station | CT | 65710 | PTNM | 4 | Solar Photovoltaic | SUN | PV | (L) Regulatory approvals pending. Not under construction | 4
2026 | 3 | 65093 | RPCA Storage 1, LLC | IPP | Industrial Parkway Storage | CA | 65897 | INPKY | 9.8 | Batteries | MWH | BA | (T) Regulatory approvals received. Not under construction | 9.8
2026 | 3 | 66646 | ReWild Renewables, LLC | IPP | Maryland Line Road Solar | DE | 68212 | MDLN | 2.5 | Solar Photovoltaic | SUN | PV | (L) Regulatory approvals pending. Not under construction | 2.5
2026 | 3 | 65265 | Repsol Renewables NA | IPP | Hecate Energy Longhorn Solar LLC | TX | 68839 | RRPS | 650 | Solar Photovoltaic | SUN | PV | (U) Under construction, less than or equal to 50 percent complete | 650
2026 | 3 | 64607 | Salt City Solar LLC | IPP | Salt City Solar Project - Hybrid | OH | 65302 | BESS | 12.5 | Batteries | MWH | BA | (P) Planned for installation, but regulatory approvals not initiated | 12.5
2026 | 3 | 17058 | Shell Wind Energy Inc. | IPP | Choctaw Fields Solar Project, LLC | OK | 68786 | USMNC | 85 | Solar Photovoltaic | SUN | PV | (T) Regulatory approvals received. Not under construction | 85
2026 | 3 | 63396 | Sturbridge Road Solar Farm, LLC | IPP | Sturbridge Road Solar | MA | 63677 | STURB | 5 | Solar Photovoltaic | SUN | PV | (V) Under construction, more than 50 percent complete | 5
2026 | 3 | 64612 | Sunnybrook Farm Solar, LLC | IPP | Sunnybrook Solar Project - Hybrid | VA | 65307 | SUNB | 12.5 | Batteries | MWH | BA | (P) Planned for installation, but regulatory approvals not initiated | 12.5
2026 | 3 | 57313 | Tesla Inc. | IPP | City of Bowie | MD | 65130 | PV2 | 2 | Solar Photovoltaic | SUN | PV | (L) Regulatory approvals pending. Not under construction | 2
2026 | 3 | 66815 | Tidwell Prairie II LLC | IPP | Tidwell Prairie II | TX | 68425 | TWPII | 200 | Batteries | MWH | BA | (L) Regulatory approvals pending. Not under construction | 200
2026 | 3 | 66848 | VESI 15 LLC | IPP | Shirk Energy Storage | CA | 68494 | SHRK1 | 80 | Batteries | MWH | BA | (U) Under construction, less than or equal to 50 percent complete | 80
2026 | 3 | 5504 | Vistra Corp | IPP | Newton Solar BESS LLC | IL | 65401 | BA | 2 | Batteries | MWH | BA | (U) Under construction, less than or equal to 50 percent complete | 2
2026 | 3 | 5504 | Vistra Corp | IPP | Newton Solar BESS LLC | IL | 65401 | PV | 52 | Solar Photovoltaic | SUN | PV | (U) Under construction, less than or equal to 50 percent complete | 52
2026 | 4 | 66642 | City of Little Rock | Electric Utility | City of Little Rock Solar Array | AR | 68208 | LRZBR | 4.9 | Solar Photovoltaic | SUN | PV | (L) Regulatory approvals pending. Not under construction | 4.9
2026 | 4 | 61060 | Cypress Creek Renewables | IPP | Solitude | IL | 67643 | SOLIT | 5 | Solar Photovoltaic | SUN | PV | (L) Regulatory approvals pending. Not under construction | 5
2026 | 4 | 66870 | Delaware Ave Solar, LLC | IPP | Delaware Ave Solar | DE | 68195 | DEAVE | 4 | Solar Photovoltaic | SUN | PV | (T) Regulatory approvals received. Not under construction | 4
2026 | 4 | 5248 | Dominion Energy Inc. | Electric Utility | Moon Corner Solar | VA | 66313 | MOCO | 60 | Solar Photovoltaic | SUN | PV | (U) Under construction, less than or equal to 50 percent complete | 60
2026 | 4 | 58468 | Dominion Renewable Energy | Electric Utility | Alberta Solar | VA | 68070 | ALBER | 3 | Solar Photovoltaic | SUN | PV | (T) Regulatory approvals received. Not under construction | 3
2026 | 4 | 58468 | Dominion Renewable Energy | Electric Utility | Cerulean Solar | VA | 68074 | CERUL | 62 | Solar Photovoltaic | SUN | PV | (U) Under construction, less than or equal to 50 percent complete | 62
2026 | 4 | 6452 | Florida Power & Light Co | Electric Utility | Clover FL | FL | 68821 | 1 | 74.5 | Solar Photovoltaic | SUN | PV | (U) Under construction, less than or equal to 50 percent complete | 74.5
2026 | 4 | 6452 | Florida Power & Light Co | Electric Utility | North Orange | FL | 65883 | 1 | 74.5 | Solar Photovoltaic | SUN | PV | (U) Under construction, less than or equal to 50 percent complete | 74.5
2026 | 4 | 6452 | Florida Power & Light Co | Electric Utility | Sand Pine | FL | 68818 | 1 | 74.5 | Solar Photovoltaic | SUN | PV | (U) Under construction, less than or equal to 50 percent complete | 74.5
2026 | 4 | 6452 | Florida Power & Light Co | Electric Utility | Sea Grape | FL | 68819 | 1 | 74.5 | Solar Photovoltaic | SUN | PV | (U) Under construction, less than or equal to 50 percent complete | 74.5
2026 | 4 | 7490 | Grand River Dam Authority | Electric Utility | GREC | OK | 165 | 4 | 422 | Natural Gas Fired Combustion Turbine | NG | GT | (U) Under construction, less than or equal to 50 percent complete | 594
2026 | 4 | 66729 | Industrial Bravo Project, LLC | IPP | Isaac Solar | TX | 68380 | ISCPV | 50 | Solar Photovoltaic | SUN | PV | (L) Regulatory approvals pending. Not under construction | 51.6
2026 | 4 | 67176 | Kifer Energy Storage, LLC | IPP | Kifer BESS 1 | CA | 68953 | KB1 | 50 | Batteries | MWH | BA | (U) Under construction, less than or equal to 50 percent complete | 50
2026 | 4 | 66907 | Laketricity USA Inc. | IPP | Kama 1 LLC | CA | 68526 | 11B | 0.4 | Batteries | MWH | BA | (T) Regulatory approvals received. Not under construction | 0.4
2026 | 4 | 66800 | NorCal FPV 1, LLC | Industrial | NorCal FPV 1 | CA | 68439 | 17184 | 10 | Solar Photovoltaic | SUN | PV | (U) Under construction, less than or equal to 50 percent complete | 10
2026 | 4 | 66800 | NorCal FPV 1, LLC | IPP | NorCal FPV 1 (Pond 2) | CA | 68787 | 23889 | 1.8 | Solar Photovoltaic | SUN | PV | (U) Under construction, less than or equal to 50 percent complete | 1.8
2026 | 4 | 59300 | PNM Resources | Electric Utility | Sandia Energy Center | NM | 68210 | BESS | 60 | Batteries | MWH | BA | (U) Under construction, less than or equal to 50 percent complete | 60
2026 | 4 | 17470 | PUD No 1 of Snohomish County | Electric Utility | Arlington Battery Energy Storage System | WA | 67669 | ABESS | 25 | Batteries | MWH | BA | (U) Under construction, less than or equal to 50 percent complete | 25
2026 | 4 | 66844 | Pediment BESS I LLC | IPP | Pediment BESS I | AZ | 68477 | 1 | 250 | Batteries | MWH | BA | (U) Under construction, less than or equal to 50 percent complete | 250
2026 | 4 | 65869 | Prologis Logistics Services Incorporated | IPP | Romeoville 34B-SLCHI234 | IL | 68235 | C34BB | 0.5 | Batteries | MWH | BA | (L) Regulatory approvals pending. Not under construction | 0.5
2026 | 4 | 66869 | Rifle Range Road Solar, LLC | IPP | Rifle Range Road Solar | DE | 68196 | RIFPV | 4 | Solar Photovoltaic | SUN | PV | (T) Regulatory approvals received. Not under construction | 4
2026 | 4 | 66662 | SR Gray, LLC | IPP | SR Gray | TN | 68248 | GRAY | 6 | Solar Photovoltaic | SUN | PV | (T) Regulatory approvals received. Not under construction | 6
2026 | 4 | 65144 | Samsung C&T Renewables, LLC | IPP | Dolce BESS, LLC | TX | 67919 | DOLCE | 101.4 | Batteries | MWH | BA | (P) Planned for installation, but regulatory approvals not initiated | 101.4
2026 | 4 | 65144 | Samsung C&T Renewables, LLC | IPP | Richwood Solar and Storage | OH | 68019 | RICSS | 250 | Solar Photovoltaic | SUN | PV | (P) Planned for installation, but regulatory approvals not initiated | 250
2026 | 4 | 66451 | Stony Creek Solar, LLC | IPP | Stony Creek Solar | PA | 67879 | ENX26 | 15 | Solar Photovoltaic | SUN | PV | (T) Regulatory approvals received. Not under construction | 15
2026 | 4 | 24211 | Tucson Electric Power Co | Electric Utility | Roadrunner Reserve Phase 2 | AZ | 68937 | RDR2 | 200 | Batteries | MWH | BA | (U) Under construction, less than or equal to 50 percent complete | 200
2026 | 4 | 64457 | VCP Realty, LLC | IPP | Woodstock Solar One | CT | 65139 | VCP19 | 3 | Solar Photovoltaic | SUN | PV | (P) Planned for installation, but regulatory approvals not initiated | 3
2026 | 4 | 64545 | Vesper Energy Development LLC | IPP | Emerald Hill Energy Storage | TX | 68015 | EMHES | 250 | Batteries | MWH | BA | (P) Planned for installation, but regulatory approvals not initiated | 250
2026 | 5 | 67218 | ATLAS SOLAR IV, LLC | IPP | ATLAS SOLAR IV | AZ | 69055 | ALTS4 | 300 | Solar Photovoltaic | SUN | PV | (V) Under construction, more than 50 percent complete | 300
2026 | 5 | 67186 | Ashley Solar LLC PV | IPP | Ashley Solar LLC PV | IL | 68974 | 13526 | 5 | Solar Photovoltaic | SUN | PV | (U) Under construction, less than or equal to 50 percent complete | 5
2026 | 5 | 66180 | CPV Rogue's Wind, LLC | IPP | CPV Rogue's Wind, LLC | PA | 67348 | ROGUE | 109.9 | Onshore Wind Turbine | WND | WT | (U) Under construction, less than or equal to 50 percent complete | 114
2026 | 5 | 13157 | City of Omaha | Commercial | Papillion Creek Wastewater | NE | 55027 | 1600C | 2.4 | Natural Gas Internal Combustion Engine | NG | IC | (V) Under construction, more than 50 percent complete | 2.5
2026 | 5 | 13157 | City of Omaha | Commercial | Papillion Creek Wastewater | NE | 55027 | 1600D | 2.4 | Natural Gas Internal Combustion Engine | NG | IC | (V) Under construction, more than 50 percent complete | 2.5
2026 | 5 | 56769 | Consolidated Edison Development Inc. | IPP | Uvalde Solar 1 | TX | 66306 | UVPV1 | 150 | Solar Photovoltaic | SUN | PV | (P) Planned for installation, but regulatory approvals not initiated | 150
2026 | 5 | 61060 | Cypress Creek Renewables | IPP | Healing Springs Solar, LLC | NC | 66382 | GEN1 | 55 | Solar Photovoltaic | SUN | PV | (L) Regulatory approvals pending. Not under construction | 55
2026 | 5 | 5109 | DTE Electric Company | Electric Utility | Fish Creek Solar Park | MI | 67754 | FSCSP | 146.2 | Solar Photovoltaic | SUN | PV | (V) Under construction, more than 50 percent complete | 146.2
2026 | 5 | 64872 | Distributed Solar Development, LLC | IPP | Harrah's Atlantic City - POI 1 (Meeting | NJ | 66830 | P5376 | 2.3 | Solar Photovoltaic | SUN | PV | (U) Under construction, less than or equal to 50 percent complete | 2.3
2026 | 5 | 6455 | Duke Energy Florida, LLC | Electric Utility | Bailey Mill Solar | FL | 68052 | PV1 | 74.9 | Solar Photovoltaic | SUN | PV | (U) Under construction, less than or equal to 50 percent complete | 74.9
2026 | 5 | 22500 | Evergy Kansas Central, Inc | Electric Utility | Chanute Solar | KS | 69036 | CHANS | 6 | Solar Photovoltaic | SUN | PV | (T) Regulatory approvals received. Not under construction | 6
2026 | 5 | 67162 | Ferdinand Grid, LLC | IPP | Ferdinand Energy Center | TX | 68915 | 1 | 200 | Batteries | MWH | BA | (U) Under construction, less than or equal to 50 percent complete | 200
2026 | 5 | 65693 | Graceland Solar, LLC | IPP | Graceland Solar, LLC | TN | 66687 | GRA1 | 150 | Solar Photovoltaic | SUN | PV | (V) Under construction, more than 50 percent complete | 150
2026 | 5 | 66232 | Green River Energy Center, LLC | IPP | Green River Energy Center - Hybrid | UT | 67501 | GRBS | 400 | Batteries | MWH | BA | (V) Under construction, more than 50 percent complete | 400
2026 | 5 | 66232 | Green River Energy Center, LLC | IPP | Green River Energy Center - Hybrid | UT | 67501 | GRPV | 400 | Solar Photovoltaic | SUN | PV | (V) Under construction, more than 50 percent complete | 400
2026 | 5 | 65076 | HEN Infrastructure, L.L.C. | IPP | Coyote Springs (TX) | TX | 65811 | CYSTD | 9.9 | Petroleum Liquids | DFO | IC | (T) Regulatory approvals received. Not under construction | 9.9
2026 | 5 | 65076 | HEN Infrastructure, L.L.C. | IPP | Saddleback | TX | 65834 | SDBTD | 9.9 | Petroleum Liquids | DFO | IC | (T) Regulatory approvals received. Not under construction | 9.9
2026 | 5 | 65814 | Innovative Solar 245 LLC | IPP | Indigo Solar & Storage | TX | 66891 | 245BS | 180 | Batteries | MWH | BA | (P) Planned for installation, but regulatory approvals not initiated | 180
2026 | 5 | 65814 | Innovative Solar 245 LLC | IPP | Indigo Solar & Storage | TX | 66891 | IS245 | 150 | Solar Photovoltaic | SUN | PV | (P) Planned for installation, but regulatory approvals not initiated | 150
2026 | 5 | 49893 | Invenergy Services LLC | IPP | Yum Yum Solar LLC | TN | 63026 | GEN1 | 147 | Solar Photovoltaic | SUN | PV | (U) Under construction, less than or equal to 50 percent complete | 147
2026 | 5 | 50123 | Leeward Asset Management, LLC | IPP | Cradle Solar | TX | 65822 | CRAS0 | 225 | Solar Photovoltaic | SUN | PV | (L) Regulatory approvals pending. Not under construction | 225
2026 | 5 | 62842 | Lightsource Renewable Energy Asset Management, LLC | IPP | Mayapple Solar 1 | IN | 66138 | INMA1 | 224 | Solar Photovoltaic | SUN | PV | (T) Regulatory approvals received. Not under construction | 224
2026 | 5 | 66852 | PVS 2, LLC | IPP | Pleasant Valley Solar 2 Project | ID | 68487 | PVS2 | 125 | Solar Photovoltaic | SUN | PV | (U) Under construction, less than or equal to 50 percent complete | 125
2026 | 5 | 67159 | Padua 2 | IPP | Padua 2 | TX | 68913 | 12342 | 150 | Batteries | MWH | BA | (U) Under construction, less than or equal to 50 percent complete | 150
2026 | 5 | 67168 | Panoche BESS LLC | IPP | Iron BESS | CA | 68924 | IROB | 57 | Batteries | MWH | BA | (T) Regulatory approvals received. Not under construction | 59.5
2026 | 5 | 65869 | Prologis Logistics Services Incorporated | IPP | Bensenville Ind Park 12-SLCHI412 | IL | 68125 | CH412 | 1.1 | Solar Photovoltaic | SUN | PV | (U) Under construction, less than or equal to 50 percent complete | 1.1
2026 | 5 | 66699 | SR Millington II, LLC | IPP | SR Millington II | TN | 68326 | MILL2 | 74.9 | Solar Photovoltaic | SUN | PV | (T) Regulatory approvals received. Not under construction | 74.9
2026 | 5 | 67174 | SV CSG Roxana 1 LLC | IPP | SV CSG Roxana 1 | IL | 68935 | ROX1 | 2.5 | Solar Photovoltaic | SUN | PV | (L) Regulatory approvals pending. Not under construction | 2.5
2026 | 5 | 64994 | SolRiver Capital LLC | IPP | Canyonville Solar LLC (CSG) | OR | 66340 | PV1 | 2.5 | Solar Photovoltaic | SUN | PV | (L) Regulatory approvals pending. Not under construction | 2.5
2026 | 5 | 66849 | VESI 37 LLC | IPP | Bird Dog Energy Storage | TX | 68495 | BDOG1 | 60 | Batteries | MWH | BA | (U) Under construction, less than or equal to 50 percent complete | 60
2026 | 5 | 64545 | Vesper Energy Development LLC | IPP | Axton Solar | VA | 65462 | AXTON | 201.1 | Solar Photovoltaic | SUN | PV | (L) Regulatory approvals pending. Not under construction | 201.1
2026 | 5 | 20856 | Wisconsin Power & Light Co | Electric Utility | Vienna Walbec Customer Hosted | WI | 68502 | PV1 | 1.4 | Solar Photovoltaic | SUN | PV | (U) Under construction, less than or equal to 50 percent complete | 1.4
2026 | 6 | 67018 | 64NB 8me LLC | IPP | Aratina Solar Center 1A | CA | 68661 | 64BES | 75 | Batteries | MWH | BA | (U) Under construction, less than or equal to 50 percent complete | 75
2026 | 6 | 67018 | 64NB 8me LLC | IPP | Aratina Solar Center 1A | CA | 68661 | 64NB8 | 120 | Solar Photovoltaic | SUN | PV | (U) Under construction, less than or equal to 50 percent complete | 120
2026 | 6 | 60796 | 91MC 8me LLC | IPP | Aratina Solar Center 1B | CA | 61167 | 91MC8 | 200 | Solar Photovoltaic | SUN | PV | (U) Under construction, less than or equal to 50 percent complete | 200
2026 | 6 | 60796 | 91MC 8me LLC | IPP | Aratina Solar Center 1B | CA | 61167 | BESS | 125 | Batteries | MWH | BA | (U) Under construction, less than or equal to 50 percent complete | 125
2026 | 6 | 56101 | AMERESCO Ox Mountain Energy LLC | IPP | Ameresco Ox Mountain | CA | 56895 | 7 | 2.8 | Landfill Gas | LFG | IC | (L) Regulatory approvals pending. Not under construction | 3
2026 | 6 | 66716 | ATLAS BESS IV, LLC | IPP | Atlas BESS IV LLC | AZ | 68321 | ALT4 | 150 | Batteries | MWH | BA | (V) Under construction, more than 50 percent complete | 150
2026 | 6 | 57416 | Acciona Energy USA Global, LLC | IPP | Adelite Storage Project LLC | TX | 69004 | ADELI | 230 | Batteries | MWH | BA | (T) Regulatory approvals received. Not under construction | 230
2026 | 6 | 61514 | Agilitas Energy, Inc. | IPP | Manorville II | NY | 64758 | MANB | 0.8 | Batteries | MWH | BA | (L) Regulatory approvals pending. Not under construction | 0.8
2026 | 6 | 796 | Arizona Electric Pwr Coop Inc | Electric Utility | Apache Station | AZ | 160 | GT7 | 38 | Natural Gas Fired Combustion Turbine | NG | GT | (P) Planned for installation, but regulatory approvals not initiated | 41.4
2026 | 6 | 796 | Arizona Electric Pwr Coop Inc | Electric Utility | Apache Station | AZ | 160 | GT8 | 38 | Natural Gas Fired Combustion Turbine | NG | GT | (P) Planned for installation, but regulatory approvals not initiated | 41.4
2026 | 6 | 803 | Arizona Public Service Co | Electric Utility | Ironwood Solar | AZ | 68397 | I168M | 168 | Solar Photovoltaic | SUN | PV | (V) Under construction, more than 50 percent complete | 168
2026 | 6 | 66718 | Atlas VIII LLC | IPP | Atlas VIII | AZ | 68323 | ALT8A | 210.4 | Batteries | MWH | BA | (V) Under construction, more than 50 percent complete | 210.4
2026 | 6 | 66718 | Atlas VIII LLC | IPP | Atlas VIII | AZ | 68323 | ALT8B | 172 | Batteries | MWH | BA | (V) Under construction, more than 50 percent complete | 172
2026 | 6 | 64217 | Bald Mountain Solar LLC | IPP | Bald Mountain Solar | NY | 64598 | GEN1 | 20 | Solar Photovoltaic | SUN | PV | (P) Planned for installation, but regulatory approvals not initiated | 20
2026 | 6 | 61716 | Big Fork Solar | IPP | Big Fork Solar | SC | 62184 | 27 | 74.9 | Batteries | MWH | BA | (T) Regulatory approvals received. Not under construction | 74.9
2026 | 6 | 65654 | Birch Creek Development | IPP | Blue Jay Road Solar, LLC | MO | 68926 | BLUEJ | 60 | Solar Photovoltaic | SUN | PV | (T) Regulatory approvals received. Not under construction | 60
2026 | 6 | 65654 | Birch Creek Development | IPP | Elm Flats Solar | TX | 67552 | ELMBA | 50 | Batteries | MWH | BA | (P) Planned for installation, but regulatory approvals not initiated | 50
2026 | 6 | 65654 | Birch Creek Development | IPP | Elm Flats Solar | TX | 67552 | ELMFL | 125 | Solar Photovoltaic | SUN | PV | (P) Planned for installation, but regulatory approvals not initiated | 125
2026 | 6 | 67102 | Bloomfield Solar, LLC | IPP | Bloomfield Solar | NY | 68863 | PV1 | 5 | Solar Photovoltaic | SUN | PV | (P) Planned for installation, but regulatory approvals not initiated | 5
2026 | 6 | 66797 | Cadence Solar Energy LLC | IPP | Cadence Solar Energy Center | OH | 68431 | CADNC | 240 | Solar Photovoltaic | SUN | PV | (U) Under construction, less than or equal to 50 percent complete | 240
2026 | 6 | 66812 | Callisto II Energy Center LLC | IPP | Callisto II Energy Center | TX | 68422 | CALII | 400 | Batteries | MWH | BA | (P) Planned for installation, but regulatory approvals not initiated | 400
2026 | 6 | 67225 | Canyon Peak Power, LLC | IPP | Canyon Peak Power Station | CO | 68741 | CPP_1 | 22.2 | Natural Gas Fired Combustion Turbine | NG | GT | (L) Regulatory approvals pending. Not under construction | 26.1
2026 | 6 | 67225 | Canyon Peak Power, LLC | IPP | Canyon Peak Power Station | CO | 68741 | CPP_2 | 22.2 | Natural Gas Fired Combustion Turbine | NG | GT | (L) Regulatory approvals pending. Not under construction | 26.1
2026 | 6 | 67225 | Canyon Peak Power, LLC | IPP | Canyon Peak Power Station | CO | 68741 | CPP_4 | 22.2 | Natural Gas Fired Combustion Turbine | NG | GT | (L) Regulatory approvals pending. Not under construction | 26.1
2026 | 6 | 67225 | Canyon Peak Power, LLC | IPP | Canyon Peak Power Station | CO | 68741 | CPP_5 | 22.2 | Natural Gas Fired Combustion Turbine | NG | GT | (L) Regulatory approvals pending. Not under construction | 26.1
2026 | 6 | 66579 | Cape HoldCo LLC | IPP | Cape Generating Station | UT | 68068 | CP1G1 | 28 | Geothermal | GEO | BT | (U) Under construction, less than or equal to 50 percent complete | 53
2026 | 6 | 65384 | Cartier Energy, LLC | Commercial | Hartford Hospital Cogeneration | CT | 52061 | GEN6 | 6 | Natural Gas Fired Combustion Turbine | NG | GT | (P) Planned for installation, but regulatory approvals not initiated | 6
2026 | 6 | 65515 | Catalyze Moss Landing Hilltop Rd Microgrid, LLC | IPP | CA Moss Landing 3040 Hilltop Rd | CA | 66510 | 19616 | 1.2 | Solar Photovoltaic | SUN | PV | (U) Under construction, less than or equal to 50 percent complete | 1.2
2026 | 6 | 65515 | Catalyze Moss Landing Hilltop Rd Microgrid, LLC | IPP | CA Moss Landing 3040 Hilltop Rd | CA | 66510 | B9616 | 1 | Batteries | MWH | BA | (U) Under construction, less than or equal to 50 percent complete | 1
2026 | 6 | 67107 | Cavern Solar, LLC | IPP | Cavern | NY | 68858 | PV1 | 2 | Solar Photovoltaic | SUN | PV | (P) Planned for installation, but regulatory approvals not initiated | 2
2026 | 6 | 65102 | Clear View Solar, LLC | IPP | Clear View Solar | NY | 65931 | 3 | 20 | Solar Photovoltaic | SUN | PV | (P) Planned for installation, but regulatory approvals not initiated | 20
2026 | 6 | 59774 | Crawfordsville Energy LLC | IPP | Crawfordsville Power Plant | IN | 1024 | 8 | 16.3 | Natural Gas Fired Combined Cycle | NG | CS | (T) Regulatory approvals received. Not under construction | 16.3
2026 | 6 | 61060 | Cypress Creek Renewables | IPP | Gillard | IL | 67637 | GILLD | 5 | Solar Photovoltaic | SUN | PV | (L) Regulatory approvals pending. Not under construction | 5
2026 | 6 | 61060 | Cypress Creek Renewables | IPP | High Top Solar | WA | 65325 | 98936 | 80 | Solar Photovoltaic | SUN | PV | (T) Regulatory approvals received. Not under construction | 80
2026 | 6 | 5416 | Duke Energy Carolinas, LLC | IPP | Quail Holdings | NC | 60434 | PV1 | 30 | Solar Photovoltaic | SUN | PV | (L) Regulatory approvals pending. Not under construction | 30
2026 | 6 | 65594 | EnerSmart Storage | IPP | EnerSmart Mesa Heights Sub Station | CA | 66552 | MH162 | 3 | Batteries | MWH | BA | (L) Regulatory approvals pending. Not under construction | 3
2026 | 6 | 55937 | Entergy Texas Inc. | Electric Utility | Orange County Advanced Power Station | TX | 66621 | 1A | 396.6 | Natural Gas Fired Combined Cycle | NG | CT | (V) Under construction, more than 50 percent complete | 453
2026 | 6 | 55937 | Entergy Texas Inc. | Electric Utility | Orange County Advanced Power Station | TX | 66621 | 1B | 396.6 | Natural Gas Fired Combined Cycle | NG | CT | (V) Under construction, more than 50 percent complete | 453
2026 | 6 | 55937 | Entergy Texas Inc. | Electric Utility | Orange County Advanced Power Station | TX | 66621 | 1C | 365 | Natural Gas Fired Combined Cycle | NG | CA | (V) Under construction, more than 50 percent complete | 400
2026 | 6 | 66742 | Evans Creek Energy Storage LLC | IPP | Evans Creek Energy Storage Project | TX | 68334 | EVCRK | 103 | Batteries | MWH | BA | (U) Under construction, less than or equal to 50 percent complete | 103
2026 | 6 | 6763 | Freestone Power Generation LLC | IPP | Pin Oak Creek Energy Center, LLC | TX | 67500 | GT5 | 212 | Natural Gas Fired Combustion Turbine | NG | GT | (V) Under construction, more than 50 percent complete | 222
2026 | 6 | 6763 | Freestone Power Generation LLC | IPP | Pin Oak Creek Energy Center, LLC | TX | 67500 | GT6 | 212 | Natural Gas Fired Combustion Turbine | NG | GT | (V) Under construction, more than 50 percent complete | 222
2026 | 6 | 64218 | Greens Corners Solar | IPP | Greens Corners Solar | NY | 64599 | GEN1 | 120 | Solar Photovoltaic | SUN | PV | (P) Planned for installation, but regulatory approvals not initiated | 120
2026 | 6 | 67082 | Headwater Energy, LLC | IPP | Pruger Solar II | SC | 62293 | 64 | 2 | Solar Photovoltaic | SUN | PV | (T) Regulatory approvals received. Not under construction | 2
2026 | 6 | 65481 | Hecate Grid Gwent Storage 1, LLC | IPP | Hecate Grid Gwent Storage 1 | CA | 66409 | GWNT | 135 | Batteries | MWH | BA | (P) Planned for installation, but regulatory approvals not initiated | 135
2026 | 6 | 64741 | Homestead Energy Storage, LLC | IPP | Homestead Energy Storage LLC | CA | 65398 | HMSD1 | 14 | Batteries | MWH | BA | (T) Regulatory approvals received. Not under construction | 14
2026 | 6 | 63792 | Hornet Solar LLC | IPP | Hornet Solar | NC | 64167 | GEN | 73 | Solar Photovoltaic | SUN | PV | (L) Regulatory approvals pending. Not under construction | 73
2026 | 6 | 67039 | IP Quantum BESS, LLC | IPP | Quantum BESS | TX | 68759 | IPQ1B | 321 | Batteries | MWH | BA | (U) Under construction, less than or equal to 50 percent complete | 321
2026 | 6 | 67041 | IP Quantum II BESS, LLC | IPP | Quantum II BESS | TX | 68761 | IPQ2B | 321 | Batteries | MWH | BA | (U) Under construction, less than or equal to 50 percent complete | 321
2026 | 6 | 67042 | IP Quantum II, LLC | IPP | Quantum II Solar | TX | 68762 | IPQ2S | 374.4 | Solar Photovoltaic | SUN | PV | (U) Under construction, less than or equal to 50 percent complete | 374.4
2026 | 6 | 67040 | IP Quantum, LLC | IPP | Quantum Solar | TX | 68760 | IPQ1S | 374.4 | Solar Photovoltaic | SUN | PV | (U) Under construction, less than or equal to 50 percent complete | 374.4
2026 | 6 | 9191 | Idaho Power Co | Electric Utility | Boise Bench BESS | ID | 68799 | BOBS | 150 | Batteries | MWH | BA | (L) Regulatory approvals pending. Not under construction | 150
2026 | 6 | 9191 | Idaho Power Co | Electric Utility | Hemmingway BESS | ID | 66325 | 3 | 50 | Batteries | MWH | BA | (T) Regulatory approvals received. Not under construction | 50
2026 | 6 | 65764 | Lighthouse Pier S, LLC | IPP | Elevate Pier S | CA | 66787 | ELVPS | 70 | Batteries | MWH | BA | (L) Regulatory approvals pending. Not under construction | 70
2026 | 6 | 66625 | Lotus Wind, LLC | IPP | Lotus Wind | IL | 68192 | LOTUS | 200 | Onshore Wind Turbine | WND | WT | (P) Planned for installation, but regulatory approvals not initiated | 200
2026 | 6 | 66680 | Mondu Solar LLC | IPP | Mondu Solar LLC | LA | 68263 | M4515 | 150 | Solar Photovoltaic | SUN | PV | (P) Planned for installation, but regulatory approvals not initiated | 150
2026 | 6 | 12796 | Monongahela Power Co | Electric Utility | Wylie Ridge Solar | WV | 66901 | WRS | 8.4 | Solar Photovoltaic | SUN | PV | (U) Under construction, less than or equal to 50 percent complete | 8.4
2026 | 6 | 65627 | NRG THW GT LLC | IPP | NRG THW GT Electric Generating Station | TX | 66601 | GT61 | 204 | Natural Gas Fired Combustion Turbine | NG | GT | (U) Under construction, less than or equal to 50 percent complete | 188.7
2026 | 6 | 65627 | NRG THW GT LLC | IPP | NRG THW GT Electric Generating Station | TX | 66601 | GT62 | 204 | Natural Gas Fired Combustion Turbine | NG | GT | (U) Under construction, less than or equal to 50 percent complete | 188.7
2026 | 6 | 66234 | Nexus Renewables U.S. Inc. | IPP | Bell Creek BESS LLC | TX | 67535 | ASHU1 | 200.9 | Batteries | MWH | BA | (T) Regulatory approvals received. Not under construction | 200.9
2026 | 6 | 66234 | Nexus Renewables U.S. Inc. | IPP | Brazos River BESS LLC | TX | 68814 | ASHU2 | 180 | Batteries | MWH | BA | (P) Planned for installation, but regulatory approvals not initiated | 180
2026 | 6 | 58764 | Origis Energy USA, Inc | IPP | Rockhound C | TX | 68593 | OERHC | 61 | Solar Photovoltaic | SUN | PV | (U) Under construction, less than or equal to 50 percent complete | 61
2026 | 6 | 58764 | Origis Energy USA, Inc | IPP | Rockhound D | TX | 68594 | OERHD | 28 | Solar Photovoltaic | SUN | PV | (U) Under construction, less than or equal to 50 percent complete | 28
2026 | 6 | 56545 | Pattern Operators LP | IPP | SunZia Wind North | NM | 66924 | SZW-N | 1089 | Onshore Wind Turbine | WND | WT | (U) Under construction, less than or equal to 50 percent complete | 1089
2026 | 6 | 56545 | Pattern Operators LP | IPP | SunZia Wind South | NM | 66923 | SZW-S | 2561.2 | Onshore Wind Turbine | WND | WT | (U) Under construction, less than or equal to 50 percent complete | 2561.2
2026 | 6 | 14600 | Payson City Corporation | Electric Utility | Payson | UT | 7408 | 86-3C | 2.1 | Natural Gas Internal Combustion Engine | NG | IC | (U) Under construction, less than or equal to 50 percent complete | 2.4
2026 | 6 | 14600 | Payson City Corporation | Electric Utility | Payson | UT | 7408 | 86-4C | 2.1 | Natural Gas Internal Combustion Engine | NG | IC | (U) Under construction, less than or equal to 50 percent complete | 2.4
2026 | 6 | 14600 | Payson City Corporation | Electric Utility | Payson | UT | 7408 | 86-5C | 2.1 | Natural Gas Internal Combustion Engine | NG | IC | (U) Under construction, less than or equal to 50 percent complete | 2.4
2026 | 6 | 14600 | Payson City Corporation | Electric Utility | Payson | UT | 7408 | 86-6C | 2.1 | Natural Gas Internal Combustion Engine | NG | IC | (U) Under construction, less than or equal to 50 percent complete | 2.4
2026 | 6 | 14600 | Payson City Corporation | Electric Utility | Payson | UT | 7408 | 86-7C | 2.1 | Natural Gas Internal Combustion Engine | NG | IC | (U) Under construction, less than or equal to 50 percent complete | 2.4
2026 | 6 | 14600 | Payson City Corporation | Electric Utility | Payson | UT | 7408 | 86-8C | 2.1 | Natural Gas Internal Combustion Engine | NG | IC | (U) Under construction, less than or equal to 50 percent complete | 2.4
2026 | 6 | 66347 | Placid Solar II, LLC | IPP | Highland Solar North | FL | 64345 | 1112 | 74.9 | Solar Photovoltaic | SUN | PV | (L) Regulatory approvals pending. Not under construction | 74.9
2026 | 6 | 65869 | Prologis Logistics Services Incorporated | IPP | Romeoville 34A-SLCHI234 | IL | 68239 | C34AB | 0.5 | Batteries | MWH | BA | (L) Regulatory approvals pending. Not under construction | 0.5
2026 | 6 | 66646 | ReWild Renewables, LLC | IPP | Grears Corner Solar | DE | 68211 | GRER | 4 | Solar Photovoltaic | SUN | PV | (L) Regulatory approvals pending. Not under construction | 4
2026 | 6 | 64587 | Renegade Renewables, LLC | IPP | Renegade Solar Project (Dawn) | TX | 65310 | DAWN1 | 515 | Solar Photovoltaic | SUN | PV | (T) Regulatory approvals received. Not under construction | 515
2026 | 6 | 67185 | Ridge Farm Renewables LLC PV | IPP | Ridge Farm Renewables LLC PV | IL | 68973 | 13359 | 4 | Solar Photovoltaic | SUN | PV | (U) Under construction, less than or equal to 50 percent complete | 4
2026 | 6 | 66653 | SR Adamsville, LLC | IPP | SR Adamsville | TN | 68224 | ADAMV | 25 | Solar Photovoltaic | SUN | PV | (T) Regulatory approvals received. Not under construction | 25
2026 | 6 | 66663 | SR Horus, LLC | IPP | SR Horus | KY | 68249 | METTR | 79.7 | Solar Photovoltaic | SUN | PV | (T) Regulatory approvals received. Not under construction | 79.7
2026 | 6 | 66664 | SR Metter, LLC | IPP | SR Metter | GA | 68250 | METTR | 79.7 | Solar Photovoltaic | SUN | PV | (T) Regulatory approvals received. Not under construction | 79.7
2026 | 6 | 64994 | SolRiver Capital LLC | IPP | Rhubarb One SC | SC | 59596 | PV1 | 9.6 | Solar Photovoltaic | SUN | PV | (L) Regulatory approvals pending. Not under construction | 9.6
2026 | 6 | 64545 | Vesper Energy Development LLC | IPP | Hornet Solar II (TX) (Hybrid) | TX | 67985 | HRNT2 | 200 | Solar Photovoltaic | SUN | PV | (L) Regulatory approvals pending. Not under construction | 200
2026 | 6 | 64545 | Vesper Energy Development LLC | IPP | Hornet Solar II (TX) (Hybrid) | TX | 67985 | HRT2B | 200 | Batteries | MWH | BA | (L) Regulatory approvals pending. Not under construction | 200
2026 | 6 | 20323 | Wellhead Services, Inc | Industrial | North Johnson Energy Center | CA | 69030 | BESS1 | 50 | Batteries | MWH | BA | (U) Under construction, less than or equal to 50 percent complete | 50
2026 | 6 | 20856 | Wisconsin Power & Light Co | Electric Utility | Edgewater | WI | 4050 | BESS1 | 99 | Batteries | MWH | BA | (U) Under construction, less than or equal to 50 percent complete | 99
2026 | 6 | 60059 | ZGlobal Inc | IPP | Madena 3 | CA | 68519 | MDNA3 | 3.9 | Batteries | MWH | BA | (U) Under construction, less than or equal to 50 percent complete | 3.9
2026 | 6 | 60059 | ZGlobal Inc | IPP | Madena 4 | CA | 68520 | MNDA4 | 5 | Batteries | MWH | BA | (L) Regulatory approvals pending. Not under construction | 5
2026 | 7 | 63825 | 45MG 8me LLC | IPP | Aratina Solar Center 2 | CA | 64215 | 45MGA | 200 | Solar Photovoltaic | SUN | PV | (T) Regulatory approvals received. Not under construction | 200
2026 | 7 | 63825 | 45MG 8me LLC | IPP | Aratina Solar Center 2 | CA | 64215 | 45MGB | 200 | Batteries | MWH | BA | (T) Regulatory approvals received. Not under construction | 200
2026 | 7 | 64904 | AES Clean Energy | IPP | Armadillo Solar Center | TX | 64349 | 6666 | 175 | Solar Photovoltaic | SUN | PV | (U) Under construction, less than or equal to 50 percent complete | 175
2026 | 7 | 67225 | Canyon Peak Power, LLC | IPP | Canyon Peak Power Station | CO | 68741 | CPP_3 | 22.2 | Natural Gas Fired Combustion Turbine | NG | GT | (L) Regulatory approvals pending. Not under construction | 26.1
2026 | 7 | 67225 | Canyon Peak Power, LLC | IPP | Canyon Peak Power Station | CO | 68741 | CPP_6 | 22.2 | Natural Gas Fired Combustion Turbine | NG | GT | (L) Regulatory approvals pending. Not under construction | 26.1
2026 | 7 | 66211 | Cherrywood Solar, LLC | IPP | Cherrywood Solar I | MD | 67444 | 6794 | 145 | Solar Photovoltaic | SUN | PV | (U) Under construction, less than or equal to 50 percent complete | 145
2026 | 7 | 61060 | Cypress Creek Renewables | IPP | Payton | IL | 67662 | PAYTN | 70 | Solar Photovoltaic | SUN | PV | (L) Regulatory approvals pending. Not under construction | 70
2026 | 7 | 58468 | Dominion Renewable Energy | Electric Utility | Bridleton Solar | VA | 68072 | BRIDL | 20 | Solar Photovoltaic | SUN | PV | (L) Regulatory approvals pending. Not under construction | 20
2026 | 7 | 65594 | EnerSmart Storage | IPP | EnerSmart El Cajon BESS | CA | 66754 | EC01 | 3 | Batteries | MWH | BA | (L) Regulatory approvals pending. Not under construction | 3
2026 | 7 | 65741 | Hart Solar Partners, LLC | IPP | Hart Solar Project | MI | 66778 | HS1 | 120 | Solar Photovoltaic | SUN | PV | (P) Planned for installation, but regulatory approvals not initiated | 120
2026 | 7 | 67182 | Ho-Fel Solar LLC | IPP | Ho-Fel Solar | VA | 68970 | HOFEL | 50.2 | Solar Photovoltaic | SUN | PV | (T) Regulatory approvals received. Not under construction | 50.2
2026 | 7 | 65739 | Lake Iris Solar, LLC | IPP | Lake Iris Solar Project | MI | 66745 | LIS1 | 95.6 | Solar Photovoltaic | SUN | PV | (P) Planned for installation, but regulatory approvals not initiated | 95.6
2026 | 7 | 12796 | Monongahela Power Co | Electric Utility | Davis Solar (WV) | WV | 66870 | DAVS | 11.5 | Solar Photovoltaic | SUN | PV | (L) Regulatory approvals pending. Not under construction | 11.5
2026 | 7 | 12869 | Monterey Regional Waste Mgmt | Commercial | Marina Landfill Gas | CA | 10748 | FUTR1 | 1.6 | Landfill Gas | LFG | IC | (P) Planned for installation, but regulatory approvals not initiated | 1.6
2026 | 7 | 12869 | Monterey Regional Waste Mgmt | Commercial | Marina Landfill Gas | CA | 10748 | FUTR2 | 1.6 | Landfill Gas | LFG | IC | (P) Planned for installation, but regulatory approvals not initiated | 1.6
2026 | 7 | 12869 | Monterey Regional Waste Mgmt | Commercial | Marina Landfill Gas | CA | 10748 | FUTR3 | 1.6 | Landfill Gas | LFG | IC | (P) Planned for installation, but regulatory approvals not initiated | 1.6
2026 | 7 | 12869 | Monterey Regional Waste Mgmt | Commercial | Marina Landfill Gas | CA | 10748 | FUTR4 | 1.6 | Landfill Gas | LFG | IC | (P) Planned for installation, but regulatory approvals not initiated | 1.6
2026 | 7 | 67160 | Padua 3 | IPP | Padua 3 | TX | 68914 | 12343 | 200 | Batteries | MWH | BA | (U) Under construction, less than or equal to 50 percent complete | 200
2026 | 7 | 66002 | Pastoria Solar Energy Company, LLC | IPP | Pastoria Solar | CA | 67105 | GEN1 | 80 | Batteries | MWH | BA | (P) Planned for installation, but regulatory approvals not initiated | 80
2026 | 7 | 66449 | Potter Solar, LLC | IPP | Potter Solar | PA | 67876 | ENX35 | 35 | Solar Photovoltaic | SUN | PV | (T) Regulatory approvals received. Not under construction | 35
2026 | 7 | 65869 | Prologis Logistics Services Incorporated | IPP | Aurora 7-SLCHI307 | IL | 68119 | CH307 | 1.9 | Solar Photovoltaic | SUN | PV | (U) Under construction, less than or equal to 50 percent complete | 1.9
2026 | 7 | 65803 | Raven Storage, LLC | IPP | Raven Storage | TX | 68149 | RAVEB | 100 | Batteries | MWH | BA | (P) Planned for installation, but regulatory approvals not initiated | 100
2026 | 7 | 66667 | SR Sequatchie, LLC | IPP | SR Sequatchie | TN | 68254 | SEQUA | 8 | Solar Photovoltaic | SUN | PV | (T) Regulatory approvals received. Not under construction | 8
2026 | 7 | 65144 | Samsung C&T Renewables, LLC | IPP | Ursa Solar, LLC | WI | 65964 | URSA | 200 | Solar Photovoltaic | SUN | PV | (P) Planned for installation, but regulatory approvals not initiated | 200
2026 | 7 | 61950 | Terra-Gen Operating Co-Solar | IPP | Desert Breeze Solar, LLC | CA | 68045 | LOC3 | 125 | Solar Photovoltaic | SUN | PV | (P) Planned for installation, but regulatory approvals not initiated | 125
2026 | 7 | 63527 | Westlands Cherry, LLC | IPP | Cherry | CA | 63850 | BESS2 | 110 | Batteries | MWH | BA | (T) Regulatory approvals received. Not under construction | 110
2026 | 7 | 63527 | Westlands Cherry, LLC | IPP | Cherry | CA | 63850 | CHERY | 249.7 | Solar Photovoltaic | SUN | PV | (T) Regulatory approvals received. Not under construction | 249.7
2026 | 8 | 61514 | Agilitas Energy, Inc. | IPP | Manorville II | NY | 64758 | MAN | 0.6 | Solar Photovoltaic | SUN | PV | (L) Regulatory approvals pending. Not under construction | 0.6
2026 | 8 | 17612 | Bear Valley Electric Service | Electric Utility | Bear Valley Battery Plant | CA | 67257 | BVEB1 | 5 | Batteries | MWH | BA | (L) Regulatory approvals pending. Not under construction | 5
2026 | 8 | 17612 | Bear Valley Electric Service | Electric Utility | Bear Valley Solar Plant | CA | 67258 | BVES1 | 5 | Solar Photovoltaic | SUN | PV | (L) Regulatory approvals pending. Not under construction | 5
2026 | 8 | 63677 | Caden Energix New Kent, LLC | IPP | Caden Energix New Kent, LLC | VA | 64036 | ENX08 | 20 | Solar Photovoltaic | SUN | PV | (L) Regulatory approvals pending. Not under construction | 20
2026 | 8 | 66446 | Clermont Solar, LLC | IPP | Clermont Solar | PA | 67870 | ENX34 | 120 | Solar Photovoltaic | SUN | PV | (L) Regulatory approvals pending. Not under construction | 120
2026 | 8 | 64689 | Emery Meadow Solar Station, LLC | IPP | Emery Meadow Solar Station | ME | 65366 | EMSS | 16.4 | Solar Photovoltaic | SUN | PV | (T) Regulatory approvals received. Not under construction | 16.4
2026 | 8 | 67223 | Glenarm BESS LLC | Electric Utility | Glenarm BESS Plant | CA | 69024 | GLNB1 | 25 | Batteries | MWH | BA | (L) Regulatory approvals pending. Not under construction | 25
2026 | 8 | 60025 | Greenbacker Renewable Energy Corporation | IPP | Hecate Energy Cider Solar LLC | NY | 64163 | 11111 | 557 | Solar Photovoltaic | SUN | PV | (P) Planned for installation, but regulatory approvals not initiated | 557
2026 | 8 | 64077 | JVR Energy Park LLC | IPP | JVR Energy Park LLC | CA | 64428 | JVR1B | 70 | Batteries | MWH | BA | (P) Planned for installation, but regulatory approvals not initiated | 70
2026 | 8 | 66344 | Kingstree West 115 LLC | IPP | Kingstree West 115 | SC | 67723 | SOLAR | 74.9 | Solar Photovoltaic | SUN | PV | (T) Regulatory approvals received. Not under construction | 74.9
2026 | 8 | 13781 | Northern States Power Co - Minnesota | Electric Utility | Sherco Solar III | MN | 68777 | SHS03 | 250 | Solar Photovoltaic | SUN | PV | (U) Under construction, less than or equal to 50 percent complete | 250
2026 | 8 | 65869 | Prologis Logistics Services Incorporated | IPP | Elwood 1-SLCHI901 | IL | 68134 | CH901 | 1.3 | Solar Photovoltaic | SUN | PV | (U) Under construction, less than or equal to 50 percent complete | 1.3
2026 | 8 | 15466 | Public Service Co of Colorado | Electric Utility | Singing Grass Wind | CO | 68982 | SGG01 | 600 | Onshore Wind Turbine | WND | WT | (U) Under construction, less than or equal to 50 percent complete | 603
2026 | 8 | 66630 | Riverstone Solar, LLC | IPP | Riverstone Solar | VA | 68194 | RIVER | 149.5 | Solar Photovoltaic | SUN | PV | (L) Regulatory approvals pending. Not under construction | 149.5
2026 | 8 | 61950 | Terra-Gen Operating Co-Solar | IPP | Lockhart Solar PV IV, LLC | CA | 67510 | LOC4 | 80 | Solar Photovoltaic | SUN | PV | (P) Planned for installation, but regulatory approvals not initiated | 80
2026 | 8 | 24008 | University of Oregon | Commercial | Univ of Oregon Central Power Station | OR | 54950 | DG4 | 3 | Petroleum Liquids | DFO | IC | (L) Regulatory approvals pending. Not under construction | 3
2026 | 8 | 59726 | Windhub Solar B, LLC | IPP | Windhub Solar B, LLC | CA | 59969 | GEN01 | 26.4 | Solar Photovoltaic | SUN | PV | (L) Regulatory approvals pending. Not under construction | 26.4
2026 | 9 | 67083 | 1000 Mile Solar, LLC | IPP | 1000 Mile Solar | TX | 68847 | PV1 | 300 | Solar Photovoltaic | SUN | PV | (U) Under construction, less than or equal to 50 percent complete | 300
2026 | 9 | 63806 | 26SB 8me LLC | IPP | Bellefield 2 Solar & Energy Storage Farm | CA | 64209 | 26SBA | 500 | Solar Photovoltaic | SUN | PV | (P) Planned for installation, but regulatory approvals not initiated | 500
2026 | 9 | 67237 | Appleseed Solar, LLC | IPP | Appleseed Solar | IN | 69063 | APLS | 200 | Solar Photovoltaic | SUN | PV | (U) Under construction, less than or equal to 50 percent complete | 200
2026 | 9 | 15399 | Avangrid Power LLC | IPP | Tower Solar, LLC | OR | 68329 | TWS | 120 | Solar Photovoltaic | SUN | PV | (U) Under construction, less than or equal to 50 percent complete | 120
2026 | 9 | 66607 | Belltown Power Texas 2, LLC | IPP | Mcmurtre Storage | TX | 68171 | MCMBA | 176.1 | Batteries | MWH | BA | (L) Regulatory approvals pending. Not under construction | 176.1
2026 | 9 | 66607 | Belltown Power Texas 2, LLC | IPP | Willis Storage | TX | 68176 | WILBA | 176.1 | Batteries | MWH | BA | (L) Regulatory approvals pending. Not under construction | 176.1
2026 | 9 | 66617 | Big Elm Storage, LLC | IPP | Big Elm Storage | TX | 68181 | BELMB | 100 | Batteries | MWH | BA | (V) Under construction, more than 50 percent complete | 100
2026 | 9 | 19545 | Black Hills Power, Inc. | Electric Utility | Lange Generating Station | SD | 55478 | IC01 | 16.3 | Natural Gas Internal Combustion Engine | NG | IC | (T) Regulatory approvals received. Not under construction | 16.6
2026 | 9 | 19545 | Black Hills Power, Inc. | Electric Utility | Lange Generating Station | SD | 55478 | IC02 | 16.3 | Natural Gas Internal Combustion Engine | NG | IC | (T) Regulatory approvals received. Not under construction | 16.6
2026 | 9 | 19545 | Black Hills Power, Inc. | Electric Utility | Lange Generating Station | SD | 55478 | IC03 | 16.3 | Natural Gas Internal Combustion Engine | NG | IC | (T) Regulatory approvals received. Not under construction | 16.6
2026 | 9 | 19545 | Black Hills Power, Inc. | Electric Utility | Lange Generating Station | SD | 55478 | IC04 | 16.3 | Natural Gas Internal Combustion Engine | NG | IC | (T) Regulatory approvals received. Not under construction | 16.6
2026 | 9 | 19545 | Black Hills Power, Inc. | Electric Utility | Lange Generating Station | SD | 55478 | IC05 | 16.3 | Natural Gas Internal Combustion Engine | NG | IC | (T) Regulatory approvals received. Not under construction | 16.6
2026 | 9 | 19545 | Black Hills Power, Inc. | Electric Utility | Lange Generating Station | SD | 55478 | IC06 | 16.3 | Natural Gas Internal Combustion Engine | NG | IC | (T) Regulatory approvals received. Not under construction | 16.6
2026 | 9 | 66538 | Crooked Creek PV I, LLC | IPP | Crooked Creek PV I | IL | 67993 | CRDCK | 99 | Solar Photovoltaic | SUN | PV | (U) Under construction, less than or equal to 50 percent complete | 99
2026 | 9 | 61060 | Cypress Creek Renewables | IPP | Hanson | TX | 67657 | HANSO | 396 | Solar Photovoltaic | SUN | PV | (L) Regulatory approvals pending. Not under construction | 396
2026 | 9 | 61060 | Cypress Creek Renewables | IPP | Leatherleaf | NY | 67639 | LLEAF | 5 | Solar Photovoltaic | SUN | PV | (L) Regulatory approvals pending. Not under construction | 5
2026 | 9 | 65594 | EnerSmart Storage | IPP | EnerSmart Imperial Beach BESS | CA | 66551 | IB193 | 3 | Batteries | MWH | BA | (L) Regulatory approvals pending. Not under construction | 3
2026 | 9 | 65644 | Fish Lake Geothermal LLC | IPP | Fish Lake Geothermal | NV | 66618 | FL1 | 2.1 | Geothermal | GEO | ST | (P) Planned for installation, but regulatory approvals not initiated | 3.3
2026 | 9 | 65644 | Fish Lake Geothermal LLC | IPP | Fish Lake Geothermal | NV | 66618 | FL2 | 2.9 | Geothermal | GEO | ST | (P) Planned for installation, but regulatory approvals not initiated | 3.3
2026 | 9 | 65644 | Fish Lake Geothermal LLC | IPP | Fish Lake Geothermal | NV | 66618 | FL3 | 3.4 | Geothermal | GEO | ST | (P) Planned for installation, but regulatory approvals not initiated | 4.7
2026 | 9 | 65644 | Fish Lake Geothermal LLC | IPP | Fish Lake Geothermal | NV | 66618 | FL4 | 4.3 | Geothermal | GEO | ST | (P) Planned for installation, but regulatory approvals not initiated | 6.2
2026 | 9 | 65644 | Fish Lake Geothermal LLC | IPP | Fish Lake Geothermal | NV | 66618 | FL5 | 6.8 | Geothermal | GEO | ST | (P) Planned for installation, but regulatory approvals not initiated | 9
2026 | 9 | 66488 | Flora Solar, LLC | IPP | Flora Solar | IL | 67937 | FLOSO | 125 | Solar Photovoltaic | SUN | PV | (P) Planned for installation, but regulatory approvals not initiated | 125
2026 | 9 | 66266 | Form Energy Inc. | IPP | East Road Storage Project | CA | 67565 | CEC01 | 1.5 | Batteries | MWH | BA | (T) Regulatory approvals received. Not under construction | 1.5
2026 | 9 | 66736 | GREE bn, LLC | IPP | Greenwater BESS | WA | 68341 | GREE | 200 | Batteries | MWH | BA | (P) Planned for installation, but regulatory approvals not initiated | 200
2026 | 9 | 7140 | Georgia Power Co | Electric Utility | Hammond | GA | 708 | 5 | 57.5 | Batteries | MWH | BA | (U) Under construction, less than or equal to 50 percent complete | 57.5
2026 | 9 | 65986 | Gransolar Texas Three, LLC | IPP | Quarter Ranch Solar | TX | 67078 | GRS3 | 154 | Solar Photovoltaic | SUN | PV | (L) Regulatory approvals pending. Not under construction | 154.1
2026 | 9 | 65682 | IP Aramis, LLC | IPP | Aramis I Solar Project | CA | 66678 | IPAR1 | 100 | Solar Photovoltaic | SUN | PV | (L) Regulatory approvals pending. Not under construction | 100
2026 | 9 | 65682 | IP Aramis, LLC | IPP | Aramis I Solar Project | CA | 66678 | IPARB | 100 | Batteries | MWH | BA | (L) Regulatory approvals pending. Not under construction | 100
2026 | 9 | 67038 | IP Easley, LLC | IPP | Easley Solar | CA | 68758 | IPEA1 | 290 | Solar Photovoltaic | SUN | PV | (T) Regulatory approvals received. Not under construction | 290
2026 | 9 | 67038 | IP Easley, LLC | IPP | Easley Solar | CA | 68758 | IPEA2 | 350 | Batteries | MWH | BA | (T) Regulatory approvals received. Not under construction | 350
2026 | 9 | 62842 | Lightsource Renewable Energy Asset Management, LLC | IPP | Second Division Solar | TX | 65981 | TXSD2 | 30 | Batteries | MWH | BA | (L) Regulatory approvals pending. Not under construction | 30
2026 | 9 | 62842 | Lightsource Renewable Energy Asset Management, LLC | IPP | Starr Solar Ranch | TX | 65975 | TXSD2 | 180 | Batteries | MWH | BA | (L) Regulatory approvals pending. Not under construction | 180
2026 | 9 | 63467 | Naturgy Candela DevCo LLC | IPP | Mark Center Solar Project | OH | 65050 | MRC1 | 90 | Solar Photovoltaic | SUN | PV | (T) Regulatory approvals received. Not under construction | 90
2026 | 9 | 58764 | Origis Energy USA, Inc | IPP | Covington (MS) | MS | 65293 | OEMS4 | 96 | Solar Photovoltaic | SUN | PV | (T) Regulatory approvals received. Not under construction | 96
2026 | 9 | 14519 | Pasco County | IPP | Pasco Cnty Solid Waste Resource Recovery | FL | 50666 | GEN2 | 18 | Municipal Solid Waste | MSW | ST | (T) Regulatory approvals received. Not under construction | 20
2026 | 9 | 65869 | Prologis Logistics Services Incorporated | IPP | Fordyce - SLLAX680 | CA | 68792 | LA680 | 1.3 | Solar Photovoltaic | SUN | PV | (U) Under construction, less than or equal to 50 percent complete | 1.3
2026 | 9 | 65869 | Prologis Logistics Services Incorporated | IPP | South Bay Dis Ctr 6-SLLAX680 | CA | 68236 | LA680 | 1.3 | Solar Photovoltaic | SUN | PV | (U) Under construction, less than or equal to 50 percent complete | 1.3
2026 | 9 | 66255 | RIC Development, LLC | IPP | Zephyr Storage | TX | 67555 | RIC98 | 185.6 | Batteries | MWH | BA | (P) Planned for installation, but regulatory approvals not initiated | 185.6
2026 | 9 | 65144 | Samsung C&T Renewables, LLC | IPP | Champaign BESS, LLC | TX | 67917 | CHMPN | 202.7 | Batteries | MWH | BA | (P) Planned for installation, but regulatory approvals not initiated | 202.7
2026 | 9 | 67114 | Santa Teresa Solar | IPP | Santa Teresa Solar | NM | 68866 | SAN | 150 | Batteries | MWH | BA | (U) Under construction, less than or equal to 50 percent complete | 150
2026 | 9 | 67114 | Santa Teresa Solar | IPP | Santa Teresa Solar | NM | 68866 | STS | 150 | Solar Photovoltaic | SUN | PV | (U) Under construction, less than or equal to 50 percent complete | 150
2026 | 9 | 65715 | Strata Clean Energy | IPP | Longwing Solar | TX | 66705 | 11105 | 140 | Solar Photovoltaic | SUN | PV | (P) Planned for installation, but regulatory approvals not initiated | 140
2026 | 9 | 65715 | Strata Clean Energy | IPP | Peri Peri Solar | TX | 66708 | 11104 | 115 | Solar Photovoltaic | SUN | PV | (P) Planned for installation, but regulatory approvals not initiated | 115
2026 | 9 | 64952 | Turner Meadow Solar Station, LLC | IPP | Turner Meadow Solar Station | ME | 65709 | TRNR | 19.8 | Solar Photovoltaic | SUN | PV | (T) Regulatory approvals received. Not under construction | 19.8
2026 | 9 | 66454 | Wyatt Mill Solar LLC | IPP | Wyatt Mill Solar LLC | VA | 67881 | ENX30 | 82.5 | Solar Photovoltaic | SUN | PV | (P) Planned for installation, but regulatory approvals not initiated | 82.5
2026 | 10 | 924 | Associated Electric Coop, Inc | Electric Utility | Ripley Energy Center | OK | 67262 | RP1 | 411.4 | Natural Gas Fired Combustion Turbine | NG | GT | (L) Regulatory approvals pending. Not under construction | 419
2026 | 10 | 63793 | Bear Branch Solar LLC | IPP | Bear Branch Solar | NC | 64168 | GEN | 34.5 | Solar Photovoltaic | SUN | PV | (L) Regulatory approvals pending. Not under construction | 34.5
2026 | 10 | 65728 | Brenneman Solar LLC | IPP | Brenneman Solar Project | GA | 66744 | BRNMN | 150 | Solar Photovoltaic | SUN | PV | (T) Regulatory approvals received. Not under construction | 150
2026 | 10 | 61060 | Cypress Creek Renewables | IPP | Amerada | TX | 67649 | AMERA | 300 | Solar Photovoltaic | SUN | PV | (L) Regulatory approvals pending. Not under construction | 300
2026 | 10 | 61060 | Cypress Creek Renewables | IPP | South Davidson | NC | 67665 | SDAVI | 80 | Solar Photovoltaic | SUN | PV | (L) Regulatory approvals pending. Not under construction | 80
2026 | 10 | 5248 | Dominion Energy Inc. | Electric Utility | Clover Creek Solar | VA | 66315 | CCSO | 77.2 | Solar Photovoltaic | SUN | PV | (U) Under construction, less than or equal to 50 percent complete | 77.2
2026 | 10 | 5248 | Dominion Energy Inc. | Electric Utility | Courthouse Solar | VA | 66312 | CHSL | 167 | Solar Photovoltaic | SUN | PV | (L) Regulatory approvals pending. Not under construction | 167
2026 | 10 | 58468 | Dominion Renewable Energy | Electric Utility | Blue Ridge Solar | VA | 68073 | BLUER | 95 | Solar Photovoltaic | SUN | PV | (P) Planned for installation, but regulatory approvals not initiated | 95
2026 | 10 | 62760 | EDPR CA Solar Park VI LLC | IPP | EDPR CA Solar Park VI LLC (CA) Hybrid | CA | 62892 | SONR2 | 40 | Batteries | MWH | BA | (T) Regulatory approvals received. Not under construction | 40
2026 | 10 | 62760 | EDPR CA Solar Park VI LLC | IPP | EDPR CA Solar Park VI LLC (CA) Hybrid | CA | 62892 | SONRI | 200 | Solar Photovoltaic | SUN | PV | (T) Regulatory approvals received. Not under construction | 201
2026 | 10 | 5860 | Empire District Electric Co | Electric Utility | Riverton | KS | 1239 | 13 | 13.6 | Natural Gas Fired Combustion Turbine | NG | GT | (T) Regulatory approvals received. Not under construction | 13.5
2026 | 10 | 5860 | Empire District Electric Co | Electric Utility | Riverton | KS | 1239 | 14 | 13.6 | Natural Gas Fired Combustion Turbine | NG | GT | (T) Regulatory approvals received. Not under construction | 13.5
2026 | 10 | 67167 | Enterprise BESS LLC | IPP | Enterprise BESS | CA | 68923 | ENTB | 52 | Batteries | MWH | BA | (T) Regulatory approvals received. Not under construction | 54.1
2026 | 10 | 66622 | Firelands Wind, LLC | IPP | Firelands Wind | OH | 68186 | FIRE | 297 | Onshore Wind Turbine | WND | WT | (P) Planned for installation, but regulatory approvals not initiated | 297
2026 | 10 | 7140 | Georgia Power Co | Electric Utility | McGrau Ford Battery Storage Facility | GA | 68512 | 2 | 265 | Batteries | MWH | BA | (U) Under construction, less than or equal to 50 percent complete | 265
2026 | 10 | 66624 | Heritage Wind, LLC | IPP | Heritage Wind | NY | 68191 | HRTG | 126 | Onshore Wind Turbine | WND | WT | (P) Planned for installation, but regulatory approvals not initiated | 126
2026 | 10 | 65103 | Highbanks Solar, LLC | IPP | Highbanks Solar | NY | 65934 | 7 | 20 | Solar Photovoltaic | SUN | PV | (P) Planned for installation, but regulatory approvals not initiated | 20
2026 | 10 | 65792 | ITT Energy Tech Partners, LLC | Commercial | ITT Cogen Facility | IL | 52021 | GEN3 | 4.1 | Natural Gas Internal Combustion Engine | NG | IC | (P) Planned for installation, but regulatory approvals not initiated | 4.1
2026 | 10 | 65792 | ITT Energy Tech Partners, LLC | Commercial | ITT Cogen Facility | IL | 52021 | GEN4 | 4.1 | Natural Gas Internal Combustion Engine | NG | IC | (P) Planned for installation, but regulatory approvals not initiated | 4.1
2026 | 10 | 64077 | JVR Energy Park LLC | IPP | JVR Energy Park LLC | CA | 64428 | JVR1A | 90 | Solar Photovoltaic | SUN | PV | (L) Regulatory approvals pending. Not under construction | 90
2026 | 10 | 66831 | Key Energy Storage LLC | IPP | Key Energy Storage | CA | 68461 | KEYBA | 75 | Batteries | MWH | BA | (T) Regulatory approvals received. Not under construction | 75
2026 | 10 | 50123 | Leeward Asset Management, LLC | IPP | Blackford Solar | IN | 66960 | BLKSL | 150 | Solar Photovoltaic | SUN | PV | (T) Regulatory approvals received. Not under construction | 150
2026 | 10 | 66950 | Lydian Energy | IPP | Yellow Viking Solar | TX | 67222 | 1 | 170 | Solar Photovoltaic | SUN | PV | (L) Regulatory approvals pending. Not under construction | 170
2026 | 10 | 66369 | Mission Clean Energy Devco LLC | IPP | Bramble Energy Center | TX | 67767 | BECBA | 225.1 | Batteries | MWH | BA | (P) Planned for installation, but regulatory approvals not initiated | 225.1
2026 | 10 | 13491 | New York University | Commercial | New York University Central Plant | NY | 54808 | STG1 | 1.8 | Natural Gas Fired Combined Cycle | NG | CA | (P) Planned for installation, but regulatory approvals not initiated | 2.9
2026 | 10 | 64674 | Noria Hondo Solar LLC | IPP | Noria Hondo Solar (Hybrid) | TX | 65344 | 66148 | 145 | Solar Photovoltaic | SUN | PV | (L) Regulatory approvals pending. Not under construction | 145
2026 | 10 | 64674 | Noria Hondo Solar LLC | IPP | Noria Hondo Solar (Hybrid) | TX | 65344 | 66149 | 75 | Batteries | MWH | BA | (L) Regulatory approvals pending. Not under construction | 75
2026 | 10 | 13809 | NorthWestern Energy - (SD) | Electric Utility | Aberdeen CT | SD | 3338 | 3 | 15 | Natural Gas Fired Combustion Turbine | NG | GT | (P) Planned for installation, but regulatory approvals not initiated | 16
2026 | 10 | 13809 | NorthWestern Energy - (SD) | Electric Utility | Aberdeen CT | SD | 3338 | 4 | 15 | Natural Gas Fired Combustion Turbine | NG | GT | (P) Planned for installation, but regulatory approvals not initiated | 16
2026 | 10 | 15466 | Public Service Co of Colorado | Electric Utility | Arroyo Solar | CO | 69040 | ARY1 | 335 | Solar Photovoltaic | SUN | PV | (U) Under construction, less than or equal to 50 percent complete | 335
2026 | 10 | 66631 | Rocky Forge Wind, LLC | IPP | Rocky Forge Wind | VA | 68197 | ROCKY | 78 | Onshore Wind Turbine | WND | WT | (P) Planned for installation, but regulatory approvals not initiated | 78
2026 | 10 | 65079 | Solar Proponent LLC | IPP | Flag City Solar | TX | 65844 | FCSPV | 167.3 | Solar Photovoltaic | SUN | PV | (L) Regulatory approvals pending. Not under construction | 167.3
2026 | 10 | 65079 | Solar Proponent LLC | IPP | Lunis Creek Solar and BESS SLF | TX | 65852 | LUNBS | 621.4 | Batteries | MWH | BA | (L) Regulatory approvals pending. Not under construction | 621.4
2026 | 10 | 65079 | Solar Proponent LLC | IPP | Lunis Creek Solar and BESS SLF | TX | 65852 | LUNPV | 617.1 | Solar Photovoltaic | SUN | PV | (L) Regulatory approvals pending. Not under construction | 617.1
2026 | 10 | 65079 | Solar Proponent LLC | IPP | Tehuacana Creek 1 Solar and BESS | TX | 65855 | TE1PV | 836.8 | Solar Photovoltaic | SUN | PV | (L) Regulatory approvals pending. Not under construction | 836.8
2026 | 10 | 59056 | Tri Global Energy, LLC | IPP | Crosby County Wind Farm, LLC | TX | 60273 | WT1 | 150 | Onshore Wind Turbine | WND | WT | (P) Planned for installation, but regulatory approvals not initiated | 150
2026 | 10 | 59056 | Tri Global Energy, LLC | IPP | Easter | TX | 59971 | ESTR1 | 150 | Onshore Wind Turbine | WND | WT | (P) Planned for installation, but regulatory approvals not initiated | 150
2026 | 10 | 67187 | Washington Street Solar 1 LLC | IPP | Washington Street Solar 1 LLC | IL | 68975 | 17340 | 5 | Solar Photovoltaic | SUN | PV | (U) Under construction, less than or equal to 50 percent complete | 5
2026 | 11 | 63806 | 26SB 8me LLC | IPP | Bellefield 2 Solar & Energy Storage Farm | CA | 64209 | 26SBB | 500 | Batteries | MWH | BA | (P) Planned for installation, but regulatory approvals not initiated | 500
2026 | 11 | 66784 | 311SV 8me, LLC | IPP | Catclaw Solar | AZ | 68414 | CC8 | 200 | Solar Photovoltaic | SUN | PV | (L) Regulatory approvals pending. Not under construction | 200
2026 | 11 | 66784 | 311SV 8me, LLC | IPP | Catclaw Solar | AZ | 68414 | SV | 250 | Batteries | MWH | BA | (L) Regulatory approvals pending. Not under construction | 250
2026 | 11 | 61713 | B & K Solar | IPP | B & K Solar | SC | 62181 | 23 | 74.9 | Solar Photovoltaic | SUN | PV | (T) Regulatory approvals received. Not under construction | 74.9
2026 | 11 | 66607 | Belltown Power Texas 2, LLC | IPP | Dolomite Storage | TX | 68166 | DOLBA | 125.7 | Batteries | MWH | BA | (L) Regulatory approvals pending. Not under construction | 125.7
2026 | 11 | 61060 | Cypress Creek Renewables | IPP | Hyco Solar LLC | NC | 66383 | GEN1 | 80 | Solar Photovoltaic | SUN | PV | (L) Regulatory approvals pending. Not under construction | 80
2026 | 11 | 61060 | Cypress Creek Renewables | IPP | Wallie Storage | TX | 67668 | WALLE | 200 | Batteries | MWH | BA | (L) Regulatory approvals pending. Not under construction | 200
2026 | 11 | 5109 | DTE Electric Company | Electric Utility | Gratiot Solar Park | MI | 68850 | GRTSP | 50 | Solar Photovoltaic | SUN | PV | (U) Under construction, less than or equal to 50 percent complete | 50
2026 | 11 | 64519 | Deer Wood Storage, LLC | IPP | Deer Wood Storage, LLC | VA | 65145 | ENX12 | 30 | Batteries | MWH | BA | (P) Planned for installation, but regulatory approvals not initiated | 30
2026 | 11 | 65594 | EnerSmart Storage | IPP | EnerSmart Murray BESS | CA | 66755 | M01 | 3 | Batteries | MWH | BA | (P) Planned for installation, but regulatory approvals not initiated | 3
2026 | 11 | 65594 | EnerSmart Storage | IPP | EnerSmart Murray BESS | CA | 66755 | M02 | 3 | Batteries | MWH | BA | (P) Planned for installation, but regulatory approvals not initiated | 3
2026 | 11 | 65594 | EnerSmart Storage | IPP | EnerSmart Murray BESS | CA | 66755 | M03 | 3 | Batteries | MWH | BA | (P) Planned for installation, but regulatory approvals not initiated | 3
2026 | 11 | 65594 | EnerSmart Storage | IPP | EnerSmart Murray BESS | CA | 66755 | M04 | 3 | Batteries | MWH | BA | (P) Planned for installation, but regulatory approvals not initiated | 3
2026 | 11 | 65594 | EnerSmart Storage | IPP | EnerSmart Murray BESS | CA | 66755 | M05 | 3 | Batteries | MWH | BA | (P) Planned for installation, but regulatory approvals not initiated | 3
2026 | 11 | 65594 | EnerSmart Storage | IPP | EnerSmart Murray BESS | CA | 66755 | M06 | 3 | Batteries | MWH | BA | (P) Planned for installation, but regulatory approvals not initiated | 3
2026 | 11 | 66874 | Excelsior Energy Center, LLC | IPP | Excelsior Energy Center | NY | 68507 | EEC | 280 | Solar Photovoltaic | SUN | PV | (T) Regulatory approvals received. Not under construction | 280
2026 | 11 | 67048 | Greenlia Solar Power Misae III, LLC | IPP | Greenalia Solar Power Misae III | TX | 68769 | M3GSP | 185.4 | Solar Photovoltaic | SUN | PV | (T) Regulatory approvals received. Not under construction | 185.4
2026 | 11 | 65096 | Hatchery Solar, LLC | IPP | Hatchery Solar | NY | 65901 | 6 | 20 | Solar Photovoltaic | SUN | PV | (T) Regulatory approvals received. Not under construction | 20
2026 | 11 | 62765 | High Bridge Wind, LLC | IPP | High Bridge Wind Project | NY | 62894 | WT | 103.2 | Onshore Wind Turbine | WND | WT | (P) Planned for installation, but regulatory approvals not initiated | 103.2
2026 | 11 | 50123 | Leeward Asset Management, LLC | IPP | Sandhill Solar 2 | GA | 65884 | SAHS0 | 200 | Solar Photovoltaic | SUN | PV | (P) Planned for installation, but regulatory approvals not initiated | 200
2026 | 11 | 66950 | Lydian Energy | IPP | AC Ranch I | NM | 68578 | AC1S | 75 | Solar Photovoltaic | SUN | PV | (L) Regulatory approvals pending. Not under construction | 75
2026 | 11 | 11479 | Madison Gas & Electric Co | Electric Utility | Sunnyside Solar Energy Center | WI | 68054 | SNSB | 40 | Batteries | MWH | BA | (L) Regulatory approvals pending. Not under construction | 40
2026 | 11 | 11479 | Madison Gas & Electric Co | Electric Utility | Sunnyside Solar Energy Center | WI | 68054 | SNSS | 20 | Solar Photovoltaic | SUN | PV | (L) Regulatory approvals pending. Not under construction | 20
2026 | 11 | 66027 | Orsted Wind Power North America LLC | IPP | Revolution Wind | RI | 65500 | REVWD | 715 | Offshore Wind Turbine | WND | WS | (V) Under construction, more than 50 percent complete | 715
2026 | 11 | 65144 | Samsung C&T Renewables, LLC | IPP | Conez Solar, LLC | GA | 66671 | CONEZ | 150 | Solar Photovoltaic | SUN | PV | (P) Planned for installation, but regulatory approvals not initiated | 150
2026 | 11 | 63488 | Shady Hills Energy Center, LLC | IPP | Shady Hills Combined Cycle Facility | FL | 63802 | G001 | 538.3 | Natural Gas Fired Combined Cycle | NG | CS | (V) Under construction, more than 50 percent complete | 612
2026 | 11 | 66450 | Spout Spring Solar, LLC | IPP | Spout Spring Solar | VA | 67877 | ENX31 | 60 | Solar Photovoltaic | SUN | PV | (P) Planned for installation, but regulatory approvals not initiated | 60
2026 | 11 | 64951 | Warren Meadow Solar Station, LLC | IPP | Warren Meadow Solar Station | ME | 65708 | WMSS | 74.5 | Solar Photovoltaic | SUN | PV | (T) Regulatory approvals received. Not under construction | 74.5
2026 | 11 | 66886 | Watkins Road Solar NY LLC | IPP | SunEast Watkins Road Solar Project | NY | 62896 | Q586 | 20 | Solar Photovoltaic | SUN | PV | (T) Regulatory approvals received. Not under construction | 20
2026 | 11 | 63528 | Westlands Grape, LLC | IPP | Grape | CA | 63851 | GRAPE | 246.4 | Solar Photovoltaic | SUN | PV | (T) Regulatory approvals received. Not under construction | 246.4
2026 | 12 | 66818 | 301AK 8me LLC | IPP | Kitt Solar | AZ | 68452 | KITTB | 100 | Batteries | MWH | BA | (P) Planned for installation, but regulatory approvals not initiated | 100
2026 | 12 | 66818 | 301AK 8me LLC | IPP | Kitt Solar | AZ | 68452 | KITTS | 100 | Solar Photovoltaic | SUN | PV | (P) Planned for installation, but regulatory approvals not initiated | 100
2026 | 12 | 64904 | AES Clean Energy | IPP | Hecate Energy Pulaski 1 | VA | 65665 | HEPU1 | 150 | Solar Photovoltaic | SUN | PV | (L) Regulatory approvals pending. Not under construction | 150
2026 | 12 | 15399 | Avangrid Power LLC | IPP | Bright Mountain Solar | KY | 67990 | BM1 | 80 | Solar Photovoltaic | SUN | PV | (P) Planned for installation, but regulatory approvals not initiated | 80
2026 | 12 | 15399 | Avangrid Power LLC | IPP | Mohawk Solar | NY | 64253 | S1 | 90.5 | Solar Photovoltaic | SUN | PV | (L) Regulatory approvals pending. Not under construction | 90.5
2026 | 12 | 15399 | Avangrid Power LLC | IPP | Osagrove Flats Wind | IL | 67347 | OF1 | 150 | Onshore Wind Turbine | WND | WT | (U) Under construction, less than or equal to 50 percent complete | 3
2026 | 12 | 66061 | BQ Energy Development | IPP | Nottingham Solar | OH | 66658 | NOTT | 100 | Solar Photovoltaic | SUN | PV | (P) Planned for installation, but regulatory approvals not initiated | 100
2026 | 12 | 66607 | Belltown Power Texas 2, LLC | IPP | Brotherton Storage | TX | 68165 | BROBA | 176.1 | Batteries | MWH | BA | (L) Regulatory approvals pending. Not under construction | 176.1
2026 | 12 | 66607 | Belltown Power Texas 2, LLC | IPP | Mcgee Storage | TX | 68170 | MCGBA | 151.3 | Batteries | MWH | BA | (L) Regulatory approvals pending. Not under construction | 151.3
2026 | 12 | 66607 | Belltown Power Texas 2, LLC | IPP | Stegall Solar and Storage | TX | 68174 | STEBA | 50.5 | Batteries | MWH | BA | (L) Regulatory approvals pending. Not under construction | 50.5
2026 | 12 | 66607 | Belltown Power Texas 2, LLC | IPP | Stegall Solar and Storage | TX | 68174 | STEPV | 81.6 | Solar Photovoltaic | SUN | PV | (L) Regulatory approvals pending. Not under construction | 81.6
2026 | 12 | 66607 | Belltown Power Texas 2, LLC | IPP | Windmill Ridge Storage | TX | 68177 | WINBA | 151.4 | Batteries | MWH | BA | (L) Regulatory approvals pending. Not under construction | 151.4
2026 | 12 | 67152 | CDH Vidal LLC | IPP | Vidal Energy Center | CA | 68907 | 1 | 160 | Batteries | MWH | BA | (U) Under construction, less than or equal to 50 percent complete | 160
2026 | 12 | 67152 | CDH Vidal LLC | IPP | Vidal Energy Center | CA | 68907 | 2 | 160 | Solar Photovoltaic | SUN | PV | (U) Under construction, less than or equal to 50 percent complete | 160
2026 | 12 | 67105 | CP Tully Five LLC | IPP | Tully 5 | NY | 68860 | PV1 | 2 | Solar Photovoltaic | SUN | PV | (P) Planned for installation, but regulatory approvals not initiated | 2
2026 | 12 | 67104 | CP Tully Four LLC | IPP | Tully 4 | NY | 68861 | PV1 | 5 | Solar Photovoltaic | SUN | PV | (P) Planned for installation, but regulatory approvals not initiated | 5
2026 | 12 | 64369 | Canyonland Solar LLC | IPP | Coyote Gulch Solar | CO | 64857 | C0513 | 140 | Solar Photovoltaic | SUN | PV | (P) Planned for installation, but regulatory approvals not initiated | 140
2026 | 12 | 65870 | Carol Wind, LLC | IPP | Carol Wind, LLC | TX | 66976 | WAPPA | 167.8 | Onshore Wind Turbine | WND | WT | (T) Regulatory approvals received. Not under construction | 167.8
2026 | 12 | 65180 | Cedar Island Solar LLC | IPP | Cedar Island Solar LLC | OR | 66011 | PV1 | 800 | Solar Photovoltaic | SUN | PV | (L) Regulatory approvals pending. Not under construction | 800
2026 | 12 | 67189 | Clear Fork | IPP | Clear Fork Creek Solar and BESS SLF | TX | 65842 | CFCBS | 600 | Batteries | MWH | BA | (L) Regulatory approvals pending. Not under construction | 600
2026 | 12 | 67189 | Clear Fork | IPP | Clear Fork Creek Solar and BESS SLF | TX | 65842 | CFCPV | 600 | Solar Photovoltaic | SUN | PV | (L) Regulatory approvals pending. Not under construction | 600
2026 | 12 | 3265 | Cleco Power LLC | Electric Utility | Dolet Hills Solar | LA | 68785 | DHS1 | 240 | Solar Photovoltaic | SUN | PV | (T) Regulatory approvals received. Not under construction | 240
2026 | 12 | 67141 | Clover Creek Solar Project LLC d/b/a New Frontiers Solar Park | IPP | New Frontiers Solar | KY | 68897 | PVSI | 100 | Solar Photovoltaic | SUN | PV | (P) Planned for installation, but regulatory approvals not initiated | 100
2026 | 12 | 56769 | Consolidated Edison Development Inc. | IPP | Switchgrass Solar, LLC | VA | 66124 | SSPV | 70 | Solar Photovoltaic | SUN | PV | (P) Planned for installation, but regulatory approvals not initiated | 70
2026 | 12 | 4254 | Consumers Energy Co - (MI) | Electric Utility | Karn Solar Energy Center | MI | 67998 | KSEC | 80 | Solar Photovoltaic | SUN | PV | (U) Under construction, less than or equal to 50 percent complete | 80
2026 | 12 | 4254 | Consumers Energy Co - (MI) | Electric Utility | Spring Creek Agri-Energy Center | MI | 67999 | SCAEC | 140 | Solar Photovoltaic | SUN | PV | (U) Under construction, less than or equal to 50 percent complete | 140
2026 | 12 | 4254 | Consumers Energy Co - (MI) | Electric Utility | Sunfish Solar 2 | MI | 68745 | SS2 | 360 | Solar Photovoltaic | SUN | PV | (U) Under construction, less than or equal to 50 percent complete | 360
2026 | 12 | 64967 | Contour Global | IPP | Black Hollow Sun | CO | 64745 | BHS02 | 107 | Solar Photovoltaic | SUN | PV | (T) Regulatory approvals received. Not under construction | 107
2026 | 12 | 61060 | Cypress Creek Renewables | IPP | Fort Watt Storage | TX | 67656 | FWATT | 200 | Batteries | MWH | BA | (L) Regulatory approvals pending. Not under construction | 200
2026 | 12 | 61060 | Cypress Creek Renewables | IPP | Jerboa Storage | TX | 67658 | JERBO | 200 | Batteries | MWH | BA | (L) Regulatory approvals pending. Not under construction | 200
2026 | 12 | 61060 | Cypress Creek Renewables | IPP | Kinglet | VA | 67647 | KINGL | 5 | Solar Photovoltaic | SUN | PV | (L) Regulatory approvals pending. Not under construction | 5
2026 | 12 | 61060 | Cypress Creek Renewables | IPP | Langer | TX | 67659 | LANGE | 245 | Solar Photovoltaic | SUN | PV | (L) Regulatory approvals pending. Not under construction | 245
2026 | 12 | 61060 | Cypress Creek Renewables | IPP | Third Coast BESS, LLC | TX | 67667 | 3COAS | 100 | Batteries | MWH | BA | (T) Regulatory approvals received. Not under construction | 100
2026 | 12 | 5109 | DTE Electric Company | Electric Utility | Trenton Channel Energy Center | MI | 67759 | TCHEC | 220 | Batteries | MWH | BA | (U) Under construction, less than or equal to 50 percent complete | 220
2026 | 12 | 61951 | Dodge County Wind, LLC | IPP | Dodge County Wind | MN | 62437 | WT | 252 | Onshore Wind Turbine | WND | WT | (T) Regulatory approvals received. Not under construction | 260
2026 | 12 | 66876 | Dog Corners Solar NY LLC | IPP | SunEast Dog Corners Solar Project | NY | 62823 | Q584 | 20 | Solar Photovoltaic | SUN | PV | (T) Regulatory approvals received. Not under construction | 20
2026 | 12 | 5248 | Dominion Energy Inc. | Electric Utility | Dulles Solar and Storage | VA | 65043 | DUST | 50 | Batteries | MWH | BA | (L) Regulatory approvals pending. Not under construction | 50
2026 | 12 | 57170 | EDF Renewable Asset Holdings, Inc. | IPP | Walleye Solar (Sandow II) | TX | 68231 | SDTWO | 369 | Solar Photovoltaic | SUN | PV | (P) Planned for installation, but regulatory approvals not initiated | 369
2026 | 12 | 64452 | EDF Renewables Development, Inc. | IPP | Grand River Energy Center Solar | OK | 68093 | GRECS | 84 | Solar Photovoltaic | SUN | PV | (P) Planned for installation, but regulatory approvals not initiated | 84
2026 | 12 | 67140 | Eagle Creek Solar Park LLC | IPP | Eagle Creek Solar Park LLC | MI | 68898 | ECS1 | 120 | Solar Photovoltaic | SUN | PV | (P) Planned for installation, but regulatory approvals not initiated | 120
2026 | 12 | 65080 | Elio Energy LLC | IPP | Elio Energy LLC | TX | 65850 | ELIBS | 300 | Batteries | MWH | BA | (P) Planned for installation, but regulatory approvals not initiated | 300
2026 | 12 | 67103 | Emerson Solar, LLC | IPP | Emerson NY | NY | 68862 | PV1 | 5 | Solar Photovoltaic | SUN | PV | (P) Planned for installation, but regulatory approvals not initiated | 5
2026 | 12 | 67106 | Endicott NY Solar Farm, LLC | IPP | Endicott | NY | 68859 | PV1 | 5 | Solar Photovoltaic | SUN | PV | (P) Planned for installation, but regulatory approvals not initiated | 5
2026 | 12 | 64174 | FPS Cedar Creek Solar LLC | IPP | Cedar Creek Solar | DE | 64543 | 1 | 114 | Solar Photovoltaic | SUN | PV | (L) Regulatory approvals pending. Not under construction | 114
2026 | 12 | 64176 | FPS Potic Solar LLC | IPP | Potic Solar | NY | 64541 | 1 | 4.9 | Solar Photovoltaic | SUN | PV | (L) Regulatory approvals pending. Not under construction | 4.9
2026 | 12 | 66878 | Flat Hill Solar NY LLC | IPP | SunEast Flat Hill Solar Project | NY | 63901 | Q#865 | 20 | Solar Photovoltaic | SUN | PV | (T) Regulatory approvals received. Not under construction | 20
2026 | 12 | 63524 | Freepoint Commodities LLC | IPP | Shaftsbury Solar | VT | 64064 | SHAFT | 20 | Solar Photovoltaic | SUN | PV | (P) Planned for installation, but regulatory approvals not initiated | 20
2026 | 12 | 66186 | Funston Solar, LLC | IPP | Funston Solar | TX | 67359 | 4666 | 350 | Solar Photovoltaic | SUN | PV | (P) Planned for installation, but regulatory approvals not initiated | 350
2026 | 12 | 65157 | Garcitas Creek Solar, LLC | IPP | Garcitas Creek Solar | TX | 65973 | GCS | 201.9 | Solar Photovoltaic | SUN | PV | (L) Regulatory approvals pending. Not under construction | 201.9
2026 | 12 | 7140 | Georgia Power Co | Electric Utility | Yates | GA | 728 | 8 | 418.4 | Natural Gas Fired Combustion Turbine | NG | GT | (P) Planned for installation, but regulatory approvals not initiated | 482.8
2026 | 12 | 66373 | Gransolar Texas Two LLC | IPP | Cuchillas PV and BESS | TX | 67776 | GRS2B | 306.9 | Batteries | MWH | BA | (L) Regulatory approvals pending. Not under construction | 306.9
2026 | 12 | 66879 | Grassy Knoll Solar NY LLC | IPP | SunEast Grassy Knoll Solar Project | NY | 63863 | Q#885 | 20 | Solar Photovoltaic | SUN | PV | (T) Regulatory approvals received. Not under construction | 20
2026 | 12 | 66901 | Greer Solar, LLC | IPP | Greer Solar Plant | MS | 68515 | GREER | 200 | Solar Photovoltaic | SUN | PV | (P) Planned for installation, but regulatory approvals not initiated | 200
2026 | 12 | 63839 | Hecate Grid Clermont 1 LLC | IPP | Clermont | NY | 64236 | CLRMT | 100 | Batteries | MWH | BA | (P) Planned for installation, but regulatory approvals not initiated | 100
2026 | 12 | 66880 | Highview Solar NY LLC | IPP | SunEast Highview Solar Project | NY | 63866 | Q#591 | 20 | Solar Photovoltaic | SUN | PV | (T) Regulatory approvals received. Not under construction | 20
2026 | 12 | 66881 | Hills Solar NY LLC | IPP | SunEast Hills Solar Project | NY | 62895 | Q581 | 20 | Solar Photovoltaic | SUN | PV | (T) Regulatory approvals received. Not under construction | 20
2026 | 12 | 66882 | Hilltop Solar NY LLC | IPP | SunEast Hilltop Solar Project | NY | 63868 | Q#807 | 20 | Solar Photovoltaic | SUN | PV | (T) Regulatory approvals received. Not under construction | 20
2026 | 12 | 61001 | Hu Honua Bioenergy, LLC | IPP | Hu Honua Bioenergy Facility | HI | 61364 | HHB | 32 | Other Waste Biomass | OBS | ST | (V) Under construction, more than 50 percent complete | 36
2026 | 12 | 67202 | Hubbard Wind II, LLC | IPP | Hubbard Wind II | TX | 69010 | 5111 | 304.5 | Onshore Wind Turbine | WND | WT | (P) Planned for installation, but regulatory approvals not initiated | 304.5
2026 | 12 | 67154 | Imperial Sun Solar LLC | IPP | Imperial Sun Solar | CA | 68909 | ISSBA | 100 | Batteries | MWH | BA | (P) Planned for installation, but regulatory approvals not initiated | 100
2026 | 12 | 67154 | Imperial Sun Solar LLC | IPP | Imperial Sun Solar | CA | 68909 | ISSPV | 100 | Solar Photovoltaic | SUN | PV | (P) Planned for installation, but regulatory approvals not initiated | 100
2026 | 12 | 49893 | Invenergy Services LLC | IPP | Alle-Catt Wind Energy LLC | NY | 62954 | GEN1 | 340 | Onshore Wind Turbine | WND | WT | (T) Regulatory approvals received. Not under construction | 340
2026 | 12 | 49893 | Invenergy Services LLC | IPP | Changing Winds | TX | 59243 | CHAN1 | 288 | Onshore Wind Turbine | WND | WT | (P) Planned for installation, but regulatory approvals not initiated | 288
2026 | 12 | 49893 | Invenergy Services LLC | IPP | Horseshoe Solar Energy | NY | 63096 | GEN1 | 180 | Solar Photovoltaic | SUN | PV | (L) Regulatory approvals pending. Not under construction | 180
2026 | 12 | 49893 | Invenergy Services LLC | IPP | Tip Top Solar Energy Center LLC | NM | 63028 | GEN1 | 220 | Solar Photovoltaic | SUN | PV | (P) Planned for installation, but regulatory approvals not initiated | 220
2026 | 12 | 49893 | Invenergy Services LLC | IPP | Uinta Wind | WY | 68005 | WIND1 | 119 | Onshore Wind Turbine | WND | WT | (T) Regulatory approvals received. Not under construction | 119
2026 | 12 | 67221 | Joppa BESS LLC | IPP | Pulaski Solar | IL | 69025 | PLSKI | 405 | Solar Photovoltaic | SUN | PV | (U) Under construction, less than or equal to 50 percent complete | 417.4
2026 | 12 | 50123 | Leeward Asset Management, LLC | IPP | Blackford Wind | IN | 66968 | BFW00 | 200 | Onshore Wind Turbine | WND | WT | (T) Regulatory approvals received. Not under construction | 200
2026 | 12 | 50123 | Leeward Asset Management, LLC | IPP | Buena Vista Energy LLC | CA | 56446 | BVBAT | 100 | Batteries | MWH | BA | (P) Planned for installation, but regulatory approvals not initiated | 100
2026 | 12 | 50123 | Leeward Asset Management, LLC | IPP | Northern Prairie 1 | WI | 66958 | NOPR1 | 101 | Solar Photovoltaic | SUN | PV | (T) Regulatory approvals received. Not under construction | 101
2026 | 12 | 50123 | Leeward Asset Management, LLC | IPP | Portal Ridge Solar A, LLC | CA | 60309 | GEN01 | 19 | Solar Photovoltaic | SUN | PV | (P) Planned for installation, but regulatory approvals not initiated | 19
2026 | 12 | 50123 | Leeward Asset Management, LLC | IPP | Twelvemile Solar 3 | OK | 68089 | TS03 | 200 | Solar Photovoltaic | SUN | PV | (T) Regulatory approvals received. Not under construction | 200
2026 | 12 | 67166 | MC Solar, LLC | IPP | MC Solar | PA | 68930 | ENX36 | 50 | Solar Photovoltaic | SUN | PV | (L) Regulatory approvals pending. Not under construction | 50
2026 | 12 | 67181 | MPG Solar, LLC | IPP | MPG Solar | PA | 68993 | ENX40 | 162 | Solar Photovoltaic | SUN | PV | (T) Regulatory approvals received. Not under construction | 162
2026 | 12 | 66781 | Mammoth Central II LLC | IPP | Mammoth Central II Solar Facility | IN | 68514 | MC201 | 300 | Solar Photovoltaic | SUN | PV | (P) Planned for installation, but regulatory approvals not initiated | 300
2026 | 12 | 65587 | Mammoth Central LLC | IPP | Mammoth Central Solar Project | IN | 66546 | MMTHC | 300 | Solar Photovoltaic | SUN | PV | (T) Regulatory approvals received. Not under construction | 300
2026 | 12 | 65588 | Mammoth South LLC | IPP | Mammoth South Solar Project | IN | 66545 | MMTHS | 300 | Solar Photovoltaic | SUN | PV | (U) Under construction, less than or equal to 50 percent complete | 300
2026 | 12 | 58783 | Marseilles Land and Water Company | IPP | Marseilles Lock and Dam Hydro | IL | 58903 | UNIT1 | 2.6 | Conventional Hydroelectric | WAT | HY | (U) Under construction, less than or equal to 50 percent complete | 2.6
2026 | 12 | 58783 | Marseilles Land and Water Company | IPP | Marseilles Lock and Dam Hydro | IL | 58903 | UNIT2 | 2.6 | Conventional Hydroelectric | WAT | HY | (U) Under construction, less than or equal to 50 percent complete | 2.6
2026 | 12 | 58783 | Marseilles Land and Water Company | IPP | Marseilles Lock and Dam Hydro | IL | 58903 | UNIT3 | 2.6 | Conventional Hydroelectric | WAT | HY | (U) Under construction, less than or equal to 50 percent complete | 2.6
2026 | 12 | 58783 | Marseilles Land and Water Company | IPP | Marseilles Lock and Dam Hydro | IL | 58903 | UNIT4 | 2.6 | Conventional Hydroelectric | WAT | HY | (U) Under construction, less than or equal to 50 percent complete | 2.6
2026 | 12 | 67126 | NY Tioga IV, LLC | IPP | Glen Mary | NY | 68884 | PV1 | 3.4 | Solar Photovoltaic | SUN | PV | (P) Planned for installation, but regulatory approvals not initiated | 3.4
2026 | 12 | 67123 | NY Union I, LLC | IPP | Watson 1 | NY | 68869 | PV1 | 4.8 | Solar Photovoltaic | SUN | PV | (P) Planned for installation, but regulatory approvals not initiated | 4.8
2026 | 12 | 67124 | NY Union II, LLC | IPP | Watson 2 | NY | 68870 | PV1 | 4.9 | Solar Photovoltaic | SUN | PV | (P) Planned for installation, but regulatory approvals not initiated | 4.9
2026 | 12 | 66650 | Noble Solar LLC | IPP | Purple Sage Energy Center | NV | 68209 | PSGBS | 400 | Batteries | MWH | BA | (P) Planned for installation, but regulatory approvals not initiated | 400
2026 | 12 | 66650 | Noble Solar LLC | IPP | Purple Sage Energy Center | NV | 68209 | PSGPV | 400 | Solar Photovoltaic | SUN | PV | (P) Planned for installation, but regulatory approvals not initiated | 400
2026 | 12 | 58764 | Origis Energy USA, Inc | IPP | Chalan | CA | 68672 | CHA_B | 25 | Batteries | MWH | BA | (T) Regulatory approvals received. Not under construction | 25
2026 | 12 | 58764 | Origis Energy USA, Inc | IPP | Chalan | CA | 68672 | OECHA | 64.9 | Solar Photovoltaic | SUN | PV | (T) Regulatory approvals received. Not under construction | 64.9
2026 | 12 | 58764 | Origis Energy USA, Inc | IPP | Sand Luis West | CA | 68673 | OESLW | 125 | Solar Photovoltaic | SUN | PV | (T) Regulatory approvals received. Not under construction | 125
2026 | 12 | 58764 | Origis Energy USA, Inc | IPP | Sand Luis West | CA | 68673 | SLW_S | 31.3 | Batteries | MWH | BA | (T) Regulatory approvals received. Not under construction | 31.3
2026 | 12 | 58764 | Origis Energy USA, Inc | IPP | Tide Bay | FL | 65290 | OFL10 | 74.9 | Solar Photovoltaic | SUN | PV | (U) Under construction, less than or equal to 50 percent complete | 74.9
2026 | 12 | 14232 | Otter Tail Power Co | Electric Utility | Solway Solar | MN | 68340 | 1 | 50 | Solar Photovoltaic | SUN | PV | (L) Regulatory approvals pending. Not under construction | 50
2026 | 12 | 63501 | Panther Grove Wind, LLC | IPP | Panther Grove Wind, LLC | IL | 63818 | 78787 | 400 | Onshore Wind Turbine | WND | WT | (T) Regulatory approvals received. Not under construction | 400
2026 | 12 | 66542 | Piney Woods Solar, LLC | IPP | Piney Woods Solar | TX | 67995 | PWS | 150 | Solar Photovoltaic | SUN | PV | (T) Regulatory approvals received. Not under construction | 150
2026 | 12 | 66708 | Puuloa Solar LLC | IPP | Puuloa Solar | HI | 68285 | PS-1 | 6.4 | Solar Photovoltaic | SUN | PV | (P) Planned for installation, but regulatory approvals not initiated | 6.4
2026 | 12 | 66708 | Puuloa Solar LLC | IPP | Puuloa Solar | HI | 68285 | PS-2 | 6 | Batteries | MWH | BA | (P) Planned for installation, but regulatory approvals not initiated | 6
2026 | 12 | 66525 | Quaker Creek Farm Solar, LLC | IPP | Quaker Creek Farm Solar | NC | 67977 | QUACR | 34.9 | Solar Photovoltaic | SUN | PV | (T) Regulatory approvals received. Not under construction | 34.9
2026 | 12 | 66255 | RIC Development, LLC | IPP | Edens Solar | TX | 67560 | RIC94 | 70 | Solar Photovoltaic | SUN | PV | (P) Planned for installation, but regulatory approvals not initiated | 70
2026 | 12 | 66646 | ReWild Renewables, LLC | IPP | Braley Hill North Solar | MA | 68215 | BRAES | 5 | Batteries | MWH | BA | (L) Regulatory approvals pending. Not under construction | 5
2026 | 12 | 66646 | ReWild Renewables, LLC | IPP | Braley Hill North Solar | MA | 68215 | BRAPV | 5 | Solar Photovoltaic | SUN | PV | (L) Regulatory approvals pending. Not under construction | 5
2026 | 12 | 66646 | ReWild Renewables, LLC | IPP | Cushman Road Solar | MA | 68216 | CUSES | 3 | Batteries | MWH | BA | (L) Regulatory approvals pending. Not under construction | 3
2026 | 12 | 66646 | ReWild Renewables, LLC | IPP | Cushman Road Solar | MA | 68216 | CUSPV | 3 | Solar Photovoltaic | SUN | PV | (L) Regulatory approvals pending. Not under construction | 3
2026 | 12 | 66646 | ReWild Renewables, LLC | IPP | Featherbed Lane South Solar | MA | 68217 | FEAES | 1 | Batteries | MWH | BA | (L) Regulatory approvals pending. Not under construction | 1
2026 | 12 | 66646 | ReWild Renewables, LLC | IPP | Featherbed Lane South Solar | MA | 68217 | FEAPV | 1 | Solar Photovoltaic | SUN | PV | (L) Regulatory approvals pending. Not under construction | 1
2026 | 12 | 66646 | ReWild Renewables, LLC | IPP | Randall Lane Solar | MA | 68218 | RANES | 5 | Batteries | MWH | BA | (L) Regulatory approvals pending. Not under construction | 5
2026 | 12 | 66646 | ReWild Renewables, LLC | IPP | Randall Lane Solar | MA | 68218 | RANPV | 5 | Solar Photovoltaic | SUN | PV | (L) Regulatory approvals pending. Not under construction | 5
2026 | 12 | 66646 | ReWild Renewables, LLC | IPP | Snipatuit Road Solar | MA | 68219 | SNIES | 4 | Batteries | MWH | BA | (L) Regulatory approvals pending. Not under construction | 4
2026 | 12 | 66646 | ReWild Renewables, LLC | IPP | Snipatuit Road Solar | MA | 68219 | SNIPV | 4 | Solar Photovoltaic | SUN | PV | (L) Regulatory approvals pending. Not under construction | 4
2026 | 12 | 65265 | Repsol Renewables NA | IPP | Pike Creek Wind | IL | 65049 | CPCW1 | 202.5 | Onshore Wind Turbine | WND | WT | (P) Planned for installation, but regulatory approvals not initiated | 202.5
2026 | 12 | 65265 | Repsol Renewables NA | IPP | Rail Tie Wind | WY | 64847 | CRTW1 | 504 | Onshore Wind Turbine | WND | WT | (L) Regulatory approvals pending. Not under construction | 504
2026 | 12 | 66121 | Rock Rose Energy Storage LLC | IPP | Rock Rose Energy Storage LLC | TX | 67249 | RRES | 200 | Batteries | MWH | BA | (P) Planned for installation, but regulatory approvals not initiated | 200
2026 | 12 | 66171 | SGT Hoskins Solar Project, LLC | IPP | SGT Hoskins Solar Project Hybrid | TX | 67341 | NOSES | 102.1 | Batteries | MWH | BA | (P) Planned for installation, but regulatory approvals not initiated | 102.1
2026 | 12 | 66171 | SGT Hoskins Solar Project, LLC | IPP | SGT Hoskins Solar Project Hybrid | TX | 67341 | NOSPV | 204.1 | Solar Photovoltaic | SUN | PV | (P) Planned for installation, but regulatory approvals not initiated | 204.1
2026 | 12 | 66654 | SR Altheimer, LLC | IPP | SR Altheimer | AR | 68225 | ALTH | 4.8 | Solar Photovoltaic | SUN | PV | (T) Regulatory approvals received. Not under construction | 4.8
2026 | 12 | 66655 | SR Bacon, LLC | IPP | SR Bacon | GA | 68226 | BACON | 85 | Solar Photovoltaic | SUN | PV | (T) Regulatory approvals received. Not under construction | 85
2026 | 12 | 66660 | SR Bear Creek, LLC | IPP | SR Bear Creek | AL | 68243 | BEAR | 4.5 | Solar Photovoltaic | SUN | PV | (T) Regulatory approvals received. Not under construction | 4.5
2026 | 12 | 66584 | SR Benton, LLC | IPP | SR Benton | TN | 68095 | BENTN | 3 | Solar Photovoltaic | SUN | PV | (T) Regulatory approvals received. Not under construction | 3
2026 | 12 | 66656 | SR Delhi, LLC | IPP | SR Delhi | LA | 68227 | DELHI | 4.8 | Solar Photovoltaic | SUN | PV | (T) Regulatory approvals received. Not under construction | 4.8
2026 | 12 | 66657 | SR Denmark, LLC | IPP | SR Denmark | TN | 68229 | DEMRK | 42 | Solar Photovoltaic | SUN | PV | (T) Regulatory approvals received. Not under construction | 42
2026 | 12 | 66658 | SR Des Arc, LLC | IPP | SR Des Arc | AR | 68230 | DESAR | 4.8 | Solar Photovoltaic | SUN | PV | (T) Regulatory approvals received. Not under construction | 4.8
2026 | 12 | 66659 | SR Dunn, LLC | IPP | SR Dunn | LA | 68245 | DUNN | 3 | Solar Photovoltaic | SUN | PV | (T) Regulatory approvals received. Not under construction | 3
2026 | 12 | 66661 | SR Georgetown. LLC | IPP | SR Georgetown | SC | 68247 | GRGTN | 50 | Solar Photovoltaic | SUN | PV | (T) Regulatory approvals received. Not under construction | 50
2026 | 12 | 66012 | SR Marshall, LLC | IPP | SR Marshall, LLC | MS | 67134 | MARSH | 4.8 | Solar Photovoltaic | SUN | PV | (T) Regulatory approvals received. Not under construction | 4.8
2026 | 12 | 66668 | SR North Bastrop, LLC | IPP | SR North Bastrop | LA | 68251 | NBAST | 4.8 | Solar Photovoltaic | SUN | PV | (T) Regulatory approvals received. Not under construction | 4.8
2026 | 12 | 66665 | SR Quincy Valley, LLC | IPP | SR Quincy Valley | WA | 68252 | QUVAL | 130 | Solar Photovoltaic | SUN | PV | (T) Regulatory approvals received. Not under construction | 130
2026 | 12 | 66666 | SR Rochelle I, LLC | IPP | SR Rochelle I | GA | 68253 | ROCH1 | 90 | Solar Photovoltaic | SUN | PV | (T) Regulatory approvals received. Not under construction | 90
2026 | 12 | 66671 | SR Shelby, LLC | IPP | SR Shelby | TN | 68255 | SHELB | 9.8 | Solar Photovoltaic | SUN | PV | (T) Regulatory approvals received. Not under construction | 9.8
2026 | 12 | 66672 | SR South Bastrop, LLC | IPP | SR South Bastrop | LA | 68256 | SBAST | 4.8 | Solar Photovoltaic | SUN | PV | (T) Regulatory approvals received. Not under construction | 4.8
2026 | 12 | 66673 | SR Winnsboro, LLC | IPP | SR Winnsboro | LA | 68257 | WINN | 4.8 | Solar Photovoltaic | SUN | PV | (T) Regulatory approvals received. Not under construction | 4.8
2026 | 12 | 66674 | SR Wynne South, LLC | IPP | SR Wynne South | AR | 68258 | WYNS | 4.8 | Solar Photovoltaic | SUN | PV | (T) Regulatory approvals received. Not under construction | 4.8
2026 | 12 | 65072 | Sacramento Valley Energy Center, LLC | IPP | Sacramento Valley Energy Center, LLC | CA | 65808 | BSVEC | 100 | Batteries | MWH | BA | (L) Regulatory approvals pending. Not under construction | 100
2026 | 12 | 65072 | Sacramento Valley Energy Center, LLC | IPP | Sacramento Valley Energy Center, LLC | CA | 65808 | SVEC | 200 | Solar Photovoltaic | SUN | PV | (L) Regulatory approvals pending. Not under construction | 200
2026 | 12 | 65144 | Samsung C&T Renewables, LLC | IPP | Cairos Solar and Storage | TX | 67581 | CIRSA | 153.3 | Solar Photovoltaic | SUN | PV | (P) Planned for installation, but regulatory approvals not initiated | 153.3
2026 | 12 | 65144 | Samsung C&T Renewables, LLC | IPP | Cairos Solar and Storage | TX | 67581 | CIRSB | 77.3 | Batteries | MWH | BA | (P) Planned for installation, but regulatory approvals not initiated | 77.3
2026 | 12 | 64230 | Sanford ESS, LLC | IPP | Sanford ESS, LLC | ME | 64615 | 1 | 5 | Batteries | MWH | BA | (T) Regulatory approvals received. Not under construction | 5
2026 | 12 | 66728 | Show Me State Solar, LLC | IPP | Show Me State Solar | MO | 68325 | SMS | 250 | Solar Photovoltaic | SUN | PV | (T) Regulatory approvals received. Not under construction | 250
2026 | 12 | 65079 | Solar Proponent LLC | IPP | Tehuacana Creek 1 Solar and BESS | TX | 65855 | TE1BS | 418 | Batteries | MWH | BA | (L) Regulatory approvals pending. Not under construction | 418
2026 | 12 | 64355 | Solariant Capital, LLC | IPP | Wildcat Solar Power Plant LLC | NM | 64849 | WILDC | 90 | Solar Photovoltaic | SUN | PV | (P) Planned for installation, but regulatory approvals not initiated | 90
2026 | 12 | 64233 | South Portland ESS, LLC | IPP | South Portland ESS, LLC | ME | 64616 | 1 | 10 | Batteries | MWH | BA | (T) Regulatory approvals received. Not under construction | 10
2026 | 12 | 63678 | SunEast Manchester Solar LLC | IPP | SunEast Manchester Solar Project | NY | 64037 | Q#913 | 20 | Solar Photovoltaic | SUN | PV | (T) Regulatory approvals received. Not under construction | 20
2026 | 12 | 62698 | SunEast Skyline Solar LLC | IPP | SunEast Skyline Solar Project | NY | 62816 | Q670 | 20 | Solar Photovoltaic | SUN | PV | (P) Planned for installation, but regulatory approvals not initiated | 20
2026 | 12 | 65815 | Sunraycer Assets I LLC | IPP | Eagle Springs Hybrid | TX | 66341 | EGSB | 55.1 | Batteries | MWH | BA | (P) Planned for installation, but regulatory approvals not initiated | 55.1
2026 | 12 | 65815 | Sunraycer Assets I LLC | IPP | Eagle Springs Hybrid | TX | 66341 | EGSS | 110.1 | Solar Photovoltaic | SUN | PV | (P) Planned for installation, but regulatory approvals not initiated | 110.1
2026 | 12 | 65561 | TJA 540R Main St. Acushnet, LLC | IPP | MA Acushnet 540R Main St | MA | 66513 | 18229 | 4 | Solar Photovoltaic | SUN | PV | (L) Regulatory approvals pending. Not under construction | 4
2026 | 12 | 65561 | TJA 540R Main St. Acushnet, LLC | IPP | MA Acushnet 540R Main St | MA | 66513 | B8229 | 2 | Batteries | MWH | BA | (L) Regulatory approvals pending. Not under construction | 2
2026 | 12 | 62936 | TREX US Red Holly LLC | IPP | TREX US Red Holly | TX | 63202 | 701 | 250 | Solar Photovoltaic | SUN | PV | (L) Regulatory approvals pending. Not under construction | 250
2026 | 12 | 18642 | Tennessee Valley Authority | Electric Utility | Cumberland (TN) | TN | 3399 | CTG1 | 372.9 | Natural Gas Fired Combined Cycle | NG | CT | (U) Under construction, less than or equal to 50 percent complete | 454.8
2026 | 12 | 18642 | Tennessee Valley Authority | Electric Utility | Cumberland (TN) | TN | 3399 | STG1 | 296.6 | Natural Gas Fired Combined Cycle | NG | CA | (U) Under construction, less than or equal to 50 percent complete | 323
2026 | 12 | 63140 | Three Rivers Solar Power, LLC | IPP | Three Rivers Solar Power, LLC | ME | 63386 | 3RIVS | 100 | Solar Photovoltaic | SUN | PV | (L) Regulatory approvals pending. Not under construction | 100
2026 | 12 | 66189 | Throckmorton Wind, LLC | IPP | Throckmorton Wind | TX | 67356 | 6794 | 225 | Onshore Wind Turbine | WND | WT | (L) Regulatory approvals pending. Not under construction | 225
2026 | 12 | 59056 | Tri Global Energy, LLC | IPP | Water Valley Wind Energy | TX | 62846 | WWE1 | 180 | Onshore Wind Turbine | WND | WT | (P) Planned for installation, but regulatory approvals not initiated | 180
2026 | 12 | 30151 | Tri-State G & T Assn, Inc | IPP | Dolores Canyon Solar | CO | 64858 | C0497 | 110 | Solar Photovoltaic | SUN | PV | (P) Planned for installation, but regulatory approvals not initiated | 110
2026 | 12 | 65777 | Urban Grid Solar | IPP | Porter Mill Solar | MD | 66854 | PORM1 | 46 | Solar Photovoltaic | SUN | PV | (L) Regulatory approvals pending. Not under construction | 46
2026 | 12 | 64457 | VCP Realty, LLC | IPP | Emery Shute Solar One | ME | 65045 | VCP14 | 1 | Solar Photovoltaic | SUN | PV | (P) Planned for installation, but regulatory approvals not initiated | 1
2026 | 12 | 66188 | Vaca Del Sol, LLC | IPP | Tiger Solar | TX | 67357 | 4666 | 250 | Solar Photovoltaic | SUN | PV | (P) Planned for installation, but regulatory approvals not initiated | 250
2026 | 12 | 66885 | Valley Solar NY LLC | IPP | SunEast Valley Solar Project | NY | 63862 | Q#828 | 20 | Solar Photovoltaic | SUN | PV | (T) Regulatory approvals received. Not under construction | 20
2026 | 12 | 64545 | Vesper Energy Development LLC | IPP | Bradford Solar PA | PA | 68014 | BRDFS | 100.5 | Solar Photovoltaic | SUN | PV | (L) Regulatory approvals pending. Not under construction | 100.5
2026 | 12 | 64545 | Vesper Energy Development LLC | IPP | Juniper Creek Storage | CA | 67945 | JCSIB | 200 | Batteries | MWH | BA | (T) Regulatory approvals received. Not under construction | 200
2026 | 12 | 64545 | Vesper Energy Development LLC | IPP | Kingwood Solar | OH | 65425 | KWOOD | 175 | Solar Photovoltaic | SUN | PV | (P) Planned for installation, but regulatory approvals not initiated | 175
2026 | 12 | 64545 | Vesper Energy Development LLC | IPP | Meadow Springs Renewable Energy (Hybrid) | IL | 67986 | MSPRB | 150 | Batteries | MWH | BA | (P) Planned for installation, but regulatory approvals not initiated | 150
2026 | 12 | 64545 | Vesper Energy Development LLC | IPP | Meadow Springs Renewable Energy (Hybrid) | IL | 67986 | MSPRE | 150 | Solar Photovoltaic | SUN | PV | (P) Planned for installation, but regulatory approvals not initiated | 150
2026 | 12 | 64545 | Vesper Energy Development LLC | IPP | Mystic Springs Renewable Energy (Hybrid) | TX | 67987 | MYSPB | 250 | Batteries | MWH | BA | (P) Planned for installation, but regulatory approvals not initiated | 250
2026 | 12 | 64545 | Vesper Energy Development LLC | IPP | Mystic Springs Renewable Energy (Hybrid) | TX | 67987 | MYSPS | 250 | Solar Photovoltaic | SUN | PV | (P) Planned for installation, but regulatory approvals not initiated | 250
2026 | 12 | 64545 | Vesper Energy Development LLC | IPP | Scopus Solar | MO | 68031 | SCPSB | 200 | Batteries | MWH | BA | (P) Planned for installation, but regulatory approvals not initiated | 200
2026 | 12 | 64545 | Vesper Energy Development LLC | IPP | Scopus Solar | MO | 68031 | SCPSR | 200 | Solar Photovoltaic | SUN | PV | (P) Planned for installation, but regulatory approvals not initiated | 200
2026 | 12 | 64545 | Vesper Energy Development LLC | IPP | Vichy Solar | MO | 68036 | VCHSB | 200 | Batteries | MWH | BA | (P) Planned for installation, but regulatory approvals not initiated | 200
2026 | 12 | 64545 | Vesper Energy Development LLC | IPP | Vichy Solar | MO | 68036 | VCHSR | 200 | Solar Photovoltaic | SUN | PV | (P) Planned for installation, but regulatory approvals not initiated | 200
2026 | 12 | 65396 | Viracocha Wind LLC | IPP | Rooney Ranch | CA | 63088 | ROONR | 21 | Onshore Wind Turbine | WND | WT | (L) Regulatory approvals pending. Not under construction | 21
2026 | 12 | 65396 | Viracocha Wind LLC | IPP | Sand Hill A | CA | 63126 | SNDHA | 13.5 | Onshore Wind Turbine | WND | WT | (L) Regulatory approvals pending. Not under construction | 13.5
2026 | 12 | 65396 | Viracocha Wind LLC | IPP | Sand Hill B | CA | 63652 | SNDHB | 17 | Onshore Wind Turbine | WND | WT | (L) Regulatory approvals pending. Not under construction | 17
2026 | 12 | 65396 | Viracocha Wind LLC | IPP | Sand Hill C | CA | 63653 | SNDHC | 80 | Onshore Wind Turbine | WND | WT | (L) Regulatory approvals pending. Not under construction | 80
2026 | 12 | 65329 | Yaupon Solar, LLC | IPP | Yaupon Solar Project (Hybrid) | TX | 66216 | SOL | 200 | Solar Photovoltaic | SUN | PV | (P) Planned for installation, but regulatory approvals not initiated | 200
2026 | 12 | 65165 | ibV Energy Partners | IPP | Boulder Flats Solar | NV | 65977 | BF1PV | 131 | Solar Photovoltaic | SUN | PV | (V) Under construction, more than 50 percent complete | 113
2027 | 1 | 66535 | Belgian Renewable Energy Group (BREG) | IPP | Leuven Solar LLC | TX | 67996 | SEPAS | 217 | Solar Photovoltaic | SUN | PV | (P) Planned for installation, but regulatory approvals not initiated | 217
2027 | 1 | 56215 | Big Sky Wind, LLC | IPP | Union Ridge Solar | OH | 65338 | UNIS1 | 108 | Solar Photovoltaic | SUN | PV | (U) Under construction, less than or equal to 50 percent complete | 108
2027 | 1 | 66864 | Broadleaf Solar, LLC | IPP | Broadleaf Solar | CT | 68490 | BLS | 200 | Solar Photovoltaic | SUN | PV | (P) Planned for installation, but regulatory approvals not initiated | 200
2027 | 1 | 64369 | Canyonland Solar LLC | IPP | Canyonland Solar | CO | 68468 | CO513 | 140 | Solar Photovoltaic | SUN | PV | (P) Planned for installation, but regulatory approvals not initiated | 140
2027 | 1 | 66579 | Cape HoldCo LLC | IPP | Cape Generating Station | UT | 68068 | CP1G2 | 28 | Geothermal | GEO | BT | (T) Regulatory approvals received. Not under construction | 53
2027 | 1 | 66579 | Cape HoldCo LLC | IPP | Cape Generating Station | UT | 68068 | CP1G3 | 28 | Geothermal | GEO | BT | (T) Regulatory approvals received. Not under construction | 53
2027 | 1 | 59673 | Choco Solar LLC | IPP | Choco Solar, LLC | NC | 59899 | TGCCW | 5 | Solar Photovoltaic | SUN | PV | (P) Planned for installation, but regulatory approvals not initiated | 5
2027 | 1 | 17833 | City Utilities of Springfield - (MO) | Electric Utility | James River Power Station | MO | 2161 | BAT1 | 31 | Batteries | MWH | BA | (P) Planned for installation, but regulatory approvals not initiated | 31
2027 | 1 | 17833 | City Utilities of Springfield - (MO) | Electric Utility | McCartney | MO | 7903 | MGS3 | 47.4 | Natural Gas Fired Combustion Turbine | NG | GT | (P) Planned for installation, but regulatory approvals not initiated | 48.9
2027 | 1 | 17833 | City Utilities of Springfield - (MO) | Electric Utility | McCartney | MO | 7903 | MGS4 | 47.4 | Natural Gas Fired Combustion Turbine | NG | GT | (P) Planned for installation, but regulatory approvals not initiated | 48.9
2027 | 1 | 17833 | City Utilities of Springfield - (MO) | Electric Utility | McCartney | MO | 7903 | MGS5 | 47.4 | Natural Gas Fired Combustion Turbine | NG | GT | (P) Planned for installation, but regulatory approvals not initiated | 48.9
2027 | 1 | 66620 | Coles Wind, LLC | IPP | Coles Wind | IL | 68184 | COLES | 300 | Onshore Wind Turbine | WND | WT | (P) Planned for installation, but regulatory approvals not initiated | 300
2027 | 1 | 61060 | Cypress Creek Renewables | IPP | Soleil | TX | 67664 | SOLEI | 450 | Solar Photovoltaic | SUN | PV | (L) Regulatory approvals pending. Not under construction | 450
2027 | 1 | 5109 | DTE Electric Company | Electric Utility | Little Trout Solar | MI | 67755 | LTRSP | 150 | Solar Photovoltaic | SUN | PV | (V) Under construction, more than 50 percent complete | 150
2027 | 1 | 5248 | Dominion Energy Inc. | Electric Utility | Coastal Virginia Offshore Wind (CVOW) Co | VA | 64550 | CVOWC | 2640 | Offshore Wind Turbine | WND | WS | (U) Under construction, less than or equal to 50 percent complete | 2640
2027 | 1 | 58468 | Dominion Renewable Energy | Electric Utility | Pineside Solar | VA | 68075 | PINES | 74.9 | Solar Photovoltaic | SUN | PV | (P) Planned for installation, but regulatory approvals not initiated | 74.9
2027 | 1 | 67205 | Dover Solar, LLC (PA) | IPP | Dover Solar (PA) | PA | 68995 | ENX38 | 75 | Solar Photovoltaic | SUN | PV | (T) Regulatory approvals received. Not under construction | 75
2027 | 1 | 65998 | Flint Mine Solar, LLC | IPP | Flint Mine Solar | NY | 67090 | FMS | 100 | Solar Photovoltaic | SUN | PV | (L) Regulatory approvals pending. Not under construction | 100
2027 | 1 | 6452 | Florida Power & Light Co | Electric Utility | Hendry | FL | 68834 | 1 | 74.5 | Solar Photovoltaic | SUN | PV | (U) Under construction, less than or equal to 50 percent complete | 74.5
2027 | 1 | 6452 | Florida Power & Light Co | Electric Utility | Tangelo | FL | 68828 | 1 | 74.5 | Solar Photovoltaic | SUN | PV | (U) Under construction, less than or equal to 50 percent complete | 74.5
2027 | 1 | 10171 | Kentucky Utilities Co | Electric Utility | E W Brown | KY | 1355 | BESS | 125 | Batteries | MWH | BA | (T) Regulatory approvals received. Not under construction | 125
2027 | 1 | 50123 | Leeward Asset Management, LLC | IPP | Morley Solar | MO | 68083 | MLY | 100 | Solar Photovoltaic | SUN | PV | (U) Under construction, less than or equal to 50 percent complete | 100
2027 | 1 | 50123 | Leeward Asset Management, LLC | IPP | Morrow Lake BESS | TX | 68084 | MLB | 200 | Batteries | MWH | BA | (U) Under construction, less than or equal to 50 percent complete | 200
2027 | 1 | 50123 | Leeward Asset Management, LLC | IPP | Parowan Solar | UT | 65823 | PARB | 58 | Batteries | MWH | BA | (P) Planned for installation, but regulatory approvals not initiated | 58
2027 | 1 | 50123 | Leeward Asset Management, LLC | IPP | Parowan Solar | UT | 65823 | PARS0 | 58 | Solar Photovoltaic | SUN | PV | (P) Planned for installation, but regulatory approvals not initiated | 58
2027 | 1 | 66836 | Mustang Creek Solar I, LLC | IPP | Darkwood Solar | TX | 68478 | DRK | 150.7 | Solar Photovoltaic | SUN | PV | (L) Regulatory approvals pending. Not under construction | 150.7
2027 | 1 | 59672 | SunEnergy1-Scotland Neck, LLC | IPP | SunEnergy1-Scotland Neck, LLC | NC | 59898 | TGCSN | 3 | Solar Photovoltaic | SUN | PV | (P) Planned for installation, but regulatory approvals not initiated | 3
2027 | 1 | 59056 | Tri Global Energy, LLC | IPP | Cone Renewable Energy Project, LLC | TX | 60272 | WT1 | 150 | Onshore Wind Turbine | WND | WT | (P) Planned for installation, but regulatory approvals not initiated | 150
2027 | 1 | 63726 | Vistra Zero LLC | IPP | Forest Grove - Dodd | TX | 64131 | FGPV1 | 400 | Solar Photovoltaic | SUN | PV | (P) Planned for installation, but regulatory approvals not initiated | 400.6
2027 | 1 | 66816 | Voyager Energy Storage LLC | IPP | Voyager Energy Storage | MI | 68426 | VOYGR | 100 | Batteries | MWH | BA | (P) Planned for installation, but regulatory approvals not initiated | 100
2027 | 2 | 61222 | 174 Power Global Corp. | IPP | Turkey Creek Solar Project | CO | 64744 | TC001 | 200 | Solar Photovoltaic | SUN | PV | (P) Planned for installation, but regulatory approvals not initiated | 200
2027 | 2 | 6667 | Ergon Refining Inc | Industrial | Ergon Refining Vicksburg | MS | 54918 | TM02 | 7.9 | Natural Gas Fired Combustion Turbine | NG | GT | (U) Under construction, less than or equal to 50 percent complete | 7.9
2027 | 2 | 6667 | Ergon Refining Inc | Industrial | Ergon Refining Vicksburg | MS | 54918 | TM03 | 7.9 | Natural Gas Fired Combustion Turbine | NG | GT | (U) Under construction, less than or equal to 50 percent complete | 7.9
2027 | 2 | 66376 | Gransolar Texas Five LLC | IPP | Hayrick BESS | TX | 67779 | GRS5 | 113.9 | Batteries | MWH | BA | (L) Regulatory approvals pending. Not under construction | 113.9
2027 | 2 | 66950 | Lydian Energy | IPP | Yellow Barn Solar | NY | 68584 | YBS | 160 | Solar Photovoltaic | SUN | PV | (P) Planned for installation, but regulatory approvals not initiated | 160
2027 | 2 | 66950 | Lydian Energy | IPP | York Run Solar | NY | 68585 | YRS | 90 | Solar Photovoltaic | SUN | PV | (L) Regulatory approvals pending. Not under construction | 90
2027 | 2 | 64684 | Mulligan Solar | IPP | Mulligan Solar, LLC | IL | 65349 | MLGA2 | 40 | Batteries | MWH | BA | (L) Regulatory approvals pending. Not under construction | 40
2027 | 2 | 60018 | NET Power, LLC | IPP | NET Power La Porte Station | TX | 60910 | NPLPS | 5 | Natural Gas Fired Combustion Turbine | NG | GT | (OT) Other | 25.5
2027 | 2 | 67175 | SV CSG Naplate, LLC | IPP | SV CSG Naplate | IL | 68936 | NAP1 | 3.9 | Solar Photovoltaic | SUN | PV | (L) Regulatory approvals pending. Not under construction | 3.9
2027 | 2 | 63954 | Shepherd's Run Solar | IPP | Shepherd's Run Solar | NY | 64188 | PV | 42 | Solar Photovoltaic | SUN | PV | (P) Planned for installation, but regulatory approvals not initiated | 42
2027 | 2 | 67110 | Tracy Renewable Energy, LLC | IPP | Tracy Renewable Power Plant | CA | 68855 | TRP01 | 3 | Other Waste Biomass | AB | ST | (U) Under construction, less than or equal to 50 percent complete | 5
2027 | 3 | 57416 | Acciona Energy USA Global, LLC | IPP | AEUG Madison Solar, LLC | KY | 64659 | AMS | 100 | Solar Photovoltaic | SUN | PV | (L) Regulatory approvals pending. Not under construction | 100
2027 | 3 | 66061 | BQ Energy Development | IPP | Steubenville Solar | OH | 66657 | STEUB | 43 | Solar Photovoltaic | SUN | PV | (P) Planned for installation, but regulatory approvals not initiated | 43
2027 | 3 | 66554 | Cowboy Solar I | IPP | Cowboy Solar I | WY | 68022 | CLP20 | 400 | Solar Photovoltaic | SUN | PV | (P) Planned for installation, but regulatory approvals not initiated | 400
2027 | 3 | 66554 | Cowboy Solar I | IPP | Cowboy Solar I | WY | 68022 | CLPBS | 400 | Batteries | MWH | BA | (P) Planned for installation, but regulatory approvals not initiated | 400
2027 | 3 | 61060 | Cypress Creek Renewables | IPP | Carriger | WA | 67653 | CARRI | 160 | Solar Photovoltaic | SUN | PV | (L) Regulatory approvals pending. Not under construction | 160
2027 | 3 | 61060 | Cypress Creek Renewables | IPP | Elk Run | CO | 67655 | ELKRN | 200 | Solar Photovoltaic | SUN | PV | (L) Regulatory approvals pending. Not under construction | 200
2027 | 3 | 61060 | Cypress Creek Renewables | IPP | Oxbow Hill | NY | 67661 | OXHIL | 140 | Solar Photovoltaic | SUN | PV | (L) Regulatory approvals pending. Not under construction | 140
2027 | 3 | 58970 | Ecoplexus, Inc | IPP | Westminister NC | NC | 63567 | WSMTR | 70 | Solar Photovoltaic | SUN | PV | (T) Regulatory approvals received. Not under construction | 70
2027 | 3 | 66786 | Gatsby Energy Storage LLC | IPP | Gatsby Energy Storage Project | TX | 68428 | GTSBY | 103.4 | Batteries | MWH | BA | (U) Under construction, less than or equal to 50 percent complete | 103.4
2027 | 3 | 60025 | Greenbacker Renewable Energy Corporation | IPP | Cherry Valley | IL | 67253 | 761 | 12.5 | Solar Photovoltaic | SUN | PV | (U) Under construction, less than or equal to 50 percent complete | 12.5
2027 | 3 | 66641 | Greenwood Solar I, LLC | IPP | Greenwood Solar I | VA | 68205 | GRNWD | 100 | Solar Photovoltaic | SUN | PV | (T) Regulatory approvals received. Not under construction | 100
2027 | 3 | 67060 | Hays Ranches, LLC | IPP | Amedee Geothermal Venture I | CA | 50964 | NEW | 0.7 | Geothermal | GEO | BT | (P) Planned for installation, but regulatory approvals not initiated | 1
2027 | 3 | 61751 | Juniper Solar | IPP | Juniper Solar | SC | 62234 | 48 | 74.9 | Solar Photovoltaic | SUN | PV | (T) Regulatory approvals received. Not under construction | 74.9
2027 | 3 | 50123 | Leeward Asset Management, LLC | IPP | Bluebonnet Prairie Wind | TX | 68082 | BBP | 170 | Onshore Wind Turbine | WND | WT | (U) Under construction, less than or equal to 50 percent complete | 170
2027 | 3 | 62842 | Lightsource Renewable Energy Asset Management, LLC | IPP | Jones City 2 Solar | TX | 66893 | TXJS2 | 200 | Batteries | MWH | BA | (U) Under construction, less than or equal to 50 percent complete | 200
2027 | 3 | 65470 | Lock+ Hydro Friends Fund XLII, LLC | IPP | Braddock Lock and Dam | PA | 59091 | GEN1 | 5.3 | Conventional Hydroelectric | WAT | HY | (L) Regulatory approvals pending. Not under construction | 5.3
2027 | 3 | 67133 | Okolona Solar, LLC | IPP | Okolona Solar | MS | 68876 | 6339 | 145 | Solar Photovoltaic | SUN | PV | (L) Regulatory approvals pending. Not under construction | 145
2027 | 3 | 65869 | Prologis Logistics Services Incorporated | IPP | Cicero 3-SLCHI603 | IL | 68129 | CH603 | 1.9 | Solar Photovoltaic | SUN | PV | (U) Under construction, less than or equal to 50 percent complete | 1.9
2027 | 3 | 65265 | Repsol Renewables NA | IPP | Pecan Prairie South Solar | TX | 64981 | CPSS1 | 130 | Solar Photovoltaic | SUN | PV | (L) Regulatory approvals pending. Not under construction | 130
2027 | 3 | 65144 | Samsung C&T Renewables, LLC | IPP | Dios BESS, LLC | TX | 67918 | DIOS | 201.6 | Batteries | MWH | BA | (P) Planned for installation, but regulatory approvals not initiated | 201.6
2027 | 3 | 65144 | Samsung C&T Renewables, LLC | IPP | Stark Solar, LLC | OH | 66672 | AG239 | 150 | Solar Photovoltaic | SUN | PV | (P) Planned for installation, but regulatory approvals not initiated | 150
2027 | 3 | 63786 | Tygart LLC | IPP | Tygart Hydropower | WV | 64171 | 1 | 3 | Conventional Hydroelectric | WAT | HY | (L) Regulatory approvals pending. Not under construction | 10
2027 | 3 | 63786 | Tygart LLC | IPP | Tygart Hydropower | WV | 64171 | 2 | 3 | Conventional Hydroelectric | WAT | HY | (L) Regulatory approvals pending. Not under construction | 10
2027 | 3 | 63786 | Tygart LLC | IPP | Tygart Hydropower | WV | 64171 | 3 | 3 | Conventional Hydroelectric | WAT | HY | (L) Regulatory approvals pending. Not under construction | 10
2027 | 4 | 61012 | AES Distributed Energy | IPP | Glen Canyon Solar A, LLC | UT | 66484 | GCA | 95 | Solar Photovoltaic | SUN | PV | (U) Under construction, less than or equal to 50 percent complete | 95
2027 | 4 | 66607 | Belltown Power Texas 2, LLC | IPP | Kahla Storage | TX | 68168 | KAHBA | 200.9 | Batteries | MWH | BA | (L) Regulatory approvals pending. Not under construction | 200.9
2027 | 4 | 64138 | Birch Creek Development, LLC (NC) | IPP | Friesian Holdings | NC | 60692 | PV1 | 75 | Solar Photovoltaic | SUN | PV | (P) Planned for installation, but regulatory approvals not initiated | 75
2027 | 4 | 59365 | Capital Power Corporation | IPP | Maple Leaf Solar | NC | 67195 | GEN | 73 | Solar Photovoltaic | SUN | PV | (T) Regulatory approvals received. Not under construction | 73
2027 | 4 | 66571 | Clenera DevCo LLC | IPP | Country Acres Clean Power LLC | CA | 68940 | CABS | 172 | Batteries | MWH | BA | (T) Regulatory approvals received. Not under construction | 172
2027 | 4 | 66571 | Clenera DevCo LLC | IPP | Country Acres Clean Power LLC | CA | 68940 | CAPV | 344 | Solar Photovoltaic | SUN | PV | (T) Regulatory approvals received. Not under construction | 344
2027 | 4 | 66571 | Clenera DevCo LLC | IPP | Crimson Orchard Solar and BESS | AZ | 69059 | COBA | 100 | Batteries | MWH | BA | (L) Regulatory approvals pending. Not under construction | 100
2027 | 4 | 66571 | Clenera DevCo LLC | IPP | Crimson Orchard Solar and BESS | AZ | 69059 | COPV | 100 | Solar Photovoltaic | SUN | PV | (L) Regulatory approvals pending. Not under construction | 100
2027 | 4 | 61060 | Cypress Creek Renewables | IPP | Bear Ridge | NY | 67650 | BEARR | 93 | Solar Photovoltaic | SUN | PV | (L) Regulatory approvals pending. Not under construction | 93
2027 | 4 | 66796 | Equinor Wind US LLC | IPP | Empire Wind 1 | NY | 68443 | EMP01 | 810 | Offshore Wind Turbine | WND | WS | (U) Under construction, less than or equal to 50 percent complete | 810
2027 | 4 | 6452 | Florida Power & Light Co | Electric Utility | Ambersweet | FL | 68829 | 1 | 74.5 | Solar Photovoltaic | SUN | PV | (U) Under construction, less than or equal to 50 percent complete | 74.5
2027 | 4 | 6452 | Florida Power & Light Co | Electric Utility | County Line | FL | 68832 | 1 | 74.5 | Solar Photovoltaic | SUN | PV | (U) Under construction, less than or equal to 50 percent complete | 74.5
2027 | 4 | 6452 | Florida Power & Light Co | Electric Utility | Middle Lake | FL | 68824 | 1 | 74.5 | Solar Photovoltaic | SUN | PV | (U) Under construction, less than or equal to 50 percent complete | 74.5
2027 | 4 | 66831 | Key Energy Storage LLC | IPP | Key Energy Storage | CA | 68461 | KEYBB | 190 | Batteries | MWH | BA | (T) Regulatory approvals received. Not under construction | 190
2027 | 4 | 66831 | Key Energy Storage LLC | IPP | Key Energy Storage | CA | 68461 | KEYBC | 35 | Batteries | MWH | BA | (T) Regulatory approvals received. Not under construction | 35
2027 | 4 | 62842 | Lightsource Renewable Energy Asset Management, LLC | IPP | Merrillville Solar | IN | 66114 | INRD1 | 100 | Solar Photovoltaic | SUN | PV | (P) Planned for installation, but regulatory approvals not initiated | 100
2027 | 4 | 66976 | Pelicans Jaw Solar LLC | IPP | Pelicans Jaw Hybrid Solar | CA | 68607 | PJBS1 | 238.5 | Batteries | MWH | BA | (L) Regulatory approvals pending. Not under construction | 238.5
2027 | 4 | 66976 | Pelicans Jaw Solar LLC | IPP | Pelicans Jaw Hybrid Solar | CA | 68607 | PLJW1 | 440 | Solar Photovoltaic | SUN | PV | (V) Under construction, more than 50 percent complete | 440
2027 | 4 | 66255 | RIC Development, LLC | IPP | Houston County BESS | TX | 68671 | RIC91 | 125 | Batteries | MWH | BA | (P) Planned for installation, but regulatory approvals not initiated | 125
2027 | 4 | 66255 | RIC Development, LLC | IPP | Jim Wells BESS | TX | 67553 | RIC99 | 100.3 | Batteries | MWH | BA | (P) Planned for installation, but regulatory approvals not initiated | 100.3
2027 | 4 | 66509 | Red River Clean Energy | IPP | Chisme Solar and Storage | TX | 68078 | CHIBS | 146 | Batteries | MWH | BA | (T) Regulatory approvals received. Not under construction | 146
2027 | 4 | 66509 | Red River Clean Energy | IPP | Chisme Solar and Storage | TX | 68078 | CHIPV | 147 | Solar Photovoltaic | SUN | PV | (T) Regulatory approvals received. Not under construction | 147
2027 | 4 | 66942 | SR Tullahoma, LLC | IPP | SR Tullahoma | TN | 68568 | TULLA | 200 | Solar Photovoltaic | SUN | PV | (T) Regulatory approvals received. Not under construction | 200
2027 | 4 | 17166 | Sierra Pacific Power Co | Electric Utility | Sierra Solar Hybrid | NV | 67978 | SSPV1 | 400 | Solar Photovoltaic | SUN | PV | (L) Regulatory approvals pending. Not under construction | 400
2027 | 4 | 65079 | Solar Proponent LLC | IPP | Middlebrook Creek Solar and BESS | TX | 65853 | MIDBS | 302.9 | Batteries | MWH | BA | (L) Regulatory approvals pending. Not under construction | 302.9
2027 | 4 | 65079 | Solar Proponent LLC | IPP | Middlebrook Creek Solar and BESS | TX | 65853 | MIDPV | 609.1 | Solar Photovoltaic | SUN | PV | (L) Regulatory approvals pending. Not under construction | 609.1
2027 | 4 | 65092 | Springwater Solar, LLC | IPP | Springwater Solar, LLC | OH | 65900 | SPRIN | 155 | Solar Photovoltaic | SUN | PV | (L) Regulatory approvals pending. Not under construction | 155
2027 | 4 | 66689 | Sweetleaf Solar LLC | IPP | Sweetleaf Solar LLC | NC | 68271 | SWLS1 | 93 | Solar Photovoltaic | SUN | PV | (T) Regulatory approvals received. Not under construction | 93
2027 | 4 | 66715 | Yuma bn, LLC | IPP | ORCHARD Solar Generation and BESS | AZ | 68328 | ORCH1 | 500 | Solar Photovoltaic | SUN | PV | (L) Regulatory approvals pending. Not under construction | 500
2027 | 4 | 66715 | Yuma bn, LLC | IPP | ORCHARD Solar Generation and BESS | AZ | 68328 | ORCH2 | 500 | Batteries | MWH | BA | (L) Regulatory approvals pending. Not under construction | 500
2027 | 5 | 66465 | 229HD 8me, LLC | IPP | Holstein 2 Battery Storage | TX | 67896 | 229HD | 100 | Batteries | MWH | BA | (P) Planned for installation, but regulatory approvals not initiated | 100
2027 | 5 | 66463 | 51LV 8me, LLC | IPP | Bellefield 3 Solar and Battery Storage | CA | 67894 | 51LVA | 150 | Solar Photovoltaic | SUN | PV | (P) Planned for installation, but regulatory approvals not initiated | 150
2027 | 5 | 66463 | 51LV 8me, LLC | IPP | Bellefield 3 Solar and Battery Storage | CA | 67894 | 51LVB | 150 | Batteries | MWH | BA | (P) Planned for installation, but regulatory approvals not initiated | 150
2027 | 5 | 64904 | AES Clean Energy | IPP | Willow Beach Wind | TX | 68090 | WILLO | 200 | Onshore Wind Turbine | WND | WT | (L) Regulatory approvals pending. Not under construction | 200
2027 | 5 | 65687 | Accalia Point Solar, LLC | IPP | Accalia Point Solar, LLC | TX | 66673 | 66666 | 190.5 | Solar Photovoltaic | SUN | PV | (P) Planned for installation, but regulatory approvals not initiated | 190.5
2027 | 5 | 66607 | Belltown Power Texas 2, LLC | IPP | Sandford Solar and Storage | TX | 68173 | SANBT | 100.9 | Batteries | MWH | BA | (L) Regulatory approvals pending. Not under construction | 100.9
2027 | 5 | 66607 | Belltown Power Texas 2, LLC | IPP | Sandford Solar and Storage | TX | 68173 | SANPV | 126.2 | Solar Photovoltaic | SUN | PV | (L) Regulatory approvals pending. Not under construction | 126.2
2027 | 5 | 61060 | Cypress Creek Renewables | IPP | Stevens Mill Solar | NC | 68812 | STVML | 80 | Solar Photovoltaic | SUN | PV | (L) Regulatory approvals pending. Not under construction | 80
2027 | 5 | 54803 | Dynegy Oakland, LLC | IPP | Dynegy Oakland Power Plant | CA | 6211 | GEN4 | 43.3 | Batteries | MWH | BA | (P) Planned for installation, but regulatory approvals not initiated | 43.3
2027 | 5 | 6738 | Franklin Heating Station | Commercial | Franklin Heating Station | MN | 54224 | CTG1 | 7.3 | Natural Gas Fired Combined Cycle | NG | CT | (L) Regulatory approvals pending. Not under construction | 7.5
2027 | 5 | 6738 | Franklin Heating Station | Commercial | Franklin Heating Station | MN | 54224 | EG11 | 3.4 | Petroleum Liquids | DFO | IC | (L) Regulatory approvals pending. Not under construction | 3.4
2027 | 5 | 6738 | Franklin Heating Station | Commercial | Franklin Heating Station | MN | 54224 | EG12 | 3.4 | Petroleum Liquids | DFO | IC | (L) Regulatory approvals pending. Not under construction | 3.4
2027 | 5 | 6738 | Franklin Heating Station | Commercial | Franklin Heating Station | MN | 54224 | EG13 | 3.4 | Petroleum Liquids | DFO | IC | (L) Regulatory approvals pending. Not under construction | 3.4
2027 | 5 | 6738 | Franklin Heating Station | Commercial | Franklin Heating Station | MN | 54224 | EG14 | 3.4 | Petroleum Liquids | DFO | IC | (L) Regulatory approvals pending. Not under construction | 3.4
2027 | 5 | 6738 | Franklin Heating Station | Commercial | Franklin Heating Station | MN | 54224 | EG15 | 3.4 | Petroleum Liquids | DFO | IC | (L) Regulatory approvals pending. Not under construction | 3.4
2027 | 5 | 66695 | Gigawatt Solar LLC | IPP | Gigawatt Solar | TX | 68305 | GWT1 | 502 | Solar Photovoltaic | SUN | PV | (P) Planned for installation, but regulatory approvals not initiated | 502
2027 | 5 | 66695 | Gigawatt Solar LLC | IPP | Gigawatt Solar | TX | 68305 | GWT2 | 502 | Solar Photovoltaic | SUN | PV | (P) Planned for installation, but regulatory approvals not initiated | 502
2027 | 5 | 7349 | Golden Spread Electric Cooperative, Inc | Electric Utility | Elk Station | TX | 58835 | ELK4 | 201 | Natural Gas Fired Combustion Turbine | NG | GT | (L) Regulatory approvals pending. Not under construction | 199.8
2027 | 5 | 66374 | Gransolar Texas Four LLC | IPP | Harryoung PV and BESS | TX | 67777 | GRS4B | 190 | Batteries | MWH | BA | (L) Regulatory approvals pending. Not under construction | 190
2027 | 5 | 66374 | Gransolar Texas Four LLC | IPP | Harryoung PV and BESS | TX | 67777 | GRS4P | 190 | Solar Photovoltaic | SUN | PV | (L) Regulatory approvals pending. Not under construction | 190
2027 | 5 | 66108 | Hinds Solar, LLC | IPP | Hinds Solar, LLC | MS | 67231 | HS | 150 | Solar Photovoltaic | SUN | PV | (L) Regulatory approvals pending. Not under construction | 150
2027 | 5 | 66696 | Ion Solar LLC (TX) | IPP | Ion Solar (TX) | TX | 68306 | ION | 384 | Solar Photovoltaic | SUN | PV | (P) Planned for installation, but regulatory approvals not initiated | 384
2027 | 5 | 10325 | Kings River Conservation Dist | Electric Utility | Pine Flat | CA | 7907 | 4 | 3.8 | Conventional Hydroelectric | WAT | HY | (T) Regulatory approvals received. Not under construction | 3.8
2027 | 5 | 66907 | Laketricity USA Inc. | IPP | Dynamo Solar LLC | CA | 68528 | 77 | 24.5 | Solar Photovoltaic | SUN | PV | (L) Regulatory approvals pending. Not under construction | 24.5
2027 | 5 | 66907 | Laketricity USA Inc. | IPP | Kama 1 LLC | CA | 68526 | 11 | 1.6 | Solar Photovoltaic | SUN | PV | (T) Regulatory approvals received. Not under construction | 1.6
2027 | 5 | 66950 | Lydian Energy | IPP | AC Ranch II | NM | 68579 | AC2S | 230 | Solar Photovoltaic | SUN | PV | (L) Regulatory approvals pending. Not under construction | 230
2027 | 5 | 66950 | Lydian Energy | IPP | Rock N' Roll | TX | 68583 | RRB | 250 | Batteries | MWH | BA | (L) Regulatory approvals pending. Not under construction | 250
2027 | 5 | 13781 | Northern States Power Co - Minnesota | Electric Utility | Sherco LDES | MN | 68988 | SHB01 | 10 | Batteries | MWH | BA | (T) Regulatory approvals received. Not under construction | 10
2027 | 5 | 66255 | RIC Development, LLC | IPP | Dunlay Solar | TX | 67559 | RIC95 | 150.5 | Solar Photovoltaic | SUN | PV | (P) Planned for installation, but regulatory approvals not initiated | 180.4
2027 | 5 | 65265 | Repsol Renewables NA | IPP | Pecan Prairie North Solar | TX | 64999 | CPNS1 | 350 | Solar Photovoltaic | SUN | PV | (L) Regulatory approvals pending. Not under construction | 350
2027 | 5 | 65079 | Solar Proponent LLC | IPP | Rowdy Creek Solar and BESS | TX | 65854 | RDYBS | 350 | Batteries | MWH | BA | (L) Regulatory approvals pending. Not under construction | 350
2027 | 5 | 65079 | Solar Proponent LLC | IPP | Rowdy Creek Solar and BESS | TX | 65854 | RDYPV | 700 | Solar Photovoltaic | SUN | PV | (L) Regulatory approvals pending. Not under construction | 700
2027 | 5 | 65777 | Urban Grid Solar | IPP | Hillsboro Solar 3 | AL | 66852 | HILL3 | 200 | Solar Photovoltaic | SUN | PV | (L) Regulatory approvals pending. Not under construction | 200
2027 | 5 | 66649 | Viridis Solar | IPP | Panton | VT | 68213 | 1 | 50 | Solar Photovoltaic | SUN | PV | (L) Regulatory approvals pending. Not under construction | 50
2027 | 5 | 67134 | Wildcat Ranch Energy Storage, LLC | IPP | Wildcat Ranch Energy Storage | TX | 68877 | WLDC1 | 107.5 | Batteries | MWH | BA | (P) Planned for installation, but regulatory approvals not initiated | 120
2027 | 6 | 64904 | AES Clean Energy | IPP | Sycamore Cross Solar | VA | 68040 | SYCAM | 208.2 | Solar Photovoltaic | SUN | PV | (P) Planned for installation, but regulatory approvals not initiated | 208.2
2027 | 6 | 57416 | Acciona Energy USA Global, LLC | IPP | AEUG Fleming Solar, LLC | KY | 64658 | AFS | 188.5 | Solar Photovoltaic | SUN | PV | (U) Under construction, less than or equal to 50 percent complete | 188.5
2027 | 6 | 67146 | Badger State Solar LLC | IPP | Badger State Solar LLC | WI | 68900 | BSS | 149 | Solar Photovoltaic | SUN | PV | (L) Regulatory approvals pending. Not under construction | 149
2027 | 6 | 67165 | Beavertail Solar, LLC | IPP | Beavertail Solar | MO | 68917 | BS | 400 | Solar Photovoltaic | SUN | PV | (T) Regulatory approvals received. Not under construction | 400
2027 | 6 | 13143 | Board of Water Electric & Communications | Electric Utility | Muscatine Plant #1 | IA | 1167 | 10 | 34.4 | Natural Gas Fired Combustion Turbine | NG | GT | (L) Regulatory approvals pending. Not under construction | 35
2027 | 6 | 66100 | Boralex US Operations LLC | IPP | Diamond Solar (NY) | NY | 67220 | NY48 | 60 | Solar Photovoltaic | SUN | PV | (P) Planned for installation, but regulatory approvals not initiated | 60
2027 | 6 | 66100 | Boralex US Operations LLC | IPP | Foothills Solar (NY) | NY | 67221 | NY128 | 40 | Solar Photovoltaic | SUN | PV | (P) Planned for installation, but regulatory approvals not initiated | 40
2027 | 6 | 67057 | Chalk Bluff Solar Energy LLC | IPP | Chalk Bluff Solar | AR | 68772 | CHALK | 450 | Solar Photovoltaic | SUN | PV | (T) Regulatory approvals received. Not under construction | 450
2027 | 6 | 66571 | Clenera DevCo LLC | IPP | CO Bar C Solar and BESS | AZ | 69058 | CBCBA | 206 | Batteries | MWH | BA | (P) Planned for installation, but regulatory approvals not initiated | 206
2027 | 6 | 66571 | Clenera DevCo LLC | IPP | CO Bar C Solar and BESS | AZ | 69058 | CBCPV | 206 | Solar Photovoltaic | SUN | PV | (P) Planned for installation, but regulatory approvals not initiated | 206
2027 | 6 | 66571 | Clenera DevCo LLC | IPP | Snowflake A Solar and BESS | AZ | 69060 | SNFA | 475 | Solar Photovoltaic | SUN | PV | (P) Planned for installation, but regulatory approvals not initiated | 475
2027 | 6 | 66571 | Clenera DevCo LLC | IPP | Snowflake A Solar and BESS | AZ | 69060 | SNFBA | 475 | Batteries | MWH | BA | (P) Planned for installation, but regulatory approvals not initiated | 475
2027 | 6 | 58597 | Enviromission, Inc | IPP | La Paz Solar Tower | AZ | 58652 | 1 | 200 | Solar Thermal without Energy Storage | SUN | OT | (P) Planned for installation, but regulatory approvals not initiated | 200
2027 | 6 | 66686 | FRON bn, LLC | IPP | Frontier Solar | KY | 68293 | FRON | 120 | Solar Photovoltaic | SUN | PV | (L) Regulatory approvals pending. Not under construction | 120
2027 | 6 | 63524 | Freepoint Commodities LLC | IPP | Raceway Solar | DE | 63846 | RACE | 50 | Solar Photovoltaic | SUN | PV | (T) Regulatory approvals received. Not under construction | 50
2027 | 6 | 66616 | Fremont Solar, LLC | IPP | Fremont Solar | UT | 68153 | BA1 | 198 | Batteries | MWH | BA | (L) Regulatory approvals pending. Not under construction | 198
2027 | 6 | 66616 | Fremont Solar, LLC | IPP | Fremont Solar | UT | 68153 | PV1 | 99 | Solar Photovoltaic | SUN | PV | (L) Regulatory approvals pending. Not under construction | 99
2027 | 6 | 66380 | Gransolar Texas Twenty Two LLC | IPP | RedSun PV and BESS | TX | 67782 | GS22B | 84 | Batteries | MWH | BA | (L) Regulatory approvals pending. Not under construction | 84
2027 | 6 | 66380 | Gransolar Texas Twenty Two LLC | IPP | RedSun PV and BESS | TX | 67782 | GS22P | 84 | Solar Photovoltaic | SUN | PV | (L) Regulatory approvals pending. Not under construction | 84
2027 | 6 | 65967 | Iron Belt Energy Storage Project, LLC | IPP | Iron Belt | TX | 67059 | 1 | 400 | Batteries | MWH | BA | (P) Planned for installation, but regulatory approvals not initiated | 400
2027 | 6 | 66819 | Kentucky Municipal Energy Agency | Electric Utility | KYMEA Energy Center I | KY | 68453 | 1 | 18.8 | Natural Gas Internal Combustion Engine | NG | IC | (L) Regulatory approvals pending. Not under construction | 18.8
2027 | 6 | 66819 | Kentucky Municipal Energy Agency | Electric Utility | KYMEA Energy Center I | KY | 68453 | 2 | 18.8 | Natural Gas Internal Combustion Engine | NG | IC | (L) Regulatory approvals pending. Not under construction | 18.8
2027 | 6 | 66819 | Kentucky Municipal Energy Agency | Electric Utility | KYMEA Energy Center I | KY | 68453 | 3 | 18.8 | Natural Gas Internal Combustion Engine | NG | IC | (L) Regulatory approvals pending. Not under construction | 18.8
2027 | 6 | 66819 | Kentucky Municipal Energy Agency | Electric Utility | KYMEA Energy Center I | KY | 68453 | 4 | 18.8 | Natural Gas Internal Combustion Engine | NG | IC | (L) Regulatory approvals pending. Not under construction | 18.8
2027 | 6 | 66828 | Laurens Solar I, LLC | IPP | Laurens Solar | GA | 68480 | LS1 | 150 | Solar Photovoltaic | SUN | PV | (L) Regulatory approvals pending. Not under construction | 150
2027 | 6 | 50123 | Leeward Asset Management, LLC | IPP | Elisabeth Solar | AZ | 68039 | ELISA | 350 | Solar Photovoltaic | SUN | PV | (L) Regulatory approvals pending. Not under construction | 350
2027 | 6 | 50123 | Leeward Asset Management, LLC | IPP | Hoosier Line Wind | IN | 67173 | HLW00 | 180 | Onshore Wind Turbine | WND | WT | (P) Planned for installation, but regulatory approvals not initiated | 180
2027 | 6 | 50123 | Leeward Asset Management, LLC | IPP | South Branch Solar | OH | 68086 | SBS | 90 | Solar Photovoltaic | SUN | PV | (L) Regulatory approvals pending. Not under construction | 90
2027 | 6 | 11249 | Louisville Gas & Electric Co | Electric Utility | Mill Creek (KY) | KY | 1364 | 5 | 645 | Natural Gas Fired Combined Cycle | NG | CS | (U) Under construction, less than or equal to 50 percent complete | 740
2027 | 6 | 67169 | Midway BESS LLC | IPP | Midway BESS | CA | 68925 | MIDB | 119.9 | Batteries | MWH | BA | (T) Regulatory approvals received. Not under construction | 124.6
2027 | 6 | 60971 | NYC Energy LLC | IPP | NISA Electric Generation Project | NY | 61331 | BA1 | 79.9 | Batteries | MWH | BA | (T) Regulatory approvals received. Not under construction | 79.9
2027 | 6 | 60971 | NYC Energy LLC | IPP | NISA Electric Generation Project | NY | 61331 | BA2 | 220.1 | Batteries | MWH | BA | (T) Regulatory approvals received. Not under construction | 220.1
2027 | 6 | 66740 | OPPO bn, LLC | IPP | Oportunity Solar Generation and BESS | MT | 68345 | OPPO1 | 200 | Solar Photovoltaic | SUN | PV | (L) Regulatory approvals pending. Not under construction | 200
2027 | 6 | 66740 | OPPO bn, LLC | IPP | Oportunity Solar Generation and BESS | MT | 68345 | OPPO2 | 200 | Batteries | MWH | BA | (L) Regulatory approvals pending. Not under construction | 200
2027 | 6 | 67171 | Overnight Solar LLC | IPP | Overnight Solar | CA | 68932 | OSBA | 150 | Batteries | MWH | BA | (P) Planned for installation, but regulatory approvals not initiated | 150
2027 | 6 | 67171 | Overnight Solar LLC | IPP | Overnight Solar | CA | 68932 | OSPV | 150 | Solar Photovoltaic | SUN | PV | (P) Planned for installation, but regulatory approvals not initiated | 150
2027 | 6 | 64514 | Royalston Solar One, LLC | IPP | Royalston Solar One | MA | 65136 | VCP04 | 5 | Solar Photovoltaic | SUN | PV | (P) Planned for installation, but regulatory approvals not initiated | 5
2027 | 6 | 64514 | Royalston Solar One, LLC | IPP | Royalston Solar One | MA | 65136 | VCPS1 | 2.5 | Batteries | MWH | BA | (P) Planned for installation, but regulatory approvals not initiated | 2.5
2027 | 6 | 66933 | SR Magnolia, LLC | IPP | SR Magnolia | MS | 68559 | MAGNA | 160 | Solar Photovoltaic | SUN | PV | (T) Regulatory approvals received. Not under construction | 160
2027 | 6 | 65815 | Sunraycer Assets I LLC | IPP | Lupinus Storage 3 | TX | 67674 | LUPE3 | 50.9 | Batteries | MWH | BA | (P) Planned for installation, but regulatory approvals not initiated | 50.9
2027 | 6 | 66606 | Templeton Wind Energy Center, LLC | Electric Utility | Templeton Wind | IN | 68179 | TEMPW | 200.2 | Onshore Wind Turbine | WND | WT | (T) Regulatory approvals received. Not under construction | 200.2
2027 | 6 | 65777 | Urban Grid Solar | IPP | Beaver Creek Solar | PA | 66850 | BEAC1 | 34.2 | Solar Photovoltaic | SUN | PV | (L) Regulatory approvals pending. Not under construction | 34.2
2027 | 6 | 64657 | Vacherie Solar Energy Center, LLC | IPP | Vacherie Solar Energy Center, LLC | LA | 65345 | VSEC | 150 | Solar Photovoltaic | SUN | PV | (T) Regulatory approvals received. Not under construction | 150
2027 | 6 | 64545 | Vesper Energy Development LLC | IPP | TX Nazareth Solar | TX | 67575 | NZRTH | 201 | Solar Photovoltaic | SUN | PV | (T) Regulatory approvals received. Not under construction | 201
2027 | 6 | 66318 | Zeta Solar, LLC | IPP | Zeta Solar & Storage | CA | 67676 | GEN01 | 75 | Solar Photovoltaic | SUN | PV | (P) Planned for installation, but regulatory approvals not initiated | 75
2027 | 6 | 66318 | Zeta Solar, LLC | IPP | Zeta Solar & Storage | CA | 67676 | GEN02 | 75 | Batteries | MWH | BA | (P) Planned for installation, but regulatory approvals not initiated | 75
2027 | 7 | 64904 | AES Clean Energy | IPP | Somerset Solar LLC | NY | 67324 | NYSOM | 125 | Solar Photovoltaic | SUN | PV | (P) Planned for installation, but regulatory approvals not initiated | 100
2027 | 7 | 66750 | Abeja Solar Farm LLC | IPP | Abeja Solar Farm | TX | 68347 | ABPV1 | 200 | Solar Photovoltaic | SUN | PV | (P) Planned for installation, but regulatory approvals not initiated | 200
2027 | 7 | 66751 | Alamo City ESS LLC | IPP | Alamo City ESS | TX | 68348 | ACESS | 200 | Batteries | MWH | BA | (P) Planned for installation, but regulatory approvals not initiated | 200
2027 | 7 | 924 | Associated Electric Coop, Inc | Electric Utility | Turney Energy Center | MO | 67263 | TN1 | 411.4 | Natural Gas Fired Combustion Turbine | NG | GT | (L) Regulatory approvals pending. Not under construction | 419
2027 | 7 | 66752 | Avant Prairie ESS LLC | IPP | Avant Prairie ESS | TX | 68349 | AVBS1 | 200 | Batteries | MWH | BA | (P) Planned for installation, but regulatory approvals not initiated | 200
2027 | 7 | 66754 | Bravo ESS LLC | IPP | Bravo ESS | TX | 68350 | BESS1 | 200 | Batteries | MWH | BA | (P) Planned for installation, but regulatory approvals not initiated | 200
2027 | 7 | 66755 | Clairemont Solar LLC | IPP | Clairemont Solar | TX | 68351 | CLAPV | 500 | Solar Photovoltaic | SUN | PV | (P) Planned for installation, but regulatory approvals not initiated | 500
2027 | 7 | 56769 | Consolidated Edison Development Inc. | IPP | Burt County Wind | NE | 61511 | BCNE | 75 | Onshore Wind Turbine | WND | WT | (L) Regulatory approvals pending. Not under construction | 75
2027 | 7 | 61060 | Cypress Creek Renewables | IPP | Varnsen | IL | 67645 | TWNDA | 5 | Solar Photovoltaic | SUN | PV | (L) Regulatory approvals pending. Not under construction | 5
2027 | 7 | 67157 | Flint | IPP | Flint | OH | 68911 | 27288 | 200 | Batteries | MWH | BA | (U) Under construction, less than or equal to 50 percent complete | 200
2027 | 7 | 6452 | Florida Power & Light Co | Electric Utility | Catfish | FL | 68830 | 1 | 74.5 | Solar Photovoltaic | SUN | PV | (U) Under construction, less than or equal to 50 percent complete | 74.5
2027 | 7 | 6452 | Florida Power & Light Co | Electric Utility | Cocoplum | FL | 68831 | 1 | 74.5 | Solar Photovoltaic | SUN | PV | (U) Under construction, less than or equal to 50 percent complete | 74.5
2027 | 7 | 6452 | Florida Power & Light Co | Electric Utility | Hardwood Hammock | FL | 68833 | 1 | 74.5 | Solar Photovoltaic | SUN | PV | (U) Under construction, less than or equal to 50 percent complete | 74.5
2027 | 7 | 6452 | Florida Power & Light Co | Electric Utility | Maple Trail | FL | 68836 | 1 | 74.5 | Solar Photovoltaic | SUN | PV | (U) Under construction, less than or equal to 50 percent complete | 74.5
2027 | 7 | 66384 | GRS BESS Texas Seven, LLC | IPP | Steelhead Energy Storage | TX | 67798 | GRS7 | 190.1 | Batteries | MWH | BA | (L) Regulatory approvals pending. Not under construction | 193.7
2027 | 7 | 65986 | Gransolar Texas Three, LLC | IPP | Pecan BESS | TX | 67774 | GRS3 | 157.1 | Batteries | MWH | BA | (L) Regulatory approvals pending. Not under construction | 157.1
2027 | 7 | 61166 | Green Power Energy LLC | IPP | Cody Road Wind Farm | NY | 61592 | WT1 | 2.4 | Onshore Wind Turbine | WND | WT | (U) Under construction, less than or equal to 50 percent complete | 2.4
2027 | 7 | 61166 | Green Power Energy LLC | IPP | Cody Road Wind Farm | NY | 61592 | WT2 | 2.4 | Onshore Wind Turbine | WND | WT | (U) Under construction, less than or equal to 50 percent complete | 2.4
2027 | 7 | 61166 | Green Power Energy LLC | IPP | Cody Road Wind Farm | NY | 61592 | WT3 | 2.4 | Onshore Wind Turbine | WND | WT | (U) Under construction, less than or equal to 50 percent complete | 2.4
2027 | 7 | 61166 | Green Power Energy LLC | IPP | Cody Road Wind Farm | NY | 61592 | WT4 | 2.4 | Onshore Wind Turbine | WND | WT | (U) Under construction, less than or equal to 50 percent complete | 2.4
2027 | 7 | 61166 | Green Power Energy LLC | IPP | Cody Road Wind Farm | NY | 61592 | WT5 | 2.4 | Onshore Wind Turbine | WND | WT | (U) Under construction, less than or equal to 50 percent complete | 2.4
2027 | 7 | 64476 | Hope Solar One, LLC | IPP | Hope Solar One | RI | 65060 | VCP02 | 3.5 | Solar Photovoltaic | SUN | PV | (P) Planned for installation, but regulatory approvals not initiated | 3.5
2027 | 7 | 66757 | La Salle ESS LLC | IPP | La Salle ESS | TX | 68353 | LSBS1 | 500 | Batteries | MWH | BA | (P) Planned for installation, but regulatory approvals not initiated | 500
2027 | 7 | 66758 | La Salle Solar LLC | IPP | La Salle Solar | TX | 68354 | LSPV1 | 500 | Solar Photovoltaic | SUN | PV | (P) Planned for installation, but regulatory approvals not initiated | 500
2027 | 7 | 66759 | Lazy U ESS 1 LLC | IPP | Lazy U ESS 1 | TX | 68355 | LUBA1 | 250 | Batteries | MWH | BA | (P) Planned for installation, but regulatory approvals not initiated | 250
2027 | 7 | 64265 | Notch Peak Solar LLC | IPP | Notch Peak Solar LLC | UT | 64669 | KOV4A | 324 | Solar Photovoltaic | SUN | PV | (T) Regulatory approvals received. Not under construction | 324
2027 | 7 | 66027 | Orsted Wind Power North America LLC | IPP | Sunrise Wind | NY | 67435 | SRWND | 924 | Offshore Wind Turbine | WND | WS | (U) Under construction, less than or equal to 50 percent complete | 924
2027 | 7 | 66763 | Pepper Solar Farm LLC | IPP | Pepper Solar Farm | TX | 68359 | OCPSF | 120 | Solar Photovoltaic | SUN | PV | (P) Planned for installation, but regulatory approvals not initiated | 120
2027 | 7 | 65690 | Premium Energy Holdings | IPP | Whale Rock Pumped Storage Hydro Project | CA | 66685 | WH001 | 200 | Hydroelectric Pumped Storage | WAT | PS | (P) Planned for installation, but regulatory approvals not initiated | 200
2027 | 7 | 65690 | Premium Energy Holdings | IPP | Whale Rock Pumped Storage Hydro Project | CA | 66685 | WH002 | 200 | Hydroelectric Pumped Storage | WAT | PS | (P) Planned for installation, but regulatory approvals not initiated | 200
2027 | 7 | 65690 | Premium Energy Holdings | IPP | Whale Rock Pumped Storage Hydro Project | CA | 66685 | WH003 | 200 | Hydroelectric Pumped Storage | WAT | PS | (P) Planned for installation, but regulatory approvals not initiated | 200
2027 | 7 | 66764 | Prost ESS LLC | IPP | Prost ESS | TX | 68360 | PRESS | 200 | Batteries | MWH | BA | (P) Planned for installation, but regulatory approvals not initiated | 200
2027 | 7 | 64726 | Rivers Electric, LLC | IPP | Mill Pond Hydro | NY | 65399 | U3 | 0.5 | Conventional Hydroelectric | WAT | HY | (P) Planned for installation, but regulatory approvals not initiated | 0.5
2027 | 7 | 66765 | Rush ESS LLC | IPP | Rush ESS | TX | 68361 | RUESS | 200 | Batteries | MWH | BA | (P) Planned for installation, but regulatory approvals not initiated | 200
2027 | 7 | 66935 | SR Middleton, LLC | IPP | SR Middleton | TN | 68561 | MIDDN | 55 | Solar Photovoltaic | SUN | PV | (T) Regulatory approvals received. Not under construction | 55
2027 | 7 | 17166 | Sierra Pacific Power Co | Electric Utility | Sierra Solar Hybrid | NV | 67978 | SSES1 | 400 | Batteries | MWH | BA | (L) Regulatory approvals pending. Not under construction | 400
2027 | 7 | 66767 | SunShiner ESS LLC | IPP | SunShiner ESS | TX | 68363 | SSESS | 200 | Batteries | MWH | BA | (P) Planned for installation, but regulatory approvals not initiated | 200
2027 | 7 | 62936 | TREX US Red Holly LLC | IPP | TREX US Red Holly | TX | 63202 | 701-S | 50 | Batteries | MWH | BA | (L) Regulatory approvals pending. Not under construction | 50
2027 | 7 | 66768 | Tex-Bar ESS LLC | IPP | Tex-Bar ESS | TX | 68364 | TBESS | 200 | Batteries | MWH | BA | (P) Planned for installation, but regulatory approvals not initiated | 200
2027 | 8 | 66731 | BrightNight Power | IPP | Pepper Hammock Solar and Storage | GA | 68367 | PEHA1 | 1200 | Solar Photovoltaic | SUN | PV | (L) Regulatory approvals pending. Not under construction | 1200
2027 | 8 | 61060 | Cypress Creek Renewables | IPP | Holly Branch Solar, LLC | TX | 66692 | HOLLY | 230 | Solar Photovoltaic | SUN | PV | (L) Regulatory approvals pending. Not under construction | 230
2027 | 8 | 61060 | Cypress Creek Renewables | IPP | Holly Branch Solar, LLC | TX | 66692 | HOLY | 100 | Batteries | MWH | BA | (L) Regulatory approvals pending. Not under construction | 100
2027 | 8 | 65084 | Eldora Energy LLC | IPP | Eldora Energy LLC | TX | 65847 | ELDBS | 200 | Batteries | MWH | BA | (P) Planned for installation, but regulatory approvals not initiated | 200
2027 | 8 | 65084 | Eldora Energy LLC | IPP | Eldora Energy LLC | TX | 65847 | ELDPV | 200 | Solar Photovoltaic | SUN | PV | (P) Planned for installation, but regulatory approvals not initiated | 200
2027 | 8 | 65837 | Freestone Solar LLC | IPP | Timber Cove Solar | TX | 66922 | 59957 | 100 | Solar Photovoltaic | SUN | PV | (P) Planned for installation, but regulatory approvals not initiated | 100
2027 | 8 | 66581 | GRS BESS Texas Eight LLC | IPP | Marcos PV and BESS | TX | 68080 | GRS8B | 115 | Batteries | MWH | BA | (L) Regulatory approvals pending. Not under construction | 115.9
2027 | 8 | 66581 | GRS BESS Texas Eight LLC | IPP | Marcos PV and BESS | TX | 68080 | GRS8P | 115 | Solar Photovoltaic | SUN | PV | (L) Regulatory approvals pending. Not under construction | 115.9
2027 | 8 | 65476 | Gransolar Texas Eight, LLC | IPP | Tokio Solar | TX | 66397 | TOKIO | 168 | Solar Photovoltaic | SUN | PV | (P) Planned for installation, but regulatory approvals not initiated | 170.4
2027 | 8 | 66385 | Gransolar Texas Ten LLC | IPP | Payne Battlecreek Solar | TX | 67788 | GRS10 | 85 | Solar Photovoltaic | SUN | PV | (L) Regulatory approvals pending. Not under construction | 85
2027 | 8 | 63463 | Palomino Solar, LLC | IPP | Palomino Solar | OH | 63784 | PLMNO | 200 | Solar Photovoltaic | SUN | PV | (T) Regulatory approvals received. Not under construction | 200
2027 | 8 | 67151 | Pine Forest Solar I, LLC | IPP | Pine Forest Solar I | TX | 68906 | PFBA2 | 200 | Batteries | MWH | BA | (U) Under construction, less than or equal to 50 percent complete | 200
2027 | 8 | 66938 | SR Puryear, LLC | IPP | SR Puryear | TN | 68564 | PURYR | 50 | Solar Photovoltaic | SUN | PV | (T) Regulatory approvals received. Not under construction | 50
2027 | 8 | 65079 | Solar Proponent LLC | IPP | Hollow Branch Creek 2 Solar and BESS SLF | TX | 65851 | HB2BS | 460 | Batteries | MWH | BA | (L) Regulatory approvals pending. Not under construction | 460
2027 | 8 | 65079 | Solar Proponent LLC | IPP | Hollow Branch Creek 2 Solar and BESS SLF | TX | 65851 | HB2PV | 460 | Solar Photovoltaic | SUN | PV | (L) Regulatory approvals pending. Not under construction | 460
2027 | 8 | 66704 | THSI bn, LLC | IPP | THREE SISTERS Solar Generation and BESS | AZ | 68298 | THSI1 | 300 | Batteries | MWH | BA | (L) Regulatory approvals pending. Not under construction | 300
2027 | 8 | 66704 | THSI bn, LLC | IPP | THREE SISTERS Solar Generation and BESS | AZ | 68298 | THSI2 | 300 | Solar Photovoltaic | SUN | PV | (L) Regulatory approvals pending. Not under construction | 300
2027 | 8 | 66632 | Two Rivers Solar, LLC | IPP | Two Rivers Solar | TX | 68198 | TRS | 214 | Solar Photovoltaic | SUN | PV | (P) Planned for installation, but regulatory approvals not initiated | 214
2027 | 9 | 64904 | AES Clean Energy | IPP | Brookside Solar | NY | 68473 | BROOK | 100 | Solar Photovoltaic | SUN | PV | (L) Regulatory approvals pending. Not under construction | 100
2027 | 9 | 67148 | BT Claxton Solar, LLC | IPP | Claxton Solar | TX | 68901 | CLABA | 75.7 | Batteries | MWH | BA | (L) Regulatory approvals pending. Not under construction | 75.7
2027 | 9 | 67148 | BT Claxton Solar, LLC | IPP | Claxton Solar | TX | 68901 | PVCLA | 150.6 | Solar Photovoltaic | SUN | PV | (L) Regulatory approvals pending. Not under construction | 150.6
2027 | 9 | 66731 | BrightNight Power | IPP | Starfire Mountain Solar | KY | 68369 | STMO | 410 | Solar Photovoltaic | SUN | PV | (L) Regulatory approvals pending. Not under construction | 410
2027 | 9 | 61060 | Cypress Creek Renewables | IPP | Scotch Grove Solar | NC | 67663 | SGROV | 80 | Solar Photovoltaic | SUN | PV | (L) Regulatory approvals pending. Not under construction | 80
2027 | 9 | 67184 | Gilman Solar LLC PV | IPP | Gilman Solar LLC | IL | 68972 | 11253 | 4.5 | Solar Photovoltaic | SUN | PV | (U) Under construction, less than or equal to 50 percent complete | 4.5
2027 | 9 | 66382 | Gransolar Texas Eleven LLC | IPP | Vial BESS | TX | 67784 | GRS11 | 141.4 | Batteries | MWH | BA | (L) Regulatory approvals pending. Not under construction | 141.4
2027 | 9 | 66373 | Gransolar Texas Two LLC | IPP | Cuchillas PV and BESS | TX | 67776 | GRS2P | 305.6 | Solar Photovoltaic | SUN | PV | (L) Regulatory approvals pending. Not under construction | 305.6
2027 | 9 | 65871 | MPW Solar 1, LLC | IPP | MPW Solar 1 | IA | 66978 | MS1 | 24 | Solar Photovoltaic | SUN | PV | (L) Regulatory approvals pending. Not under construction | 24
2027 | 9 | 12436 | Michigan State University | Commercial | T B Simon Power Plant | MI | 10328 | GEN11 | 15 | Natural Gas Fired Combustion Turbine | NG | GT | (T) Regulatory approvals received. Not under construction | 15
2027 | 9 | 66369 | Mission Clean Energy Devco LLC | IPP | Cumbia Energy Center | TX | 67768 | CECBA | 200 | Batteries | MWH | BA | (P) Planned for installation, but regulatory approvals not initiated | 200
2027 | 9 | 65715 | Strata Clean Energy | IPP | Austin Creek Solar | IL | 66703 | 11103 | 140 | Solar Photovoltaic | SUN | PV | (P) Planned for installation, but regulatory approvals not initiated | 140
2027 | 9 | 65715 | Strata Clean Energy | IPP | Patoka Solar | IN | 66706 | 11101 | 250 | Solar Photovoltaic | SUN | PV | (P) Planned for installation, but regulatory approvals not initiated | 250
2027 | 9 | 65715 | Strata Clean Energy | IPP | Prairie Oak Solar | IL | 66707 | 11102 | 250 | Solar Photovoltaic | SUN | PV | (P) Planned for installation, but regulatory approvals not initiated | 250
2027 | 9 | 65815 | Sunraycer Assets I LLC | IPP | Lupinus Solar 1, LLC | TX | 66895 | LP1BA | 83 | Batteries | MWH | BA | (P) Planned for installation, but regulatory approvals not initiated | 83
2027 | 9 | 65815 | Sunraycer Assets I LLC | IPP | Lupinus Solar 1, LLC | TX | 66895 | LP1PV | 165 | Solar Photovoltaic | SUN | PV | (P) Planned for installation, but regulatory approvals not initiated | 165
2027 | 10 | 66568 | Alabama Creek Solar, LLC | IPP | Alabama Creek Solar | AL | 68057 | BAMA1 | 80 | Solar Photovoltaic | SUN | PV | (T) Regulatory approvals received. Not under construction | 80
2027 | 10 | 66683 | DYSP, LLC | IPP | Dyers Spring Solar | KY | 68290 | DYSP | 200 | Solar Photovoltaic | SUN | PV | (L) Regulatory approvals pending. Not under construction | 200
2027 | 10 | 6452 | Florida Power & Light Co | Electric Utility | Joshua Creek | FL | 68835 | 1 | 74.5 | Solar Photovoltaic | SUN | PV | (U) Under construction, less than or equal to 50 percent complete | 74.5
2027 | 10 | 6452 | Florida Power & Light Co | Electric Utility | Pinecone | FL | 68825 | 1 | 74.5 | Solar Photovoltaic | SUN | PV | (U) Under construction, less than or equal to 50 percent complete | 74.5
2027 | 10 | 6452 | Florida Power & Light Co | Electric Utility | Saddle | FL | 68826 | 1 | 74.5 | Solar Photovoltaic | SUN | PV | (U) Under construction, less than or equal to 50 percent complete | 74.5
2027 | 10 | 6452 | Florida Power & Light Co | Electric Utility | Spanish Moss | FL | 68827 | 1 | 74.5 | Solar Photovoltaic | SUN | PV | (U) Under construction, less than or equal to 50 percent complete | 74.5
2027 | 10 | 66447 | Gladys Solar LLC | IPP | Gladys Solar LLC | VA | 67871 | ENX29 | 60.4 | Solar Photovoltaic | SUN | PV | (P) Planned for installation, but regulatory approvals not initiated | 60.4
2027 | 10 | 65475 | Gransolar Texas Fifteen, LLC | IPP | Naduah Solar | TX | 66396 | NDUAH | 102.3 | Solar Photovoltaic | SUN | PV | (P) Planned for installation, but regulatory approvals not initiated | 102.3
2027 | 10 | 66254 | Greenalia Solar Power Leitrim, LLC | IPP | Leitrim Solar Park | TX | 67544 | LEGSP | 91.2 | Solar Photovoltaic | SUN | PV | (T) Regulatory approvals received. Not under construction | 91.2
2027 | 10 | 66261 | Greenalia Solar Power Roscommon, LLC | IPP | Roscommon Solar Park | TX | 67566 | ROGSP | 82.8 | Solar Photovoltaic | SUN | PV | (T) Regulatory approvals received. Not under construction | 82.8
2027 | 10 | 66905 | HEC Renewable Energy America LLC | IPP | OCI Hillsboro | TX | 66401 | OHLBS | 200 | Batteries | MWH | BA | (P) Planned for installation, but regulatory approvals not initiated | 200
2027 | 10 | 66905 | HEC Renewable Energy America LLC | IPP | OCI Hillsboro | TX | 66401 | OHLPV | 200 | Solar Photovoltaic | SUN | PV | (P) Planned for installation, but regulatory approvals not initiated | 200
2027 | 10 | 66741 | Lotus Solar LLC | IPP | Lotus Solar | SC | 68337 | LOTUS | 75 | Solar Photovoltaic | SUN | PV | (T) Regulatory approvals received. Not under construction | 75
2027 | 10 | 14063 | Oklahoma Gas & Electric Co | Electric Utility | Horseshoe Lake | OK | 2951 | 11 | 224 | Natural Gas Fired Combustion Turbine | NG | GT | (T) Regulatory approvals received. Not under construction | 224
2027 | 10 | 14063 | Oklahoma Gas & Electric Co | Electric Utility | Horseshoe Lake | OK | 2951 | 12 | 224 | Natural Gas Fired Combustion Turbine | NG | GT | (T) Regulatory approvals received. Not under construction | 224
2027 | 10 | 65124 | Plum Nellie Wind Farm LLC | IPP | Plum Nellie Wind Farm LLC | KS | 65948 | PNW01 | 201.6 | Onshore Wind Turbine | WND | WT | (P) Planned for installation, but regulatory approvals not initiated | 201.6
2027 | 10 | 66509 | Red River Clean Energy | IPP | Concho Pearl Solar and Storage | TX | 67956 | CONBS | 162.4 | Batteries | MWH | BA | (T) Regulatory approvals received. Not under construction | 162.4
2027 | 10 | 66509 | Red River Clean Energy | IPP | Concho Pearl Solar and Storage | TX | 67956 | CONPV | 171.9 | Solar Photovoltaic | SUN | PV | (T) Regulatory approvals received. Not under construction | 171.9
2027 | 10 | 61906 | Rye Development | IPP | Emsworth L&D Hydroelectric Project | PA | 62433 | NA1 | 5 | Conventional Hydroelectric | WAT | HY | (P) Planned for installation, but regulatory approvals not initiated | 6.8
2027 | 10 | 66530 | Sandersville Solar, LLC | IPP | Sandersville Solar | GA | 67988 | PGR28 | 50 | Solar Photovoltaic | SUN | PV | (L) Regulatory approvals pending. Not under construction | 50
2027 | 10 | 64347 | Silver Queen Wind Farm, LLC | IPP | Silver Queen Wind Farm | IA | 64835 | NA | 252 | Onshore Wind Turbine | WND | WT | (L) Regulatory approvals pending. Not under construction | 252
2027 | 10 | 19436 | Union Electric Co - (MO) | Electric Utility | Castle Bluff Energy Center | MO | 67576 | 1 | 175 | Natural Gas Fired Combustion Turbine | NG | GT | (P) Planned for installation, but regulatory approvals not initiated | 216
2027 | 10 | 19436 | Union Electric Co - (MO) | Electric Utility | Castle Bluff Energy Center | MO | 67576 | 2 | 175 | Natural Gas Fired Combustion Turbine | NG | GT | (P) Planned for installation, but regulatory approvals not initiated | 216
2027 | 10 | 19436 | Union Electric Co - (MO) | Electric Utility | Castle Bluff Energy Center | MO | 67576 | 3 | 175 | Natural Gas Fired Combustion Turbine | NG | GT | (P) Planned for installation, but regulatory approvals not initiated | 216
2027 | 10 | 64545 | Vesper Energy Development LLC | IPP | Red Hollow Renewable Energy | TX | 68030 | RDHLW | 300 | Solar Photovoltaic | SUN | PV | (P) Planned for installation, but regulatory approvals not initiated | 300
2027 | 10 | 64545 | Vesper Energy Development LLC | IPP | Red Hollow Renewable Energy | TX | 68030 | RHLWB | 300 | Batteries | MWH | BA | (P) Planned for installation, but regulatory approvals not initiated | 300
2027 | 11 | 61729 | Culpepper Solar | IPP | Culpepper Solar | SC | 62221 | 33 | 74.9 | Solar Photovoltaic | SUN | PV | (T) Regulatory approvals received. Not under construction | 74.9
2027 | 11 | 61060 | Cypress Creek Renewables | IPP | Black Walnut Solar, LLC | NC | 66363 | GEN1 | 80 | Solar Photovoltaic | SUN | PV | (L) Regulatory approvals pending. Not under construction | 80
2027 | 11 | 66531 | Drawhorn Solar, LLC | IPP | Drawhorn Solar | GA | 67989 | PGR28 | 80 | Solar Photovoltaic | SUN | PV | (L) Regulatory approvals pending. Not under construction | 80
2027 | 11 | 64452 | EDF Renewables Development, Inc. | IPP | Homer Solar Energy Center | NY | 65052 | HSEC | 90 | Solar Photovoltaic | SUN | PV | (L) Regulatory approvals pending. Not under construction | 90
2027 | 11 | 64452 | EDF Renewables Development, Inc. | IPP | Rock House Solar | GA | 67226 | ROCKH | 250 | Solar Photovoltaic | SUN | PV | (P) Planned for installation, but regulatory approvals not initiated | 250
2027 | 11 | 64452 | EDF Renewables Development, Inc. | IPP | Tracy Solar Energy Center | NY | 65051 | TSEC | 119 | Solar Photovoltaic | SUN | PV | (L) Regulatory approvals pending. Not under construction | 119
2027 | 11 | 12685 | Entergy Mississippi LLC | Electric Utility | Delta Solar Plant | LA | 68028 | DSP | 80 | Solar Photovoltaic | SUN | PV | (P) Planned for installation, but regulatory approvals not initiated | 80
2027 | 11 | 66371 | Gransolar Texas Twenty LLC | IPP | Cosper Solar | TX | 67773 | GRS20 | 148 | Solar Photovoltaic | SUN | PV | (L) Regulatory approvals pending. Not under construction | 148.2
2027 | 11 | 49893 | Invenergy Services LLC | IPP | Crescent Valley Solar | NV | 62888 | GEN1 | 149 | Solar Photovoltaic | SUN | PV | (U) Under construction, less than or equal to 50 percent complete | 149
2027 | 11 | 67011 | Lock 11 Hydro Partners, LLC | IPP | KY No. 11 L&D Hydroelectric Project | KY | 62390 | 6 | 0.6 | Conventional Hydroelectric | WAT | HY | (L) Regulatory approvals pending. Not under construction | 0.6
2027 | 11 | 67011 | Lock 11 Hydro Partners, LLC | IPP | KY No. 11 L&D Hydroelectric Project | KY | 62390 | NA1 | 0.6 | Conventional Hydroelectric | WAT | HY | (L) Regulatory approvals pending. Not under construction | 0.6
2027 | 11 | 67011 | Lock 11 Hydro Partners, LLC | IPP | KY No. 11 L&D Hydroelectric Project | KY | 62390 | NA2 | 0.6 | Conventional Hydroelectric | WAT | HY | (L) Regulatory approvals pending. Not under construction | 0.6
2027 | 11 | 67011 | Lock 11 Hydro Partners, LLC | IPP | KY No. 11 L&D Hydroelectric Project | KY | 62390 | NA3 | 0.2 | Conventional Hydroelectric | WAT | HY | (L) Regulatory approvals pending. Not under construction | 0.2
2027 | 11 | 67011 | Lock 11 Hydro Partners, LLC | IPP | KY No. 11 L&D Hydroelectric Project | KY | 62390 | NA4 | 0.2 | Conventional Hydroelectric | WAT | HY | (L) Regulatory approvals pending. Not under construction | 0.2
2027 | 11 | 67011 | Lock 11 Hydro Partners, LLC | IPP | KY No. 11 L&D Hydroelectric Project | KY | 62390 | NA5 | 0.6 | Conventional Hydroelectric | WAT | HY | (L) Regulatory approvals pending. Not under construction | 0.6
2027 | 11 | 61808 | Rollins Solar | IPP | Rollins Solar | SC | 62295 | 67 | 74.9 | Solar Photovoltaic | SUN | PV | (T) Regulatory approvals received. Not under construction | 74.9
2027 | 11 | 61809 | Ross Solar | IPP | Ross Solar | SC | 62296 | 68 | 74.9 | Solar Photovoltaic | SUN | PV | (T) Regulatory approvals received. Not under construction | 74.9
2027 | 11 | 61906 | Rye Development | IPP | Allegheny L&D2 Hydroelectric Project | PA | 62401 | NA1 | 2.5 | Conventional Hydroelectric | WAT | HY | (P) Planned for installation, but regulatory approvals not initiated | 4.5
2027 | 11 | 61906 | Rye Development | IPP | Emsworth BC Hydroelectric Project | PA | 62434 | NA1 | 3 | Conventional Hydroelectric | WAT | HY | (P) Planned for installation, but regulatory approvals not initiated | 6
2027 | 11 | 61906 | Rye Development | IPP | Emsworth L&D Hydroelectric Project | PA | 62433 | NA2 | 5 | Conventional Hydroelectric | WAT | HY | (P) Planned for installation, but regulatory approvals not initiated | 6.8
2027 | 11 | 61831 | Shorthorn Solar | IPP | Shorthorn Solar | SC | 62310 | 74 | 60 | Solar Photovoltaic | SUN | PV | (T) Regulatory approvals received. Not under construction | 60
2027 | 11 | 66461 | Two Oaks Solar and Storage | IPP | Two Oaks Solar and Storage LLC | VA | 67884 | ENX28 | 50 | Batteries | MWH | BA | (P) Planned for installation, but regulatory approvals not initiated | 50
2027 | 11 | 64545 | Vesper Energy Development LLC | IPP | Syracuse and Tours Renewable Energy | CA | 68035 | SYTOB | 40 | Batteries | MWH | BA | (T) Regulatory approvals received. Not under construction | 40
2027 | 11 | 64545 | Vesper Energy Development LLC | IPP | Syracuse and Tours Renewable Energy | CA | 68035 | SYTOR | 40 | Solar Photovoltaic | SUN | PV | (T) Regulatory approvals received. Not under construction | 40
2027 | 12 | 63826 | 201LC 8me LLC | IPP | Rockmont Solar and Storage Project | NM | 64216 | 201LC | 100 | Solar Photovoltaic | SUN | PV | (L) Regulatory approvals pending. Not under construction | 100
2027 | 12 | 63826 | 201LC 8me LLC | IPP | Rockmont Solar and Storage Project | NM | 64216 | 309SJ | 30 | Batteries | MWH | BA | (L) Regulatory approvals pending. Not under construction | 30
2027 | 12 | 64245 | 90FI 8me, LLC | IPP | Kingsley Solar Farm | CA | 64634 | 90FI8 | 225 | Solar Photovoltaic | SUN | PV | (P) Planned for installation, but regulatory approvals not initiated | 225
2027 | 12 | 64245 | 90FI 8me, LLC | IPP | Kingsley Solar Farm | CA | 64634 | 90FIB | 74 | Batteries | MWH | BA | (P) Planned for installation, but regulatory approvals not initiated | 74
2027 | 12 | 64904 | AES Clean Energy | IPP | Empire Solar (NY) | NY | 66663 | EMPIR | 125 | Solar Photovoltaic | SUN | PV | (P) Planned for installation, but regulatory approvals not initiated | 125
2027 | 12 | 66711 | ARFL bn, LLC | IPP | Anthelope Hills Solar Generation BESS | MT | 68315 | ARFL1 | 200 | Solar Photovoltaic | SUN | PV | (L) Regulatory approvals pending. Not under construction | 200
2027 | 12 | 66711 | ARFL bn, LLC | IPP | Anthelope Hills Solar Generation BESS | MT | 68315 | ARFL2 | 200 | Batteries | MWH | BA | (L) Regulatory approvals pending. Not under construction | 200
2027 | 12 | 64615 | Antares Group Inc | IPP | Elm Spring Solar 1 | VA | 65313 | ES | 3 | Solar Photovoltaic | SUN | PV | (P) Planned for installation, but regulatory approvals not initiated | 3
2027 | 12 | 64615 | Antares Group Inc | IPP | Shenvalee Solar | VA | 65312 | SV | 3 | Solar Photovoltaic | SUN | PV | (P) Planned for installation, but regulatory approvals not initiated | 3
2027 | 12 | 15399 | Avangrid Power LLC | IPP | Great Bear Solar, LLC | OH | 64073 | GBS | 46 | Solar Photovoltaic | SUN | PV | (P) Planned for installation, but regulatory approvals not initiated | 46
2027 | 12 | 66712 | BIGL bn, LLC | IPP | Biglow Solar Generation and BESS | OR | 68316 | BIGL1 | 450 | Solar Photovoltaic | SUN | PV | (L) Regulatory approvals pending. Not under construction | 450
2027 | 12 | 66712 | BIGL bn, LLC | IPP | Biglow Solar Generation and BESS | OR | 68316 | BIGL2 | 250 | Batteries | MWH | BA | (L) Regulatory approvals pending. Not under construction | 250
2027 | 12 | 66061 | BQ Energy Development | IPP | Greater Wise Solar Project | VA | 68278 | 21066 | 20 | Solar Photovoltaic | SUN | PV | (P) Planned for installation, but regulatory approvals not initiated | 20
2027 | 12 | 67149 | BT Ferguson Solar, LLC | IPP | Echols Creek Solar | TX | 68902 | ECHPV | 201.2 | Solar Photovoltaic | SUN | PV | (L) Regulatory approvals pending. Not under construction | 201.2
2027 | 12 | 67150 | BT Thompson Solar, LLC | IPP | Musgravite Solar | TX | 68903 | MUSPV | 100.6 | Solar Photovoltaic | SUN | PV | (L) Regulatory approvals pending. Not under construction | 100.6
2027 | 12 | 64736 | Beartooth Energy Storage, LLC | IPP | Beartooth Energy Storage LLC | MT | 65407 | BEAR1 | 50 | Batteries | MWH | BA | (L) Regulatory approvals pending. Not under construction | 50
2027 | 12 | 66607 | Belltown Power Texas 2, LLC | IPP | Symank Solar | TX | 68175 | SYMPV | 66.6 | Solar Photovoltaic | SUN | PV | (L) Regulatory approvals pending. Not under construction | 66.6
2027 | 12 | 66607 | Belltown Power Texas 2, LLC | IPP | Yooperlite Storage | TX | 68178 | YOOBA | 175.7 | Batteries | MWH | BA | (L) Regulatory approvals pending. Not under construction | 175.7
2027 | 12 | 66511 | Boyles Run Solar I, LLC | IPP | BAI-Boyles Run-Phase I | PA | 67954 | BRPV1 | 15.9 | Solar Photovoltaic | SUN | PV | (P) Planned for installation, but regulatory approvals not initiated | 15.9
2027 | 12 | 66512 | Boyles Run Solar II, LLC | IPP | BAI-Boyles Run-Phase 2 | PA | 67955 | BRPV2 | 15.9 | Solar Photovoltaic | SUN | PV | (P) Planned for installation, but regulatory approvals not initiated | 15.9
2027 | 12 | 65697 | Briggs Solar, LLC | IPP | Briggs Solar, LLC | TX | 66691 | BRIGG | 305 | Solar Photovoltaic | SUN | PV | (L) Regulatory approvals pending. Not under construction | 305
2027 | 12 | 65697 | Briggs Solar, LLC | IPP | Briggs Solar, LLC | TX | 66691 | BRUGG | 70.5 | Batteries | MWH | BA | (L) Regulatory approvals pending. Not under construction | 70.5
2027 | 12 | 66731 | BrightNight Power | IPP | AGATE BESS | WA | 68366 | AGAT | 170 | Batteries | MWH | BA | (L) Regulatory approvals pending. Not under construction | 170
2027 | 12 | 66731 | BrightNight Power | IPP | Red Butte Solar and Storage | UT | 68371 | REBU | 300 | Solar Photovoltaic | SUN | PV | (L) Regulatory approvals pending. Not under construction | 300
2027 | 12 | 66731 | BrightNight Power | IPP | Red Butte Solar and Storage | UT | 68371 | REBU2 | 300 | Batteries | MWH | BA | (L) Regulatory approvals pending. Not under construction | 300
2027 | 12 | 61818 | CC Polymers LLC | Industrial | M&G Resins USA | TX | 60642 | 1 | 11.7 | All Other | WH | OT | (U) Under construction, less than or equal to 50 percent complete | 14.3
2027 | 12 | 61818 | CC Polymers LLC | Industrial | M&G Resins USA | TX | 60642 | 2 | 11.7 | All Other | WH | OT | (U) Under construction, less than or equal to 50 percent complete | 14.3
2027 | 12 | 63465 | Candela Renewables, LLC | IPP | Rough Hat | NV | 63782 | RH1 | 400 | Solar Photovoltaic | SUN | PV | (L) Regulatory approvals pending. Not under construction | 400
2027 | 12 | 66571 | Clenera DevCo LLC | IPP | CO Bar Solar and BESS | AZ | 69056 | CBBA | 400 | Batteries | MWH | BA | (P) Planned for installation, but regulatory approvals not initiated | 400
2027 | 12 | 66571 | Clenera DevCo LLC | IPP | CO Bar Solar and BESS | AZ | 69056 | CBPV | 400 | Solar Photovoltaic | SUN | PV | (P) Planned for installation, but regulatory approvals not initiated | 400
2027 | 12 | 66571 | Clenera DevCo LLC | IPP | Gemstone Solar LLC | MI | 68061 | GEMPV | 150 | Solar Photovoltaic | SUN | PV | (T) Regulatory approvals received. Not under construction | 150
2027 | 12 | 56769 | Consolidated Edison Development Inc. | IPP | Uvalde Solar 2 | TX | 66309 | UVPV2 | 300 | Solar Photovoltaic | SUN | PV | (P) Planned for installation, but regulatory approvals not initiated | 300
2027 | 12 | 4254 | Consumers Energy Co - (MI) | Electric Utility | Liberty Solar Energy Center | MI | 68744 | LSEC | 220 | Solar Photovoltaic | SUN | PV | (U) Under construction, less than or equal to 50 percent complete | 220
2027 | 12 | 61060 | Cypress Creek Renewables | IPP | Bhalu | TX | 67652 | BHALU | 200 | Batteries | MWH | BA | (L) Regulatory approvals pending. Not under construction | 200
2027 | 12 | 61060 | Cypress Creek Renewables | IPP | Mora Solar | PA | 68810 | MORA | 60 | Solar Photovoltaic | SUN | PV | (P) Planned for installation, but regulatory approvals not initiated | 60
2027 | 12 | 61060 | Cypress Creek Renewables | IPP | Ripley Solar | OH | 68811 | RIPLE | 100 | Solar Photovoltaic | SUN | PV | (P) Planned for installation, but regulatory approvals not initiated | 100
2027 | 12 | 65543 | Desert Vine Solar LLC | IPP | Desert Vine Solar | TX | 66493 | DVS | 121.3 | Solar Photovoltaic | SUN | PV | (L) Regulatory approvals pending. Not under construction | 121.3
2027 | 12 | 66681 | EAGL bn, LLC | IPP | Eagle Eye Solar and Storage | AZ | 68287 | EAGL1 | 400 | Solar Photovoltaic | SUN | PV | (L) Regulatory approvals pending. Not under construction | 400
2027 | 12 | 66681 | EAGL bn, LLC | IPP | Eagle Eye Solar and Storage | AZ | 68287 | EAGL2 | 400 | Batteries | MWH | BA | (L) Regulatory approvals pending. Not under construction | 400
2027 | 12 | 65516 | ECG Utah Solar1, LLC | IPP | Utah Solar 1 | UT | 66426 | 1EUS | 300 | Solar Photovoltaic | SUN | PV | (P) Planned for installation, but regulatory approvals not initiated | 300
2027 | 12 | 64452 | EDF Renewables Development, Inc. | IPP | Bonanza Solar and Storage Project | NV | 66908 | BZES | 195 | Batteries | MWH | BA | (L) Regulatory approvals pending. Not under construction | 195
2027 | 12 | 64452 | EDF Renewables Development, Inc. | IPP | Bonanza Solar and Storage Project | NV | 66908 | BZPV | 300 | Solar Photovoltaic | SUN | PV | (L) Regulatory approvals pending. Not under construction | 300
2027 | 12 | 64452 | EDF Renewables Development, Inc. | IPP | Lycan Solar Project | CA | 66805 | LYCAN | 400 | Solar Photovoltaic | SUN | PV | (L) Regulatory approvals pending. Not under construction | 400
2027 | 12 | 66412 | Emeren US, LLC | IPP | Gibson Solar Project - Hybrid | CA | 67836 | GSP1 | 13 | Solar Photovoltaic | SUN | PV | (T) Regulatory approvals received. Not under construction | 13
2027 | 12 | 66412 | Emeren US, LLC | IPP | Gibson Solar Project - Hybrid | CA | 67836 | GSP2 | 13 | Batteries | MWH | BA | (T) Regulatory approvals received. Not under construction | 13
2027 | 12 | 66685 | GGSO, LLC | IPP | Gage Solar | KY | 68292 | GGSO | 200 | Solar Photovoltaic | SUN | PV | (L) Regulatory approvals pending. Not under construction | 200
2027 | 12 | 66738 | GRVA bn, LLC | IPP | Grand Valley Solar Generation and BESS | CO | 68343 | GRVA1 | 100 | Solar Photovoltaic | SUN | PV | (L) Regulatory approvals pending. Not under construction | 100
2027 | 12 | 66738 | GRVA bn, LLC | IPP | Grand Valley Solar Generation and BESS | CO | 68343 | GRVA2 | 100 | Batteries | MWH | BA | (L) Regulatory approvals pending. Not under construction | 100
2027 | 12 | 7140 | Georgia Power Co | Electric Utility | Yates | GA | 728 | 10 | 418.4 | Natural Gas Fired Combustion Turbine | NG | GT | (P) Planned for installation, but regulatory approvals not initiated | 482.8
2027 | 12 | 7140 | Georgia Power Co | Electric Utility | Yates | GA | 728 | 9 | 418.4 | Natural Gas Fired Combustion Turbine | NG | GT | (P) Planned for installation, but regulatory approvals not initiated | 482.8
2027 | 12 | 66378 | Gransolar Texas Seven LLC | IPP | Lampe Solar | TX | 67781 | GRS7 | 60.2 | Solar Photovoltaic | SUN | PV | (L) Regulatory approvals pending. Not under construction | 60.2
2027 | 12 | 65482 | Gransolar Texas Thirteen, LLC | IPP | Despain Solar | TX | 66421 | GRS13 | 236 | Solar Photovoltaic | SUN | PV | (L) Regulatory approvals pending. Not under construction | 236.2
2027 | 12 | 63832 | Hecate Energy Harley Hand Solar LLC | IPP | Hecate Energy Harley Hand Solar LLC | TX | 64234 | 19936 | 514 | Solar Photovoltaic | SUN | PV | (P) Planned for installation, but regulatory approvals not initiated | 514
2027 | 12 | 65483 | Hecate Energy Ramsey Storage, LLC | IPP | Hecate Energy Ramsey Storage | TX | 66414 | RMSY | 500 | Batteries | MWH | BA | (P) Planned for installation, but regulatory approvals not initiated | 500
2027 | 12 | 65485 | Hecate Grid East Valley Storage, LLC | IPP | Hecate Grid East Valley Storage | TX | 66411 | RMSY | 255 | Batteries | MWH | BA | (P) Planned for installation, but regulatory approvals not initiated | 255
2027 | 12 | 66521 | Hodson Greendefine Jay Desoto LLC | IPP | New Jay PV & BESS | IN | 67966 | NEWJ1 | 39 | Solar Photovoltaic | SUN | PV | (P) Planned for installation, but regulatory approvals not initiated | 39
2027 | 12 | 66640 | IP Meitner, LLC | IPP | IP Meitner Solar | TX | 68203 | MEITS | 340 | Solar Photovoltaic | SUN | PV | (P) Planned for installation, but regulatory approvals not initiated | 340
2027 | 12 | 66640 | IP Meitner, LLC | IPP | IP Meitner Wind | TX | 68204 | MEITW | 460 | Onshore Wind Turbine | WND | WT | (P) Planned for installation, but regulatory approvals not initiated | 460
2027 | 12 | 49893 | Invenergy Services LLC | IPP | Powell Solar | OR | 67157 | BESS1 | 20.5 | Batteries | MWH | BA | (T) Regulatory approvals received. Not under construction | 20.5
2027 | 12 | 49893 | Invenergy Services LLC | IPP | Powell Solar | OR | 67157 | PV1 | 55.9 | Solar Photovoltaic | SUN | PV | (T) Regulatory approvals received. Not under construction | 55.9
2027 | 12 | 49893 | Invenergy Services LLC | IPP | Whitetail Wind Farm | WI | 67379 | 1 | 67.2 | Onshore Wind Turbine | WND | WT | (T) Regulatory approvals received. Not under construction | 67.2
2027 | 12 | 60223 | Ketchikan Electric Company | Electric Utility | Mahoney Lake Hydroelectric | AK | 59027 | GEN 1 | 9.6 | Conventional Hydroelectric | WAT | HY | (P) Planned for installation, but regulatory approvals not initiated | 9.6
2027 | 12 | 63289 | Key Capture Energy | IPP | KCE NY 10, LLC | NY | 66682 | NY10 | 20 | Batteries | MWH | BA | (P) Planned for installation, but regulatory approvals not initiated | 20
2027 | 12 | 63289 | Key Capture Energy | IPP | KCE NY 31, LLC | NY | 67839 | NY31 | 50 | Batteries | MWH | BA | (P) Planned for installation, but regulatory approvals not initiated | 50
2027 | 12 | 66714 | Lake Trout Solar | IPP | Lake Trout Solar | IN | 68302 | LAKET | 245 | Solar Photovoltaic | SUN | PV | (P) Planned for installation, but regulatory approvals not initiated | 245
2027 | 12 | 66187 | Lake Whitney Solar, LLC | IPP | Lake Whitney Solar | TX | 67358 | 4670 | 150 | Solar Photovoltaic | SUN | PV | (P) Planned for installation, but regulatory approvals not initiated | 150
2027 | 12 | 50123 | Leeward Asset Management, LLC | IPP | Honey Creek Solar | IN | 65821 | HNYBA | 20 | Batteries | MWH | BA | (P) Planned for installation, but regulatory approvals not initiated | 20
2027 | 12 | 50123 | Leeward Asset Management, LLC | IPP | Honey Creek Solar | IN | 65821 | HNYSR | 200 | Solar Photovoltaic | SUN | PV | (P) Planned for installation, but regulatory approvals not initiated | 200
2027 | 12 | 50123 | Leeward Asset Management, LLC | IPP | Rose Gold Solar | IN | 65471 | RGS01 | 150 | Solar Photovoltaic | SUN | PV | (L) Regulatory approvals pending. Not under construction | 150
2027 | 12 | 50123 | Leeward Asset Management, LLC | IPP | Rose Gold Solar | IN | 65471 | RGS23 | 100 | Solar Photovoltaic | SUN | PV | (P) Planned for installation, but regulatory approvals not initiated | 100
2027 | 12 | 50123 | Leeward Asset Management, LLC | IPP | Thoroughbred Solar | KY | 68087 | TBS1 | 50 | Solar Photovoltaic | SUN | PV | (L) Regulatory approvals pending. Not under construction | 50
2027 | 12 | 66178 | Liberty Renewables Incorporated | IPP | Agricola Wind | NY | 68228 | Q1448 | 97 | Onshore Wind Turbine | WND | WT | (P) Planned for installation, but regulatory approvals not initiated | 99
2027 | 12 | 66178 | Liberty Renewables Incorporated | IPP | Hoffman Falls Wind 2 | NY | 67346 | Q1335 | 102.5 | Onshore Wind Turbine | WND | WT | (P) Planned for installation, but regulatory approvals not initiated | 103.5
2027 | 12 | 65762 | Lighthouse Middletown, LLC | IPP | Elevate Middletown | CT | 66786 | ELVMT | 275 | Batteries | MWH | BA | (P) Planned for installation, but regulatory approvals not initiated | 275
2027 | 12 | 62842 | Lightsource Renewable Energy Asset Management, LLC | IPP | Big Elk Solar | NE | 66113 | NEBE1 | 100 | Solar Photovoltaic | SUN | PV | (L) Regulatory approvals pending. Not under construction | 100
2027 | 12 | 62842 | Lightsource Renewable Energy Asset Management, LLC | IPP | Mowata Solar | LA | 66558 | LAMO1 | 150 | Solar Photovoltaic | SUN | PV | (L) Regulatory approvals pending. Not under construction | 150
2027 | 12 | 61596 | Lincoln Land Energy Center LLC | IPP | Lincoln Land Energy Center | IL | 62022 | GEN1 | 520 | Natural Gas Fired Combined Cycle | NG | CS | (P) Planned for installation, but regulatory approvals not initiated | 638.4
2027 | 12 | 65812 | Lumberton PV I, LLC | IPP | Lumberton PV I, LLC | TX | 66904 | LBTN | 200 | Solar Photovoltaic | SUN | PV | (P) Planned for installation, but regulatory approvals not initiated | 200
2027 | 12 | 66508 | Moonlight Flats Solar Power, LLC | IPP | Moonlight Flats Solar Power 2 | PA | 67951 | MFS2 | 126.5 | Solar Photovoltaic | SUN | PV | (P) Planned for installation, but regulatory approvals not initiated | 126.5
2027 | 12 | 66508 | Moonlight Flats Solar Power, LLC | IPP | Moonlight Flats Solar Power 3 | PA | 67953 | MFS3 | 202.4 | Solar Photovoltaic | SUN | PV | (P) Planned for installation, but regulatory approvals not initiated | 202.4
2027 | 12 | 64800 | Nolin Hills Wind, LLC | IPP | Nolin Hills | OR | 60070 | GEN | 300 | Onshore Wind Turbine | WND | WT | (P) Planned for installation, but regulatory approvals not initiated | 300
2027 | 12 | 64800 | Nolin Hills Wind, LLC | IPP | Nolin Hills | OR | 60070 | GEN2 | 300 | Solar Photovoltaic | SUN | PV | (P) Planned for installation, but regulatory approvals not initiated | 300
2027 | 12 | 58489 | OCI Energy LLC | IPP | OCI SunRoper | TX | 65893 | OCIRO | 260 | Solar Photovoltaic | SUN | PV | (L) Regulatory approvals pending. Not under construction | 260
2027 | 12 | 66774 | Old Town Wind LLC | IPP | Old Town Wind | IL | 68413 | OT | 178 | Onshore Wind Turbine | WND | WT | (P) Planned for installation, but regulatory approvals not initiated | 178
2027 | 12 | 14354 | PacifiCorp | Electric Utility | Arco Wind and Solar Project | ID | 66651 | 37565 | 153 | Onshore Wind Turbine | WND | WT | (T) Regulatory approvals received. Not under construction | 153
2027 | 12 | 66448 | Parks Valley Energy LLC | IPP | Parks Valley Energy LLC | WV | 67874 | ENX32 | 150 | Batteries | MWH | BA | (P) Planned for installation, but regulatory approvals not initiated | 150
2027 | 12 | 66707 | Puuloa Energy LLC | IPP | Puuloa Energy | HI | 68284 | PE-1 | 9.4 | Other Waste Biomass | OBL | IC | (P) Planned for installation, but regulatory approvals not initiated | 9.4
2027 | 12 | 66707 | Puuloa Energy LLC | IPP | Puuloa Energy | HI | 68284 | PE-10 | 9.4 | Other Waste Biomass | OBL | IC | (P) Planned for installation, but regulatory approvals not initiated | 9.4
2027 | 12 | 66707 | Puuloa Energy LLC | IPP | Puuloa Energy | HI | 68284 | PE-11 | 9.4 | Other Waste Biomass | OBL | IC | (P) Planned for installation, but regulatory approvals not initiated | 9.4
2027 | 12 | 66707 | Puuloa Energy LLC | IPP | Puuloa Energy | HI | 68284 | PE-2 | 9.4 | Other Waste Biomass | OBL | IC | (P) Planned for installation, but regulatory approvals not initiated | 9.4
2027 | 12 | 66707 | Puuloa Energy LLC | IPP | Puuloa Energy | HI | 68284 | PE-3 | 9.4 | Other Waste Biomass | OBL | IC | (P) Planned for installation, but regulatory approvals not initiated | 9.4
2027 | 12 | 66707 | Puuloa Energy LLC | IPP | Puuloa Energy | HI | 68284 | PE-4 | 9.4 | Other Waste Biomass | OBL | IC | (P) Planned for installation, but regulatory approvals not initiated | 9.4
2027 | 12 | 66707 | Puuloa Energy LLC | IPP | Puuloa Energy | HI | 68284 | PE-5 | 9.4 | Other Waste Biomass | OBL | IC | (P) Planned for installation, but regulatory approvals not initiated | 9.4
2027 | 12 | 66707 | Puuloa Energy LLC | IPP | Puuloa Energy | HI | 68284 | PE-6 | 9.4 | Other Waste Biomass | OBL | IC | (P) Planned for installation, but regulatory approvals not initiated | 9.4
2027 | 12 | 66707 | Puuloa Energy LLC | IPP | Puuloa Energy | HI | 68284 | PE-7 | 9.4 | Other Waste Biomass | OBL | IC | (P) Planned for installation, but regulatory approvals not initiated | 9.4
2027 | 12 | 66707 | Puuloa Energy LLC | IPP | Puuloa Energy | HI | 68284 | PE-8 | 9.4 | Other Waste Biomass | OBL | IC | (P) Planned for installation, but regulatory approvals not initiated | 9.4
2027 | 12 | 66707 | Puuloa Energy LLC | IPP | Puuloa Energy | HI | 68284 | PE-9 | 9.4 | Other Waste Biomass | OBL | IC | (P) Planned for installation, but regulatory approvals not initiated | 9.4
2027 | 12 | 65265 | Repsol Renewables NA | IPP | Ritter Solar | OH | 68510 | CFC1 | 199 | Solar Photovoltaic | SUN | PV | (P) Planned for installation, but regulatory approvals not initiated | 199
2027 | 12 | 65265 | Repsol Renewables NA | IPP | South Ripley Solar | NY | 64911 | CSRB1 | 20 | Batteries | MWH | BA | (L) Regulatory approvals pending. Not under construction | 20
2027 | 12 | 65265 | Repsol Renewables NA | IPP | South Ripley Solar | NY | 64911 | CSRS1 | 270 | Solar Photovoltaic | SUN | PV | (L) Regulatory approvals pending. Not under construction | 270
2027 | 12 | 61906 | Rye Development | IPP | Allegheny L&D2 Hydroelectric Project | PA | 62401 | NA2 | 2.5 | Conventional Hydroelectric | WAT | HY | (P) Planned for installation, but regulatory approvals not initiated | 4.5
2027 | 12 | 61906 | Rye Development | IPP | Emsworth BC Hydroelectric Project | PA | 62434 | NA2 | 4 | Conventional Hydroelectric | WAT | HY | (P) Planned for installation, but regulatory approvals not initiated | 6
2027 | 12 | 61906 | Rye Development | IPP | Emsworth BC Hydroelectric Project | PA | 62434 | NA3 | 5 | Conventional Hydroelectric | WAT | HY | (P) Planned for installation, but regulatory approvals not initiated | 6.8
2027 | 12 | 61906 | Rye Development | IPP | Emsworth L&D Hydroelectric Project | PA | 62433 | NA3 | 5 | Conventional Hydroelectric | WAT | HY | (P) Planned for installation, but regulatory approvals not initiated | 6.8
2027 | 12 | 66927 | SR Bacon II, LLC | IPP | SR Bacon II | GA | 68553 | BACN2 | 115 | Solar Photovoltaic | SUN | PV | (T) Regulatory approvals received. Not under construction | 115
2027 | 12 | 66928 | SR Bacon III, LLC | IPP | SR Bacon III | GA | 68554 | BACN3 | 100 | Solar Photovoltaic | SUN | PV | (T) Regulatory approvals received. Not under construction | 100
2027 | 12 | 66588 | SR Copeland, LLC | IPP | SR Copeland | TN | 68099 | COPE | 110 | Solar Photovoltaic | SUN | PV | (T) Regulatory approvals received. Not under construction | 110
2027 | 12 | 66929 | SR Cordova, LLC | IPP | SR Cordova | SC | 68555 | CORDV | 100 | Solar Photovoltaic | SUN | PV | (T) Regulatory approvals received. Not under construction | 100
2027 | 12 | 66930 | SR Durhamville, LLC | IPP | SR Durhamville | TN | 68556 | DURHM | 66 | Solar Photovoltaic | SUN | PV | (T) Regulatory approvals received. Not under construction | 66
2027 | 12 | 66931 | SR Forrest City, LLC | IPP | SR Forrest City | AR | 68557 | FORRC | 4.8 | Solar Photovoltaic | SUN | PV | (T) Regulatory approvals received. Not under construction | 4.8
2027 | 12 | 66602 | SR Hope Hull, LLC | IPP | SR Hope Hull | AL | 68104 | HPHUL | 80 | Solar Photovoltaic | SUN | PV | (T) Regulatory approvals received. Not under construction | 80
2027 | 12 | 66932 | SR Lott, LLC | IPP | SR Lott | AL | 68558 | LOTT | 8.3 | Solar Photovoltaic | SUN | PV | (T) Regulatory approvals received. Not under construction | 8.3
2027 | 12 | 66934 | SR Marion Junction, LLC | IPP | SR Marion Junction | AL | 68560 | MARJT | 15 | Solar Photovoltaic | SUN | PV | (T) Regulatory approvals received. Not under construction | 15
2027 | 12 | 66936 | SR Mount Pleasant, LLC | IPP | SR Mount Pleasant | MS | 68562 | MTPLT | 50 | Solar Photovoltaic | SUN | PV | (T) Regulatory approvals received. Not under construction | 50
2027 | 12 | 66937 | SR Norwood, LLC | IPP | SR Norwood | GA | 68563 | NORWD | 107 | Solar Photovoltaic | SUN | PV | (T) Regulatory approvals received. Not under construction | 107
2027 | 12 | 66939 | SR Rochelle II, LLC | IPP | SR Rochelle II | GA | 68565 | ROCH2 | 50 | Solar Photovoltaic | SUN | PV | (T) Regulatory approvals received. Not under construction | 50
2027 | 12 | 66940 | SR Sipsey, LLC | IPP | SR Sipsey | AL | 68566 | SIPSY | 10 | Solar Photovoltaic | SUN | PV | (T) Regulatory approvals received. Not under construction | 10
2027 | 12 | 66941 | SR Sunset, LLC | IPP | SR Sunset | LA | 68567 | SUNST | 4.3 | Solar Photovoltaic | SUN | PV | (T) Regulatory approvals received. Not under construction | 4.3
2027 | 12 | 66943 | SR Ulm, LLC | IPP | SR Ulm | AR | 68569 | ULM | 4.8 | Solar Photovoltaic | SUN | PV | (T) Regulatory approvals received. Not under construction | 4.8
2027 | 12 | 66944 | SR West Helena, LLC | IPP | SR West Helena | AR | 68570 | WHELN | 4.8 | Solar Photovoltaic | SUN | PV | (T) Regulatory approvals received. Not under construction | 4.8
2027 | 12 | 64355 | Solariant Capital, LLC | IPP | Wildcat Solar Power Plant LLC | NM | 64849 | ATMWS | 50 | Batteries | MWH | BA | (P) Planned for installation, but regulatory approvals not initiated | 50
2027 | 12 | 17698 | Southwestern Electric Power Co | Electric Utility | Hallsville | TX | 68417 | 1 | 200 | Natural Gas Fired Combustion Turbine | NG | GT | (P) Planned for installation, but regulatory approvals not initiated | 225
2027 | 12 | 17698 | Southwestern Electric Power Co | Electric Utility | Hallsville | TX | 68417 | 2 | 200 | Natural Gas Fired Combustion Turbine | NG | GT | (P) Planned for installation, but regulatory approvals not initiated | 225
2027 | 12 | 67180 | Strinestown Solar, LLC | IPP | Strinestown Solar | PA | 68969 | ENX39 | 79.6 | Solar Photovoltaic | SUN | PV | (T) Regulatory approvals received. Not under construction | 79.6
2027 | 12 | 65815 | Sunraycer Assets I LLC | IPP | Albatross Solar, LLC | TX | 66894 | ALBBA | 50.4 | Batteries | MWH | BA | (P) Planned for installation, but regulatory approvals not initiated | 50.4
2027 | 12 | 65815 | Sunraycer Assets I LLC | IPP | Albatross Solar, LLC | TX | 66894 | ALBPV | 101 | Solar Photovoltaic | SUN | PV | (P) Planned for installation, but regulatory approvals not initiated | 101
2027 | 12 | 65815 | Sunraycer Assets I LLC | IPP | Lupinus Solar 2, LLC | TX | 66896 | LP2BA | 122.9 | Batteries | MWH | BA | (P) Planned for installation, but regulatory approvals not initiated | 122.9
2027 | 12 | 65815 | Sunraycer Assets I LLC | IPP | Lupinus Solar 2, LLC | TX | 66896 | LP2PV | 244 | Solar Photovoltaic | SUN | PV | (P) Planned for installation, but regulatory approvals not initiated | 244
2027 | 12 | 66778 | Sunstone Solar, LLC | IPP | Sunstone Solar | OR | 68396 | PGB45 | 1200 | Batteries | MWH | BA | (L) Regulatory approvals pending. Not under construction | 1200
2027 | 12 | 66778 | Sunstone Solar, LLC | IPP | Sunstone Solar | OR | 68396 | PGR45 | 1200 | Solar Photovoltaic | SUN | PV | (L) Regulatory approvals pending. Not under construction | 1200
2027 | 12 | 66705 | TUAL bn, LLC | IPP | Tualatin Battery Energy Storage System | OR | 68299 | TUAL | 400 | Batteries | MWH | BA | (P) Planned for installation, but regulatory approvals not initiated | 400
2027 | 12 | 18642 | Tennessee Valley Authority | Electric Utility | Kingston | TN | 3407 | CTG1 | 372.9 | Natural Gas Fired Combined Cycle | NG | CT | (P) Planned for installation, but regulatory approvals not initiated | 454.8
2027 | 12 | 18642 | Tennessee Valley Authority | Electric Utility | Kingston | TN | 3407 | G1 | 45 | Natural Gas Fired Combustion Turbine | NG | GT | (P) Planned for installation, but regulatory approvals not initiated | 65.8
2027 | 12 | 18642 | Tennessee Valley Authority | Electric Utility | Kingston | TN | 3407 | G10 | 45 | Natural Gas Fired Combustion Turbine | NG | GT | (P) Planned for installation, but regulatory approvals not initiated | 65.8
2027 | 12 | 18642 | Tennessee Valley Authority | Electric Utility | Kingston | TN | 3407 | G11 | 45 | Natural Gas Fired Combustion Turbine | NG | GT | (P) Planned for installation, but regulatory approvals not initiated | 65.8
2027 | 12 | 18642 | Tennessee Valley Authority | Electric Utility | Kingston | TN | 3407 | G12 | 45 | Natural Gas Fired Combustion Turbine | NG | GT | (P) Planned for installation, but regulatory approvals not initiated | 65.8
2027 | 12 | 18642 | Tennessee Valley Authority | Electric Utility | Kingston | TN | 3407 | G13 | 45 | Natural Gas Fired Combustion Turbine | NG | GT | (P) Planned for installation, but regulatory approvals not initiated | 65.8
2027 | 12 | 18642 | Tennessee Valley Authority | Electric Utility | Kingston | TN | 3407 | G14 | 45 | Natural Gas Fired Combustion Turbine | NG | GT | (P) Planned for installation, but regulatory approvals not initiated | 65.8
2027 | 12 | 18642 | Tennessee Valley Authority | Electric Utility | Kingston | TN | 3407 | G15 | 45 | Natural Gas Fired Combustion Turbine | NG | GT | (P) Planned for installation, but regulatory approvals not initiated | 65.8
2027 | 12 | 18642 | Tennessee Valley Authority | Electric Utility | Kingston | TN | 3407 | G16 | 45 | Natural Gas Fired Combustion Turbine | NG | GT | (P) Planned for installation, but regulatory approvals not initiated | 65.8
2027 | 12 | 18642 | Tennessee Valley Authority | Electric Utility | Kingston | TN | 3407 | G2 | 45 | Natural Gas Fired Combustion Turbine | NG | GT | (P) Planned for installation, but regulatory approvals not initiated | 65.8
2027 | 12 | 18642 | Tennessee Valley Authority | Electric Utility | Kingston | TN | 3407 | G3 | 45 | Natural Gas Fired Combustion Turbine | NG | GT | (P) Planned for installation, but regulatory approvals not initiated | 65.8
2027 | 12 | 18642 | Tennessee Valley Authority | Electric Utility | Kingston | TN | 3407 | G4 | 45 | Natural Gas Fired Combustion Turbine | NG | GT | (P) Planned for installation, but regulatory approvals not initiated | 65.8
2027 | 12 | 18642 | Tennessee Valley Authority | Electric Utility | Kingston | TN | 3407 | G5 | 45 | Natural Gas Fired Combustion Turbine | NG | GT | (P) Planned for installation, but regulatory approvals not initiated | 65.8
2027 | 12 | 18642 | Tennessee Valley Authority | Electric Utility | Kingston | TN | 3407 | G6 | 45 | Natural Gas Fired Combustion Turbine | NG | GT | (P) Planned for installation, but regulatory approvals not initiated | 65.8
2027 | 12 | 18642 | Tennessee Valley Authority | Electric Utility | Kingston | TN | 3407 | G7 | 45 | Natural Gas Fired Combustion Turbine | NG | GT | (P) Planned for installation, but regulatory approvals not initiated | 65.8
2027 | 12 | 18642 | Tennessee Valley Authority | Electric Utility | Kingston | TN | 3407 | G8 | 45 | Natural Gas Fired Combustion Turbine | NG | GT | (P) Planned for installation, but regulatory approvals not initiated | 65.8
2027 | 12 | 18642 | Tennessee Valley Authority | Electric Utility | Kingston | TN | 3407 | G9 | 45 | Natural Gas Fired Combustion Turbine | NG | GT | (P) Planned for installation, but regulatory approvals not initiated | 65.8
2027 | 12 | 18642 | Tennessee Valley Authority | Electric Utility | Kingston | TN | 3407 | STG1 | 296.6 | Natural Gas Fired Combined Cycle | NG | CA | (P) Planned for installation, but regulatory approvals not initiated | 323
2027 | 12 | 18642 | Tennessee Valley Authority | Electric Utility | Lawrence County Solar | AL | 67233 | SOL1 | 193 | Solar Photovoltaic | SUN | PV | (P) Planned for installation, but regulatory approvals not initiated | 193
2027 | 12 | 58113 | Texas A&M, Utilities & Energy Services | Commercial | Central Utility Plant - Texas A&M | TX | 58151 | STG03 | 5 | Natural Gas Fired Combined Cycle | NG | CA | (P) Planned for installation, but regulatory approvals not initiated | 5
2027 | 12 | 63759 | Triple Oak Power LLC | IPP | Jawbone Wind Project | MT | 58175 | JWPI | 80 | Onshore Wind Turbine | WND | WT | (U) Under construction, less than or equal to 50 percent complete | 80
2027 | 12 | 65777 | Urban Grid Solar | IPP | Fairview Solar (AR) | AR | 66851 | FAIR1 | 75 | Solar Photovoltaic | SUN | PV | (L) Regulatory approvals pending. Not under construction | 75
2027 | 12 | 65104 | Vermillion Rise Solar, LLC | IPP | Vermillion Rise Solar | IN | 65935 | 14 | 185 | Solar Photovoltaic | SUN | PV | (P) Planned for installation, but regulatory approvals not initiated | 185
2027 | 12 | 64545 | Vesper Energy Development LLC | IPP | Firefly Solar PA | PA | 67984 | FFLPA | 401.6 | Solar Photovoltaic | SUN | PV | (L) Regulatory approvals pending. Not under construction | 401.6
2027 | 12 | 64545 | Vesper Energy Development LLC | IPP | Sunrose Renewable Energy | TX | 68033 | SNRSE | 300 | Solar Photovoltaic | SUN | PV | (P) Planned for installation, but regulatory approvals not initiated | 300
2027 | 12 | 64545 | Vesper Energy Development LLC | IPP | Sunrose Renewable Energy | TX | 68033 | SRSEB | 300 | Batteries | MWH | BA | (P) Planned for installation, but regulatory approvals not initiated | 300
2027 | 12 | 66190 | Waco Solar II, LLC | IPP | Waco Solar II | TX | 67354 | 5698 | 200 | Solar Photovoltaic | SUN | PV | (P) Planned for installation, but regulatory approvals not initiated | 200
2027 | 12 | 65329 | Yaupon Solar, LLC | IPP | Yaupon Solar Project (Hybrid) | TX | 66216 | BESS | 100 | Batteries | MWH | BA | (P) Planned for installation, but regulatory approvals not initiated | 100
2028 | 1 | 66731 | BrightNight Power | IPP | Salmonfly Solar and Storage | OR | 68370 | SALM | 247 | Solar Photovoltaic | SUN | PV | (L) Regulatory approvals pending. Not under construction | 247
2028 | 1 | 66731 | BrightNight Power | IPP | Salmonfly Solar and Storage | OR | 68370 | SALM2 | 247 | Batteries | MWH | BA | (L) Regulatory approvals pending. Not under construction | 247
2028 | 1 | 58468 | Dominion Renewable Energy | Electric Utility | Rocky Run Solar | VA | 68076 | ROCKY | 300 | Solar Photovoltaic | SUN | PV | (P) Planned for installation, but regulatory approvals not initiated | 300
2028 | 1 | 6738 | Franklin Heating Station | Commercial | Franklin Heating Station | MN | 54224 | DG9 | 3.1 | Petroleum Liquids | DFO | IC | (T) Regulatory approvals received. Not under construction | 3.1
2028 | 1 | 65478 | Gransolar Texas Fourteen, LLC | IPP | Eytcheson Solar | TX | 66398 | EYTCH | 76.2 | Solar Photovoltaic | SUN | PV | (P) Planned for installation, but regulatory approvals not initiated | 76.4
2028 | 1 | 66375 | Gransolar Texas Sixteen, LLC | IPP | Findley PV and BESS | TX | 67778 | GR16B | 50.3 | Batteries | MWH | BA | (L) Regulatory approvals pending. Not under construction | 50.3
2028 | 1 | 66375 | Gransolar Texas Sixteen, LLC | IPP | Findley PV and BESS | TX | 67778 | GR16P | 50.3 | Solar Photovoltaic | SUN | PV | (L) Regulatory approvals pending. Not under construction | 50.3
2028 | 1 | 66258 | Greenalia Solar Power Ratcliff, LLC | IPP | Ratcliff Solar Park | TX | 67563 | RAGSP | 78.8 | Solar Photovoltaic | SUN | PV | (T) Regulatory approvals received. Not under construction | 78.8
2028 | 1 | 66260 | Greenalia Solar Power Reis, LLC | IPP | Reis Solar Park | TX | 67564 | REGSP | 105.5 | Solar Photovoltaic | SUN | PV | (T) Regulatory approvals received. Not under construction | 105.5
2028 | 1 | 66262 | Greenalia Solar Power Wensowitch, LLC | IPP | Wensowitch Solar Park | TX | 67567 | WEGSP | 145.6 | Solar Photovoltaic | SUN | PV | (T) Regulatory approvals received. Not under construction | 145.6
2028 | 1 | 60349 | Juneau Hydropower, Inc | IPP | Sweetheart Lake Hydroelectric Facility | AK | 60588 | JHI01 | 6.6 | Conventional Hydroelectric | WAT | HY | (L) Regulatory approvals pending. Not under construction | 6.6
2028 | 1 | 60349 | Juneau Hydropower, Inc | IPP | Sweetheart Lake Hydroelectric Facility | AK | 60588 | JHI02 | 6.6 | Conventional Hydroelectric | WAT | HY | (L) Regulatory approvals pending. Not under construction | 6.6
2028 | 1 | 60349 | Juneau Hydropower, Inc | IPP | Sweetheart Lake Hydroelectric Facility | AK | 60588 | JHI03 | 6.6 | Conventional Hydroelectric | WAT | HY | (L) Regulatory approvals pending. Not under construction | 6.6
2028 | 1 | 66191 | Mineral Basin Solar Power, LLC | IPP | Mineral Basin Solar Power | PA | 67378 | MB | 401.6 | Solar Photovoltaic | SUN | PV | (P) Planned for installation, but regulatory approvals not initiated | 401.6
2028 | 1 | 61301 | Plum Creek Wind Farm LLC | IPP | Plum Creek | MN | 61687 | PLMCK | 400 | Onshore Wind Turbine | WND | WT | (L) Regulatory approvals pending. Not under construction | 400
2028 | 1 | 66564 | Rodatherm Energy Corporation | Electric CHP | Rodatherm Milford 1 | UT | 68044 | RODA1 | 1.8 | Geothermal | GEO | BT | (U) Under construction, less than or equal to 50 percent complete | 1.8
2028 | 2 | 61596 | Lincoln Land Energy Center LLC | IPP | Lincoln Land Energy Center | IL | 62022 | GEN2 | 520 | Natural Gas Fired Combined Cycle | NG | CS | (P) Planned for installation, but regulatory approvals not initiated | 638.4
2028 | 2 | 65777 | Urban Grid Solar | IPP | Spring Valley Solar 2 | AL | 66858 | SPRV2 | 200 | Solar Photovoltaic | SUN | PV | (L) Regulatory approvals pending. Not under construction | 200
2028 | 2 | 66485 | Vernon Solar and Storage, LLC | IPP | Vernon Solar and Storage | TX | 67934 | VERNB | 38 | Batteries | MWH | BA | (P) Planned for installation, but regulatory approvals not initiated | 38
2028 | 2 | 66485 | Vernon Solar and Storage, LLC | IPP | Vernon Solar and Storage | TX | 67934 | VERNP | 104 | Solar Photovoltaic | SUN | PV | (P) Planned for installation, but regulatory approvals not initiated | 104
2028 | 3 | 65410 | ACTX BESS Project LLC | IPP | Ash Creek BESS | TX | 66391 | BESS | 306 | Batteries | MWH | BA | (P) Planned for installation, but regulatory approvals not initiated | 306
2028 | 3 | 63697 | BD Solar Auburn LLC | IPP | Auburn PV - BD Solar Auburn LLC | ME | 64067 | AUBPV | 5 | Solar Photovoltaic | SUN | PV | (L) Regulatory approvals pending. Not under construction | 5
2028 | 3 | 63701 | BD Solar Lewiston Junction LLC | IPP | Lewiston Jn PV - BD Solar Lewiston Jn LL | ME | 64071 | LJNPV | 5 | Solar Photovoltaic | SUN | PV | (L) Regulatory approvals pending. Not under construction | 5
2028 | 3 | 12685 | Entergy Mississippi LLC | Electric Utility | Penton Solar Plant | MS | 68029 | PSP | 190 | Solar Photovoltaic | SUN | PV | (P) Planned for installation, but regulatory approvals not initiated | 190
2028 | 3 | 66370 | Gransolar Texas Nine LLC | IPP | Braswell Solar | TX | 67772 | GRS9 | 42.6 | Solar Photovoltaic | SUN | PV | (L) Regulatory approvals pending. Not under construction | 44.2
2028 | 3 | 67038 | IP Easley, LLC | IPP | Easley Solar | CA | 68758 | IPEA3 | 300 | Batteries | MWH | BA | (T) Regulatory approvals received. Not under construction | 300
2028 | 3 | 66710 | Industrial Kilo Project, LLC | IPP | Noor Solar | TX | 68411 | NORPV | 185 | Solar Photovoltaic | SUN | PV | (L) Regulatory approvals pending. Not under construction | 188.2
2028 | 3 | 63289 | Key Capture Energy | IPP | KCE NY 29, LLC | NY | 66862 | NY29 | 79 | Batteries | MWH | BA | (P) Planned for installation, but regulatory approvals not initiated | 79
2028 | 3 | 63289 | Key Capture Energy | IPP | NY2 Battery | NY | 63584 | NY2 | 151.5 | Batteries | MWH | BA | (L) Regulatory approvals pending. Not under construction | 151.5
2028 | 3 | 15143 | Platte River Power Authority | Electric Utility | Rawhide | CO | 6761 | G | 44.6 | Natural Gas Fired Combustion Turbine | NG | GT | (P) Planned for installation, but regulatory approvals not initiated | 44.6
2028 | 3 | 15143 | Platte River Power Authority | Electric Utility | Rawhide | CO | 6761 | H | 44.6 | Natural Gas Fired Combustion Turbine | NG | GT | (P) Planned for installation, but regulatory approvals not initiated | 44.6
2028 | 3 | 15143 | Platte River Power Authority | Electric Utility | Rawhide | CO | 6761 | LM3 | 44.6 | Natural Gas Fired Combustion Turbine | NG | GT | (P) Planned for installation, but regulatory approvals not initiated | 44.6
2028 | 3 | 15143 | Platte River Power Authority | Electric Utility | Rawhide | CO | 6761 | LM4 | 44.6 | Natural Gas Fired Combustion Turbine | NG | GT | (P) Planned for installation, but regulatory approvals not initiated | 44.6
2028 | 3 | 15143 | Platte River Power Authority | Electric Utility | Rawhide | CO | 6761 | LM5 | 44.6 | Natural Gas Fired Combustion Turbine | NG | GT | (P) Planned for installation, but regulatory approvals not initiated | 44.6
2028 | 3 | 66841 | SL Energy Power Plant I, LLC | IPP | Sandow Lakes Energy Station | TX | 68504 | SLES1 | 590 | Natural Gas Fired Combined Cycle | NG | CS | (P) Planned for installation, but regulatory approvals not initiated | 645
2028 | 4 | 66822 | Bob Creek Wind, LLC | IPP | Bob Creek Wind, LLC | TX | 68459 | 5961 | 175 | Onshore Wind Turbine | WND | WT | (P) Planned for installation, but regulatory approvals not initiated | 175
2028 | 4 | 66571 | Clenera DevCo LLC | IPP | Rustic Hills Solar I | IN | 69021 | RH1PV | 100 | Solar Photovoltaic | SUN | PV | (T) Regulatory approvals received. Not under construction | 100
2028 | 4 | 66571 | Clenera DevCo LLC | IPP | Rustic Hills Solar II LLC | IN | 69022 | RH2PV | 100 | Solar Photovoltaic | SUN | PV | (T) Regulatory approvals received. Not under construction | 100
2028 | 4 | 61060 | Cypress Creek Renewables | IPP | Malala | TX | 67660 | MALAL | 200 | Batteries | MWH | BA | (L) Regulatory approvals pending. Not under construction | 200
2028 | 4 | 11241 | Entergy Louisiana LLC | Electric Utility | Bayou Power Station | LA | 67541 | RICE1 | 18.8 | Natural Gas Internal Combustion Engine | NG | IC | (L) Regulatory approvals pending. Not under construction | 18.8
2028 | 4 | 11241 | Entergy Louisiana LLC | Electric Utility | Bayou Power Station | LA | 67541 | RICE2 | 18.8 | Natural Gas Internal Combustion Engine | NG | IC | (L) Regulatory approvals pending. Not under construction | 18.8
2028 | 4 | 11241 | Entergy Louisiana LLC | Electric Utility | Bayou Power Station | LA | 67541 | RICE3 | 18.8 | Natural Gas Internal Combustion Engine | NG | IC | (L) Regulatory approvals pending. Not under construction | 18.8
2028 | 4 | 11241 | Entergy Louisiana LLC | Electric Utility | Bayou Power Station | LA | 67541 | RICE4 | 18.8 | Natural Gas Internal Combustion Engine | NG | IC | (L) Regulatory approvals pending. Not under construction | 18.8
2028 | 4 | 11241 | Entergy Louisiana LLC | Electric Utility | Bayou Power Station | LA | 67541 | RICE5 | 18.8 | Natural Gas Internal Combustion Engine | NG | IC | (L) Regulatory approvals pending. Not under construction | 18.8
2028 | 4 | 11241 | Entergy Louisiana LLC | Electric Utility | Bayou Power Station | LA | 67541 | RICE6 | 18.8 | Natural Gas Internal Combustion Engine | NG | IC | (L) Regulatory approvals pending. Not under construction | 18.8
2028 | 4 | 63553 | Haymaker Energy Project LLC | IPP | Haymaker Hybrid | MT | 63878 | HAY | 630 | Onshore Wind Turbine | WND | WT | (P) Planned for installation, but regulatory approvals not initiated | 630
2028 | 4 | 50123 | Leeward Asset Management, LLC | IPP | Red Maple LRE | IL | 68085 | RMS1 | 95 | Solar Photovoltaic | SUN | PV | (L) Regulatory approvals pending. Not under construction | 95
2028 | 4 | 66255 | RIC Development, LLC | IPP | Blackcat BESS | TX | 67558 | RIC96 | 200.6 | Batteries | MWH | BA | (P) Planned for installation, but regulatory approvals not initiated | 200.6
2028 | 4 | 66255 | RIC Development, LLC | IPP | Callan Solar | TX | 67561 | RIC93 | 90 | Solar Photovoltaic | SUN | PV | (P) Planned for installation, but regulatory approvals not initiated | 90
2028 | 4 | 66255 | RIC Development, LLC | IPP | Chimney Rock BESS | TX | 68667 | RIC89 | 156 | Batteries | MWH | BA | (P) Planned for installation, but regulatory approvals not initiated | 156
2028 | 4 | 66255 | RIC Development, LLC | IPP | Coke BESS | TX | 68668 | RIC90 | 220 | Batteries | MWH | BA | (P) Planned for installation, but regulatory approvals not initiated | 220
2028 | 4 | 66255 | RIC Development, LLC | IPP | Serrano BESS | TX | 67556 | RIC97 | 185.6 | Batteries | MWH | BA | (P) Planned for installation, but regulatory approvals not initiated | 185.6
2028 | 4 | 66255 | RIC Development, LLC | IPP | Stonewall Solar | TX | 67562 | RIC92 | 60.2 | Solar Photovoltaic | SUN | PV | (P) Planned for installation, but regulatory approvals not initiated | 60.2
2028 | 4 | 66509 | Red River Clean Energy | IPP | Cannibal Draw Solar and Storage | TX | 68738 | CANBS | 98.6 | Batteries | MWH | BA | (T) Regulatory approvals received. Not under construction | 98.6
2028 | 4 | 66509 | Red River Clean Energy | IPP | Cannibal Draw Solar and Storage | TX | 68738 | CANPV | 149.5 | Solar Photovoltaic | SUN | PV | (T) Regulatory approvals received. Not under construction | 149.5
2028 | 4 | 61906 | Rye Development | IPP | Grenada Lake Hydroelectric Project | MS | 62430 | NA1 | 4 | Conventional Hydroelectric | WAT | HY | (P) Planned for installation, but regulatory approvals not initiated | 5
2028 | 4 | 66706 | SINC bn, LLC | IPP | Sinclair BESS | WA | 68300 | SINC | 200 | Batteries | MWH | BA | (L) Regulatory approvals pending. Not under construction | 200
2028 | 4 | 64545 | Vesper Energy Development LLC | IPP | Aurora Renewable Energy (Hybrid) | CA | 67983 | AURRB | 50 | Batteries | MWH | BA | (P) Planned for installation, but regulatory approvals not initiated | 50
2028 | 4 | 64545 | Vesper Energy Development LLC | IPP | Aurora Renewable Energy (Hybrid) | CA | 67983 | AURRE | 50 | Solar Photovoltaic | SUN | PV | (P) Planned for installation, but regulatory approvals not initiated | 50
2028 | 5 | 62910 | 300MS 8me LLC | IPP | Southern Bighorn Solar Hybrid | NV | 63113 | BESS | 300 | Batteries | MWH | BA | (P) Planned for installation, but regulatory approvals not initiated | 300
2028 | 5 | 62910 | 300MS 8me LLC | IPP | Southern Bighorn Solar Hybrid | NV | 63113 | SBS | 300 | Solar Photovoltaic | SUN | PV | (P) Planned for installation, but regulatory approvals not initiated | 300
2028 | 5 | 63807 | 302PN 8me LLC | IPP | Red Antelope Solar & Energy Storage Farm | AZ | 64208 | 30PNA | 400 | Solar Photovoltaic | SUN | PV | (P) Planned for installation, but regulatory approvals not initiated | 400
2028 | 5 | 63807 | 302PN 8me LLC | IPP | Red Antelope Solar & Energy Storage Farm | AZ | 64208 | 30PNB | 300 | Batteries | MWH | BA | (P) Planned for installation, but regulatory approvals not initiated | 300
2028 | 5 | 66697 | Alpin Holding LLC | IPP | Echelon Solar | OH | 68312 | ECHE | 80 | Solar Photovoltaic | SUN | PV | (P) Planned for installation, but regulatory approvals not initiated | 80
2028 | 5 | 66697 | Alpin Holding LLC | IPP | Echelon Solar | OH | 68312 | ECHEB | 80 | Batteries | MWH | BA | (P) Planned for installation, but regulatory approvals not initiated | 80
2028 | 5 | 66697 | Alpin Holding LLC | IPP | Issa Solar | VA | 68314 | ISSA | 150 | Solar Photovoltaic | SUN | PV | (P) Planned for installation, but regulatory approvals not initiated | 150
2028 | 5 | 66697 | Alpin Holding LLC | IPP | Issa Solar | VA | 68314 | ISSAP | 150 | Batteries | MWH | BA | (P) Planned for installation, but regulatory approvals not initiated | 150
2028 | 5 | 66697 | Alpin Holding LLC | IPP | May Solar | VA | 68313 | MAY | 150 | Solar Photovoltaic | SUN | PV | (P) Planned for installation, but regulatory approvals not initiated | 150
2028 | 5 | 66697 | Alpin Holding LLC | IPP | May Solar | VA | 68313 | MAYB | 150 | Batteries | MWH | BA | (P) Planned for installation, but regulatory approvals not initiated | 150
2028 | 5 | 66697 | Alpin Holding LLC | IPP | Sunday Solar | VA | 68309 | SUN | 140 | Solar Photovoltaic | SUN | PV | (P) Planned for installation, but regulatory approvals not initiated | 140
2028 | 5 | 66697 | Alpin Holding LLC | IPP | Sunday Solar | VA | 68309 | SUNB | 140 | Batteries | MWH | BA | (P) Planned for installation, but regulatory approvals not initiated | 140
2028 | 5 | 66571 | Clenera DevCo LLC | IPP | CO Bar D Solar and BESS | AZ | 69057 | CBDBA | 394 | Batteries | MWH | BA | (P) Planned for installation, but regulatory approvals not initiated | 394
2028 | 5 | 66571 | Clenera DevCo LLC | IPP | CO Bar D Solar and BESS | AZ | 69057 | CBDPV | 394 | Solar Photovoltaic | SUN | PV | (P) Planned for installation, but regulatory approvals not initiated | 394
2028 | 5 | 12685 | Entergy Mississippi LLC | Electric Utility | Delta Blues Advanced Power Station | MS | 67914 | 1A | 422.2 | Natural Gas Fired Combined Cycle | NG | CT | (L) Regulatory approvals pending. Not under construction | 477
2028 | 5 | 12685 | Entergy Mississippi LLC | Electric Utility | Delta Blues Advanced Power Station | MS | 67914 | 1C | 291.5 | Natural Gas Fired Combined Cycle | NG | CA | (L) Regulatory approvals pending. Not under construction | 341.7
2028 | 5 | 66383 | Gransolar Texas Nineteen LLC | IPP | Whistle Solar | TX | 67785 | GRS19 | 56.3 | Solar Photovoltaic | SUN | PV | (L) Regulatory approvals pending. Not under construction | 56.3
2028 | 5 | 66688 | Rich Road Solar Energy Center | IPP | Rich Road Solar Energy Center | NY | 68264 | 12345 | 240 | Solar Photovoltaic | SUN | PV | (L) Regulatory approvals pending. Not under construction | 240
2028 | 5 | 61906 | Rye Development | IPP | Grenada Lake Hydroelectric Project | MS | 62430 | NA2 | 4 | Conventional Hydroelectric | WAT | HY | (P) Planned for installation, but regulatory approvals not initiated | 5
2028 | 5 | 66841 | SL Energy Power Plant I, LLC | IPP | Sandow Lakes Energy Station | TX | 68504 | SLES2 | 590 | Natural Gas Fired Combined Cycle | NG | CS | (P) Planned for installation, but regulatory approvals not initiated | 645
2028 | 6 | 63520 | 326FW 8me LLC | IPP | Arida Solar (Hybrid) | NV | 63841 | ARIDA | 370 | Solar Photovoltaic | SUN | PV | (P) Planned for installation, but regulatory approvals not initiated | 370
2028 | 6 | 63520 | 326FW 8me LLC | IPP | Arida Solar (Hybrid) | NV | 63841 | BESS | 370 | Batteries | MWH | BA | (P) Planned for installation, but regulatory approvals not initiated | 370
2028 | 6 | 66122 | Alina Energy LLC | IPP | Alina Energy LLC | TX | 67250 | ALIBS | 200 | Batteries | MWH | BA | (P) Planned for installation, but regulatory approvals not initiated | 200
2028 | 6 | 66122 | Alina Energy LLC | IPP | Alina Energy LLC | TX | 67250 | ALIPV | 200 | Solar Photovoltaic | SUN | PV | (P) Planned for installation, but regulatory approvals not initiated | 200
2028 | 6 | 67149 | BT Ferguson Solar, LLC | IPP | Echols Creek Solar | TX | 68902 | ECHBA | 100.6 | Batteries | MWH | BA | (L) Regulatory approvals pending. Not under construction | 100.6
2028 | 6 | 61060 | Cypress Creek Renewables | IPP | Vitex Storage | NV | 68813 | VITEX | 300 | Batteries | MWH | BA | (L) Regulatory approvals pending. Not under construction | 300
2028 | 6 | 66980 | Dahlia Energy LLC | IPP | Dahlia Energy | TX | 68604 | DALBS | 100 | Batteries | MWH | BA | (P) Planned for installation, but regulatory approvals not initiated | 100
2028 | 6 | 66980 | Dahlia Energy LLC | IPP | Dahlia Energy | TX | 68604 | DALPV | 200 | Solar Photovoltaic | SUN | PV | (P) Planned for installation, but regulatory approvals not initiated | 200
2028 | 6 | 64452 | EDF Renewables Development, Inc. | IPP | Sawtooth Solar | AZ | 68883 | STBA | 250 | Batteries | MWH | BA | (L) Regulatory approvals pending. Not under construction | 250
2028 | 6 | 64452 | EDF Renewables Development, Inc. | IPP | Sawtooth Solar | AZ | 68883 | STPV | 250 | Solar Photovoltaic | SUN | PV | (L) Regulatory approvals pending. Not under construction | 250
2028 | 6 | 66739 | LOSN, LLC | IPP | Lower Snake Solar Generation BESS | WA | 68344 | LOSN1 | 300 | Solar Photovoltaic | SUN | PV | (L) Regulatory approvals pending. Not under construction | 300
2028 | 6 | 66739 | LOSN, LLC | IPP | Lower Snake Solar Generation BESS | WA | 68344 | LOSN2 | 300 | Batteries | MWH | BA | (L) Regulatory approvals pending. Not under construction | 300
2028 | 6 | 50123 | Leeward Asset Management, LLC | IPP | Owens Creek Solar | IL | 65446 | OCS | 500 | Solar Photovoltaic | SUN | PV | (P) Planned for installation, but regulatory approvals not initiated | 500
2028 | 6 | 63576 | MEC North | IPP | MEC North | MI | 63911 | MECN | 500 | Natural Gas Fired Combined Cycle | NG | CS | (T) Regulatory approvals received. Not under construction | 500
2028 | 6 | 63577 | MEC South | IPP | MEC South | MI | 63912 | MECS | 500 | Natural Gas Fired Combined Cycle | NG | CS | (L) Regulatory approvals pending. Not under construction | 500
2028 | 6 | 66527 | May Renewables LLC | IPP | May Renewables | SC | 67981 | MAY | 100 | Solar Photovoltaic | SUN | PV | (P) Planned for installation, but regulatory approvals not initiated | 100
2028 | 6 | 65493 | Navajo Transitional Energy Company | Electric Utility | NTEC Gas Plant | NM | 66478 | GEN1 | 37.6 | Natural Gas Fired Combustion Turbine | NG | GT | (L) Regulatory approvals pending. Not under construction | 60.5
2028 | 6 | 65493 | Navajo Transitional Energy Company | Electric Utility | NTEC Gas Plant | NM | 66478 | GEN10 | 37.6 | Natural Gas Fired Combustion Turbine | NG | GT | (L) Regulatory approvals pending. Not under construction | 60.5
2028 | 6 | 65493 | Navajo Transitional Energy Company | Electric Utility | NTEC Gas Plant | NM | 66478 | GEN11 | 37.6 | Natural Gas Fired Combustion Turbine | NG | GT | (L) Regulatory approvals pending. Not under construction | 60.5
2028 | 6 | 65493 | Navajo Transitional Energy Company | Electric Utility | NTEC Gas Plant | NM | 66478 | GEN12 | 37.6 | Natural Gas Fired Combustion Turbine | NG | GT | (L) Regulatory approvals pending. Not under construction | 60.5
2028 | 6 | 65493 | Navajo Transitional Energy Company | Electric Utility | NTEC Gas Plant | NM | 66478 | GEN13 | 37.6 | Natural Gas Fired Combustion Turbine | NG | GT | (L) Regulatory approvals pending. Not under construction | 60.5
2028 | 6 | 65493 | Navajo Transitional Energy Company | Electric Utility | NTEC Gas Plant | NM | 66478 | GEN14 | 37.6 | Natural Gas Fired Combustion Turbine | NG | GT | (L) Regulatory approvals pending. Not under construction | 60.5
2028 | 6 | 65493 | Navajo Transitional Energy Company | Electric Utility | NTEC Gas Plant | NM | 66478 | GEN15 | 37.6 | Natural Gas Fired Combustion Turbine | NG | GT | (L) Regulatory approvals pending. Not under construction | 60.5
2028 | 6 | 65493 | Navajo Transitional Energy Company | Electric Utility | NTEC Gas Plant | NM | 66478 | GEN16 | 37.6 | Natural Gas Fired Combustion Turbine | NG | GT | (L) Regulatory approvals pending. Not under construction | 60.5
2028 | 6 | 65493 | Navajo Transitional Energy Company | Electric Utility | NTEC Gas Plant | NM | 66478 | GEN17 | 37.6 | Natural Gas Fired Combustion Turbine | NG | GT | (L) Regulatory approvals pending. Not under construction | 60.5
2028 | 6 | 65493 | Navajo Transitional Energy Company | Electric Utility | NTEC Gas Plant | NM | 66478 | GEN18 | 37.6 | Natural Gas Fired Combustion Turbine | NG | GT | (L) Regulatory approvals pending. Not under construction | 60.5
2028 | 6 | 65493 | Navajo Transitional Energy Company | Electric Utility | NTEC Gas Plant | NM | 66478 | GEN2 | 37.6 | Natural Gas Fired Combustion Turbine | NG | GT | (L) Regulatory approvals pending. Not under construction | 60.5
2028 | 6 | 65493 | Navajo Transitional Energy Company | Electric Utility | NTEC Gas Plant | NM | 66478 | GEN3 | 37.6 | Natural Gas Fired Combustion Turbine | NG | GT | (L) Regulatory approvals pending. Not under construction | 60.5
2028 | 6 | 65493 | Navajo Transitional Energy Company | Electric Utility | NTEC Gas Plant | NM | 66478 | GEN4 | 37.6 | Natural Gas Fired Combustion Turbine | NG | GT | (L) Regulatory approvals pending. Not under construction | 60.5
2028 | 6 | 65493 | Navajo Transitional Energy Company | Electric Utility | NTEC Gas Plant | NM | 66478 | GEN5 | 37.6 | Natural Gas Fired Combustion Turbine | NG | GT | (L) Regulatory approvals pending. Not under construction | 60.5
2028 | 6 | 65493 | Navajo Transitional Energy Company | Electric Utility | NTEC Gas Plant | NM | 66478 | GEN6 | 37.6 | Natural Gas Fired Combustion Turbine | NG | GT | (L) Regulatory approvals pending. Not under construction | 60.5
2028 | 6 | 65493 | Navajo Transitional Energy Company | Electric Utility | NTEC Gas Plant | NM | 66478 | GEN7 | 37.6 | Natural Gas Fired Combustion Turbine | NG | GT | (L) Regulatory approvals pending. Not under construction | 60.5
2028 | 6 | 65493 | Navajo Transitional Energy Company | Electric Utility | NTEC Gas Plant | NM | 66478 | GEN8 | 37.6 | Natural Gas Fired Combustion Turbine | NG | GT | (L) Regulatory approvals pending. Not under construction | 60.5
2028 | 6 | 65493 | Navajo Transitional Energy Company | Electric Utility | NTEC Gas Plant | NM | 66478 | GEN9 | 37.6 | Natural Gas Fired Combustion Turbine | NG | GT | (L) Regulatory approvals pending. Not under construction | 60.5
2028 | 6 | 13902 | NorthWestern Energy (MT Hydro) | Electric Utility | Hauser | MT | 2185 | HAU9 | 3.5 | Conventional Hydroelectric | WAT | HY | (P) Planned for installation, but regulatory approvals not initiated | 3.5
2028 | 6 | 61906 | Rye Development | IPP | Arkabutla Lake Hydroelectric Project | MS | 62402 | NA1 | 1.5 | Conventional Hydroelectric | WAT | HY | (P) Planned for installation, but regulatory approvals not initiated | 2.5
2028 | 6 | 61906 | Rye Development | IPP | Grays Landing L&D Hydroelectric Project | PA | 62388 | NA1 | 4.5 | Conventional Hydroelectric | WAT | HY | (P) Planned for installation, but regulatory approvals not initiated | 6
2028 | 6 | 61906 | Rye Development | IPP | Overton Hydroelectric Project | LA | 62391 | NA1 | 5.5 | Conventional Hydroelectric | WAT | HY | (P) Planned for installation, but regulatory approvals not initiated | 8.1
2028 | 6 | 61906 | Rye Development | IPP | Overton Hydroelectric Project | LA | 62391 | NA2 | 5.5 | Conventional Hydroelectric | WAT | HY | (P) Planned for installation, but regulatory approvals not initiated | 8.1
2028 | 6 | 64545 | Vesper Energy Development LLC | IPP | Athens Solar I (Hybrid) | CA | 67982 | ATHS1 | 250 | Solar Photovoltaic | SUN | PV | (P) Planned for installation, but regulatory approvals not initiated | 250
2028 | 6 | 64545 | Vesper Energy Development LLC | IPP | Athens Solar I (Hybrid) | CA | 67982 | ATHSB | 250 | Batteries | MWH | BA | (P) Planned for installation, but regulatory approvals not initiated | 250
2028 | 6 | 64545 | Vesper Energy Development LLC | IPP | Skylight Renewable Energy | CA | 68032 | SKLRE | 100 | Solar Photovoltaic | SUN | PV | (P) Planned for installation, but regulatory approvals not initiated | 100
2028 | 6 | 64545 | Vesper Energy Development LLC | IPP | Skylight Renewable Energy | CA | 68032 | SKREB | 100 | Batteries | MWH | BA | (P) Planned for installation, but regulatory approvals not initiated | 100
2028 | 7 | 3989 | City of Colorado Springs - (CO) | Electric Utility | Horizon | CO | 68705 | H01 | 37 | Natural Gas Fired Combustion Turbine | NG | GT | (P) Planned for installation, but regulatory approvals not initiated | 48
2028 | 7 | 3989 | City of Colorado Springs - (CO) | Electric Utility | Horizon | CO | 68705 | H02 | 37 | Natural Gas Fired Combustion Turbine | NG | GT | (P) Planned for installation, but regulatory approvals not initiated | 48
2028 | 7 | 3989 | City of Colorado Springs - (CO) | Electric Utility | Horizon | CO | 68705 | H03 | 37 | Natural Gas Fired Combustion Turbine | NG | GT | (P) Planned for installation, but regulatory approvals not initiated | 48
2028 | 7 | 3989 | City of Colorado Springs - (CO) | Electric Utility | Horizon | CO | 68705 | H04 | 37 | Natural Gas Fired Combustion Turbine | NG | GT | (P) Planned for installation, but regulatory approvals not initiated | 48
2028 | 7 | 3989 | City of Colorado Springs - (CO) | Electric Utility | Horizon | CO | 68705 | H05 | 37 | Natural Gas Fired Combustion Turbine | NG | GT | (P) Planned for installation, but regulatory approvals not initiated | 48
2028 | 7 | 3989 | City of Colorado Springs - (CO) | Electric Utility | Horizon | CO | 68705 | H06 | 37 | Natural Gas Fired Combustion Turbine | NG | GT | (P) Planned for installation, but regulatory approvals not initiated | 48
2028 | 7 | 3989 | City of Colorado Springs - (CO) | Electric Utility | Horizon | CO | 68705 | H07 | 37 | Natural Gas Fired Combustion Turbine | NG | GT | (P) Planned for installation, but regulatory approvals not initiated | 48
2028 | 7 | 3989 | City of Colorado Springs - (CO) | Electric Utility | Horizon | CO | 68705 | H08 | 37 | Natural Gas Fired Combustion Turbine | NG | GT | (P) Planned for installation, but regulatory approvals not initiated | 48
2028 | 7 | 3989 | City of Colorado Springs - (CO) | Electric Utility | Horizon | CO | 68705 | H09 | 37 | Natural Gas Fired Combustion Turbine | NG | GT | (P) Planned for installation, but regulatory approvals not initiated | 48
2028 | 7 | 3989 | City of Colorado Springs - (CO) | Electric Utility | Horizon | CO | 68705 | H10 | 37 | Natural Gas Fired Combustion Turbine | NG | GT | (P) Planned for installation, but regulatory approvals not initiated | 48
2028 | 7 | 55937 | Entergy Texas Inc. | Electric Utility | Legend Power Station | TX | 68053 | LEG | 723 | Natural Gas Fired Combined Cycle | NG | CC | (L) Regulatory approvals pending. Not under construction | 754
2028 | 7 | 55937 | Entergy Texas Inc. | Electric Utility | Lone Star Power Station | TX | 69077 | 1A | 432 | Natural Gas Fired Combustion Turbine | NG | GT | (L) Regulatory approvals pending. Not under construction | 467.3
2028 | 7 | 65821 | Hecate Grid Intrepid 1 LLC | IPP | Hecate Grid Intrepid | NY | 66911 | HGIN1 | 250 | Batteries | MWH | BA | (P) Planned for installation, but regulatory approvals not initiated | 250
2028 | 7 | 65821 | Hecate Grid Intrepid 1 LLC | IPP | Hecate Grid Intrepid | NY | 66911 | HGIN6 | 50 | Batteries | MWH | BA | (P) Planned for installation, but regulatory approvals not initiated | 50
2028 | 7 | 58615 | Homer City Generation, L.P. | IPP | Homer City Generating Station | PA | 3122 | CA5 | 268 | Natural Gas Fired Combined Cycle | NG | CA | (P) Planned for installation, but regulatory approvals not initiated | 268
2028 | 7 | 58615 | Homer City Generation, L.P. | IPP | Homer City Generating Station | PA | 3122 | CA6 | 268 | Natural Gas Fired Combined Cycle | NG | CA | (P) Planned for installation, but regulatory approvals not initiated | 268
2028 | 7 | 58615 | Homer City Generation, L.P. | IPP | Homer City Generating Station | PA | 3122 | CT5 | 360 | Natural Gas Fired Combined Cycle | NG | CT | (P) Planned for installation, but regulatory approvals not initiated | 360
2028 | 7 | 58615 | Homer City Generation, L.P. | IPP | Homer City Generating Station | PA | 3122 | CT6 | 360 | Natural Gas Fired Combined Cycle | NG | CT | (P) Planned for installation, but regulatory approvals not initiated | 360
2028 | 7 | 62842 | Lightsource Renewable Energy Asset Management, LLC | IPP | Trinity River Solar 1 | TX | 66132 | TXTR1 | 150 | Solar Photovoltaic | SUN | PV | (L) Regulatory approvals pending. Not under construction | 150
2028 | 7 | 65690 | Premium Energy Holdings | IPP | Haiwee Pumped Storage Project | CA | 66686 | HL001 | 250 | Hydroelectric Pumped Storage | WAT | PS | (P) Planned for installation, but regulatory approvals not initiated | 250
2028 | 7 | 65690 | Premium Energy Holdings | IPP | Haiwee Pumped Storage Project | CA | 66686 | HL002 | 250 | Hydroelectric Pumped Storage | WAT | PS | (P) Planned for installation, but regulatory approvals not initiated | 250
2028 | 7 | 65690 | Premium Energy Holdings | IPP | Haiwee Pumped Storage Project | CA | 66686 | HL003 | 250 | Hydroelectric Pumped Storage | WAT | PS | (P) Planned for installation, but regulatory approvals not initiated | 250
2028 | 7 | 65690 | Premium Energy Holdings | IPP | Haiwee Pumped Storage Project | CA | 66686 | HL004 | 250 | Hydroelectric Pumped Storage | WAT | PS | (P) Planned for installation, but regulatory approvals not initiated | 250
2028 | 7 | 65690 | Premium Energy Holdings | IPP | Intermountain Pumped Storage Project | UT | 66684 | HL001 | 250 | Hydroelectric Pumped Storage | WAT | PS | (P) Planned for installation, but regulatory approvals not initiated | 250
2028 | 7 | 65690 | Premium Energy Holdings | IPP | Intermountain Pumped Storage Project | UT | 66684 | HL002 | 250 | Hydroelectric Pumped Storage | WAT | PS | (P) Planned for installation, but regulatory approvals not initiated | 250
2028 | 7 | 65690 | Premium Energy Holdings | IPP | Intermountain Pumped Storage Project | UT | 66684 | HL003 | 250 | Hydroelectric Pumped Storage | WAT | PS | (P) Planned for installation, but regulatory approvals not initiated | 250
2028 | 7 | 65690 | Premium Energy Holdings | IPP | Intermountain Pumped Storage Project | UT | 66684 | HL004 | 250 | Hydroelectric Pumped Storage | WAT | PS | (P) Planned for installation, but regulatory approvals not initiated | 250
2028 | 7 | 61906 | Rye Development | IPP | Arkabutla Lake Hydroelectric Project | MS | 62402 | NA2 | 1.5 | Conventional Hydroelectric | WAT | HY | (P) Planned for installation, but regulatory approvals not initiated | 2.5
2028 | 7 | 61906 | Rye Development | IPP | Grays Landing L&D Hydroelectric Project | PA | 62388 | NA2 | 4.5 | Conventional Hydroelectric | WAT | HY | (P) Planned for installation, but regulatory approvals not initiated | 6
2028 | 7 | 61906 | Rye Development | IPP | Overton Hydroelectric Project | LA | 62391 | NA3 | 5.5 | Conventional Hydroelectric | WAT | HY | (P) Planned for installation, but regulatory approvals not initiated | 8.1
2028 | 7 | 61906 | Rye Development | IPP | Overton Hydroelectric Project | LA | 62391 | NA4 | 5.5 | Conventional Hydroelectric | WAT | HY | (P) Planned for installation, but regulatory approvals not initiated | 8.1
2028 | 7 | 66596 | SR Milan, LLC | IPP | SR Milan | TN | 68110 | MILAN | 2.8 | Solar Photovoltaic | SUN | PV | (T) Regulatory approvals received. Not under construction | 2.8
2028 | 7 | 66766 | Sun Angel ESS LLC | IPP | Sun Angel ESS | TX | 68362 | SABS1 | 200 | Batteries | MWH | BA | (P) Planned for installation, but regulatory approvals not initiated | 200
2028 | 8 | 66607 | Belltown Power Texas 2, LLC | IPP | Myers Solar and Storage | TX | 68172 | MYEBT | 75.7 | Batteries | MWH | BA | (L) Regulatory approvals pending. Not under construction | 75.7
2028 | 8 | 66607 | Belltown Power Texas 2, LLC | IPP | Myers Solar and Storage | TX | 68172 | MYEPV | 100.9 | Solar Photovoltaic | SUN | PV | (L) Regulatory approvals pending. Not under construction | 100.9
2028 | 8 | 66734 | CVSO, LLC | IPP | Caverns Solar | FL | 68331 | CVSO | 75 | Solar Photovoltaic | SUN | PV | (L) Regulatory approvals pending. Not under construction | 75
2028 | 8 | 66975 | Cedar Bayou 5 LLC | IPP | Cedar Bayou 5 | TX | 68606 | 5 | 674 | Natural Gas Fired Combined Cycle | NG | CS | (L) Regulatory approvals pending. Not under construction | 721
2028 | 8 | 61060 | Cypress Creek Renewables | IPP | Panther Branch Solar, LLC | NC | 66385 | GEN1 | 80 | Solar Photovoltaic | SUN | PV | (L) Regulatory approvals pending. Not under construction | 80
2028 | 8 | 66713 | DUTC bn, LLC | IPP | Dutchman Solar generation and BESS | WY | 68317 | DUTC1 | 499 | Solar Photovoltaic | SUN | PV | (L) Regulatory approvals pending. Not under construction | 499
2028 | 8 | 66713 | DUTC bn, LLC | IPP | Dutchman Solar generation and BESS | WY | 68317 | DUTC2 | 499 | Batteries | MWH | BA | (L) Regulatory approvals pending. Not under construction | 499
2028 | 8 | 14127 | Omaha Public Power District | Electric Utility | Turtle Creek | NE | 64547 | 3 | 221 | Natural Gas Fired Combustion Turbine | NG | GT | (T) Regulatory approvals received. Not under construction | 264
2028 | 8 | 14232 | Otter Tail Power Co | Electric Utility | Abercrombie Solar | ND | 68339 | 1 | 295.1 | Solar Photovoltaic | SUN | PV | (L) Regulatory approvals pending. Not under construction | 295.1
2028 | 8 | 66509 | Red River Clean Energy | IPP | Uva Creek Solar | TX | 68739 | UVAPV | 301 | Solar Photovoltaic | SUN | PV | (T) Regulatory approvals received. Not under construction | 301
2028 | 8 | 61906 | Rye Development | IPP | Morgantown L&D Hydroelectric Project | WV | 62387 | NA1 | 1.5 | Conventional Hydroelectric | WAT | HY | (P) Planned for installation, but regulatory approvals not initiated | 2.5
2028 | 8 | 61906 | Rye Development | IPP | Opekiska L&D Hydroelectric Project | WV | 62386 | NA1 | 2 | Conventional Hydroelectric | WAT | HY | (P) Planned for installation, but regulatory approvals not initiated | 3
2028 | 8 | 61906 | Rye Development | IPP | Overton Hydroelectric Project | LA | 62391 | NA5 | 5.5 | Conventional Hydroelectric | WAT | HY | (P) Planned for installation, but regulatory approvals not initiated | 8.1
2028 | 8 | 61906 | Rye Development | IPP | Overton Hydroelectric Project | LA | 62391 | NA6 | 5.5 | Conventional Hydroelectric | WAT | HY | (P) Planned for installation, but regulatory approvals not initiated | 8.1
2028 | 9 | 66560 | Elliot Solar LLC | IPP | Elliot Solar LLC | IN | 64904 | 1 | 200 | Solar Photovoltaic | SUN | PV | (U) Under construction, less than or equal to 50 percent complete | 200
2028 | 9 | 66381 | Gransolar Texas Twelve LLC | IPP | Ventures BESS | TX | 67783 | GRS12 | 226.8 | Batteries | MWH | BA | (L) Regulatory approvals pending. Not under construction | 226.8
2028 | 9 | 61906 | Rye Development | IPP | Morgantown L&D Hydroelectric Project | WV | 62387 | NA2 | 1.5 | Conventional Hydroelectric | WAT | HY | (P) Planned for installation, but regulatory approvals not initiated | 2.5
2028 | 9 | 61906 | Rye Development | IPP | Opekiska L&D Hydroelectric Project | WV | 62386 | NA2 | 2 | Conventional Hydroelectric | WAT | HY | (P) Planned for installation, but regulatory approvals not initiated | 3
2028 | 10 | 66466 | 452HL 8me, LLC | IPP | Pasilla Solar and Battery Storage | NM | 67897 | 45HLA | 250 | Solar Photovoltaic | SUN | PV | (P) Planned for installation, but regulatory approvals not initiated | 250
2028 | 10 | 66466 | 452HL 8me, LLC | IPP | Pasilla Solar and Battery Storage | NM | 67897 | 45HLB | 250 | Batteries | MWH | BA | (P) Planned for installation, but regulatory approvals not initiated | 250
2028 | 10 | 64356 | Bedington Energy Facility, LLC | IPP | Bedington Energy Facility, LLC | WV | 64848 | BEF1 | 50 | Solar Photovoltaic | SUN | PV | (L) Regulatory approvals pending. Not under construction | 50
2028 | 10 | 66731 | BrightNight Power | IPP | Pepper Hammock Solar and Storage | GA | 68367 | PEHA | 900 | Solar Photovoltaic | SUN | PV | (L) Regulatory approvals pending. Not under construction | 900
2028 | 10 | 58468 | Dominion Renewable Energy | Electric Utility | Redbud Run Solar | VA | 65930 | 10 | 30 | Solar Photovoltaic | SUN | PV | (P) Planned for installation, but regulatory approvals not initiated | 30
2028 | 10 | 66691 | Erin Solar LLC | IPP | Erin | TX | 68275 | 1 | 202 | Solar Photovoltaic | SUN | PV | (P) Planned for installation, but regulatory approvals not initiated | 202
2028 | 10 | 66253 | Greenalia Solar Power Donegal, LLC | IPP | Donegal Solar Project | TX | 67543 | DOGSP | 204.2 | Solar Photovoltaic | SUN | PV | (T) Regulatory approvals received. Not under construction | 204.2
2028 | 10 | 66263 | Greenalia Solar Power Wittig, LLC | IPP | Wittig Solar Park | TX | 67568 | WIGSP | 96 | Solar Photovoltaic | SUN | PV | (T) Regulatory approvals received. Not under construction | 96
2028 | 10 | 61906 | Rye Development | IPP | Enid Lake Hydroelectric Project | MS | 62432 | NA1 | 1.5 | Conventional Hydroelectric | WAT | HY | (P) Planned for installation, but regulatory approvals not initiated | 2.5
2028 | 10 | 61906 | Rye Development | IPP | Monongahela L&D4 Hydroelectric Project | PA | 62404 | NA1 | 4.5 | Conventional Hydroelectric | WAT | HY | (P) Planned for installation, but regulatory approvals not initiated | 6
2028 | 10 | 61906 | Rye Development | IPP | Montgomery L&D Hydroelectric Project | PA | 62400 | NA1 | 5.5 | Conventional Hydroelectric | WAT | HY | (P) Planned for installation, but regulatory approvals not initiated | 6.8
2028 | 10 | 61906 | Rye Development | IPP | Sardis Lake Hydroelectric Project | MS | 62425 | NA1 | 5.5 | Conventional Hydroelectric | WAT | HY | (P) Planned for installation, but regulatory approvals not initiated | 7.5
2028 | 10 | 63626 | Two Rivers Wind LLC | IPP | Two Rivers Wind Facility | WY | 63972 | TR1 | 6.1 | Onshore Wind Turbine | WND | WT | (L) Regulatory approvals pending. Not under construction | 6.1
2028 | 10 | 64545 | Vesper Energy Development LLC | IPP | Sunscape Renewable Energy | TX | 68034 | SNSCB | 500 | Batteries | MWH | BA | (P) Planned for installation, but regulatory approvals not initiated | 500
2028 | 10 | 64545 | Vesper Energy Development LLC | IPP | Sunscape Renewable Energy | TX | 68034 | SNSCP | 500 | Solar Photovoltaic | SUN | PV | (P) Planned for installation, but regulatory approvals not initiated | 500
2028 | 11 | 61716 | Big Fork Solar | IPP | Big Fork Solar | SC | 62184 | 26 | 74.9 | Solar Photovoltaic | SUN | PV | (T) Regulatory approvals received. Not under construction | 74.9
2028 | 11 | 61720 | Colleton Solar | IPP | Colleton Solar | SC | 62188 | 30 | 74.9 | Solar Photovoltaic | SUN | PV | (T) Regulatory approvals received. Not under construction | 74.9
2028 | 11 | 61722 | Crossroads Solar | IPP | Crossroads Solar | SC | 62190 | 32 | 50 | Solar Photovoltaic | SUN | PV | (T) Regulatory approvals received. Not under construction | 50
2028 | 11 | 61737 | GEB Solar | IPP | GEB Solar | SC | 62217 | 40 | 50 | Solar Photovoltaic | SUN | PV | (T) Regulatory approvals received. Not under construction | 50
2028 | 11 | 58880 | Gallegos Wind Farm LLC | IPP | Gallegos Wind Farm, Phase 1 | NM | 59047 | GEN 1 | 190 | Onshore Wind Turbine | WND | WT | (P) Planned for installation, but regulatory approvals not initiated | 190
2028 | 11 | 61746 | Holliday Solar I | IPP | Holliday Solar I | SC | 62229 | 43 | 74 | Solar Photovoltaic | SUN | PV | (T) Regulatory approvals received. Not under construction | 74
2028 | 11 | 58615 | Homer City Generation, L.P. | IPP | Homer City Generating Station | PA | 3122 | CA2 | 268 | Natural Gas Fired Combined Cycle | NG | CA | (P) Planned for installation, but regulatory approvals not initiated | 268
2028 | 11 | 58615 | Homer City Generation, L.P. | IPP | Homer City Generating Station | PA | 3122 | CA3 | 268 | Natural Gas Fired Combined Cycle | NG | CA | (P) Planned for installation, but regulatory approvals not initiated | 268
2028 | 11 | 58615 | Homer City Generation, L.P. | IPP | Homer City Generating Station | PA | 3122 | CT2 | 360 | Natural Gas Fired Combined Cycle | NG | CT | (P) Planned for installation, but regulatory approvals not initiated | 360
2028 | 11 | 58615 | Homer City Generation, L.P. | IPP | Homer City Generating Station | PA | 3122 | CT3 | 360 | Natural Gas Fired Combined Cycle | NG | CT | (P) Planned for installation, but regulatory approvals not initiated | 360
2028 | 11 | 61791 | Melsam Solar | IPP | Melsam Solar | SC | 62280 | 58 | 65 | Solar Photovoltaic | SUN | PV | (T) Regulatory approvals received. Not under construction | 65
2028 | 11 | 61807 | Quest Solar | IPP | Quest Solar | SC | 62299 | 66 | 50 | Solar Photovoltaic | SUN | PV | (T) Regulatory approvals received. Not under construction | 50
2028 | 11 | 61906 | Rye Development | IPP | Enid Lake Hydroelectric Project | MS | 62432 | NA2 | 1.5 | Conventional Hydroelectric | WAT | HY | (P) Planned for installation, but regulatory approvals not initiated | 2.5
2028 | 11 | 61906 | Rye Development | IPP | Maxwell L&D Hydroelectric Project | PA | 62385 | NA1 | 4.5 | Conventional Hydroelectric | WAT | HY | (P) Planned for installation, but regulatory approvals not initiated | 6
2028 | 11 | 61906 | Rye Development | IPP | Monongahela L&D4 Hydroelectric Project | PA | 62404 | NA2 | 4.5 | Conventional Hydroelectric | WAT | HY | (P) Planned for installation, but regulatory approvals not initiated | 6
2028 | 11 | 61906 | Rye Development | IPP | Montgomery L&D Hydroelectric Project | PA | 62400 | NA2 | 5.5 | Conventional Hydroelectric | WAT | HY | (P) Planned for installation, but regulatory approvals not initiated | 6.8
2028 | 11 | 61906 | Rye Development | IPP | Point Marion L&D Hydroelectric Project | PA | 62384 | NA1 | 1.5 | Conventional Hydroelectric | WAT | HY | (P) Planned for installation, but regulatory approvals not initiated | 2.5
2028 | 11 | 61906 | Rye Development | IPP | Sardis Lake Hydroelectric Project | MS | 62425 | NA2 | 5.5 | Conventional Hydroelectric | WAT | HY | (P) Planned for installation, but regulatory approvals not initiated | 7.5
2028 | 11 | 61830 | Shining Sun Solar | IPP | Shining Sun Solar | SC | 62309 | 73 | 74.4 | Solar Photovoltaic | SUN | PV | (T) Regulatory approvals received. Not under construction | 74
2028 | 12 | 66856 | 22SV 8ME LLC | IPP | Rexford 2 Solar Farm | CA | 68485 | 22SVA | 200 | Solar Photovoltaic | SUN | PV | (P) Planned for installation, but regulatory approvals not initiated | 200
2028 | 12 | 66856 | 22SV 8ME LLC | IPP | Rexford 2 Solar Farm | CA | 68485 | 22SVB | 200 | Batteries | MWH | BA | (P) Planned for installation, but regulatory approvals not initiated | 200
2028 | 12 | 60799 | 33UI 8me LLC | IPP | Gale 1 Solar | UT | 61170 | 33UI8 | 300 | Solar Photovoltaic | SUN | PV | (P) Planned for installation, but regulatory approvals not initiated | 300
2028 | 12 | 60799 | 33UI 8me LLC | IPP | Gale 1 Solar | UT | 61170 | 33UI9 | 150 | Batteries | MWH | BA | (P) Planned for installation, but regulatory approvals not initiated | 150
2028 | 12 | 64246 | 99MT 8me, LLC | IPP | Sienna Solar Farm | CA | 64632 | 99MT8 | 200 | Solar Photovoltaic | SUN | PV | (P) Planned for installation, but regulatory approvals not initiated | 200
2028 | 12 | 64246 | 99MT 8me, LLC | IPP | Sienna Solar Farm | CA | 64632 | 99MTB | 200 | Batteries | MWH | BA | (P) Planned for installation, but regulatory approvals not initiated | 200
2028 | 12 | 64904 | AES Clean Energy | IPP | Robeson Solar I | NC | 68043 | ROBES | 80 | Solar Photovoltaic | SUN | PV | (P) Planned for installation, but regulatory approvals not initiated | 80
2028 | 12 | 64904 | AES Clean Energy | IPP | Robeson Solar I | NC | 68043 | ROBSS | 28 | Batteries | MWH | BA | (P) Planned for installation, but regulatory approvals not initiated | 28
2028 | 12 | 807 | Arkansas Electric Coop Corp | Electric Utility | Naples Power Plant | TX | 68273 | 1 | 450 | Natural Gas Fired Combustion Turbine | NG | GT | (P) Planned for installation, but regulatory approvals not initiated | 450
2028 | 12 | 807 | Arkansas Electric Coop Corp | Electric Utility | Naples Power Plant | TX | 68273 | 2 | 450 | Natural Gas Fired Combustion Turbine | NG | GT | (P) Planned for installation, but regulatory approvals not initiated | 450
2028 | 12 | 15399 | Avangrid Power LLC | IPP | Sunset Solar | OR | 65326 | SS1 | 103 | Solar Photovoltaic | SUN | PV | (T) Regulatory approvals received. Not under construction | 103
2028 | 12 | 66731 | BrightNight Power | IPP | Mayfield Solar and Storage | KY | 68368 | MYSO | 200 | Solar Photovoltaic | SUN | PV | (L) Regulatory approvals pending. Not under construction | 200
2028 | 12 | 66731 | BrightNight Power | IPP | Pepper Hammock Solar and Storage | GA | 68367 | PEHA2 | 400 | Batteries | MWH | BA | (L) Regulatory approvals pending. Not under construction | 400
2028 | 12 | 66701 | CENT bn, LLC | IPP | Centralia Battery Energy Storage System | WA | 68282 | CENT | 200 | Batteries | MWH | BA | (L) Regulatory approvals pending. Not under construction | 200
2028 | 12 | 64578 | Caden Energix Piney River LLC | IPP | Caden Energix Piney River LLC | VA | 65286 | ENX18 | 50 | Solar Photovoltaic | SUN | PV | (L) Regulatory approvals pending. Not under construction | 50
2028 | 12 | 66571 | Clenera DevCo LLC | IPP | Coggon Solar LLC | IA | 68939 | COGPV | 100 | Solar Photovoltaic | SUN | PV | (T) Regulatory approvals received. Not under construction | 100
2028 | 12 | 66733 | Crossroads bn, LLC | IPP | Crossroads Solar - GA | GA | 68333 | CROS | 150 | Solar Photovoltaic | SUN | PV | (L) Regulatory approvals pending. Not under construction | 150
2028 | 12 | 61060 | Cypress Creek Renewables | IPP | Black Walnut Solar, LLC | NC | 66363 | GEN1B | 32 | Batteries | MWH | BA | (P) Planned for installation, but regulatory approvals not initiated | 32
2028 | 12 | 61060 | Cypress Creek Renewables | IPP | Timber Mill Solar | NC | 68871 | TIMIB | 32 | Batteries | MWH | BA | (P) Planned for installation, but regulatory approvals not initiated | 32
2028 | 12 | 61060 | Cypress Creek Renewables | IPP | Timber Mill Solar | NC | 68871 | TIMIL | 80 | Solar Photovoltaic | SUN | PV | (P) Planned for installation, but regulatory approvals not initiated | 80
2028 | 12 | 67058 | DECH bn, LLC | IPP | Deschutes Solar and BESS | OR | 68763 | DECH1 | 1000 | Solar Photovoltaic | SUN | PV | (L) Regulatory approvals pending. Not under construction | 1000
2028 | 12 | 67058 | DECH bn, LLC | IPP | Deschutes Solar and BESS | OR | 68763 | DECH2 | 1000 | Batteries | MWH | BA | (L) Regulatory approvals pending. Not under construction | 1000
2028 | 12 | 66735 | DEGA bn, LLC | IPP | Dega Solar and Storage | AL | 68332 | DEGA1 | 200 | Solar Photovoltaic | SUN | PV | (L) Regulatory approvals pending. Not under construction | 200
2028 | 12 | 66735 | DEGA bn, LLC | IPP | Dega Solar and Storage | AL | 68332 | DEGA2 | 200 | Batteries | MWH | BA | (L) Regulatory approvals pending. Not under construction | 200
2028 | 12 | 66702 | DESA bn, LLC | IPP | Desert Sand BESS | AZ | 68283 | DESA | 300 | Batteries | MWH | BA | (L) Regulatory approvals pending. Not under construction | 300
2028 | 12 | 66702 | DESA bn, LLC | IPP | Desert Sand BESS | AZ | 68283 | DESA1 | 300 | Solar Photovoltaic | SUN | PV | (L) Regulatory approvals pending. Not under construction | 300
2028 | 12 | 56201 | Engie North America | IPP | Octans | TX | 65590 | OCTNS | 125 | Batteries | MWH | BA | (U) Under construction, less than or equal to 50 percent complete | 125
2028 | 12 | 11241 | Entergy Louisiana LLC | Electric Utility | Franklin Farms 1&2 | LA | 68214 | 1A | 435.4 | Natural Gas Fired Combined Cycle | NG | CT | (L) Regulatory approvals pending. Not under construction | 469.3
2028 | 12 | 11241 | Entergy Louisiana LLC | Electric Utility | Franklin Farms 1&2 | LA | 68214 | 1B | 302.8 | Natural Gas Fired Combined Cycle | NG | CA | (L) Regulatory approvals pending. Not under construction | 311
2028 | 12 | 11241 | Entergy Louisiana LLC | Electric Utility | Franklin Farms 1&2 | LA | 68214 | 2A | 435.4 | Natural Gas Fired Combined Cycle | NG | CT | (L) Regulatory approvals pending. Not under construction | 469.3
2028 | 12 | 11241 | Entergy Louisiana LLC | Electric Utility | Franklin Farms 1&2 | LA | 68214 | 2B | 302.8 | Natural Gas Fired Combined Cycle | NG | CA | (L) Regulatory approvals pending. Not under construction | 311
2028 | 12 | 66185 | Erath County Solar LLC | IPP | Erath County Solar | TX | 67353 | 4666 | 204 | Solar Photovoltaic | SUN | PV | (P) Planned for installation, but regulatory approvals not initiated | 204
2028 | 12 | 66877 | Fairway Solar NY LLC | IPP | SunEast Fariway Solar Project | NY | 63865 | Q#848 | 20 | Solar Photovoltaic | SUN | PV | (P) Planned for installation, but regulatory approvals not initiated | 20
2028 | 12 | 66756 | Girasol Solar Farm LLC | IPP | Girasol Solar Farm | MS | 68352 | GIPV1 | 100 | Solar Photovoltaic | SUN | PV | (P) Planned for installation, but regulatory approvals not initiated | 100
2028 | 12 | 66737 | HOHI bn, LLC | IPP | Hop Hill Solar Generation and BESS | WA | 68342 | HOHI1 | 1200 | Solar Photovoltaic | SUN | PV | (L) Regulatory approvals pending. Not under construction | 1200
2028 | 12 | 66737 | HOHI bn, LLC | IPP | Hop Hill Solar Generation and BESS | WA | 68342 | HOHI2 | 1200 | Batteries | MWH | BA | (L) Regulatory approvals pending. Not under construction | 1200
2028 | 12 | 67250 | Helion Energy, Inc. | IPP | Orion - Helion | WA | 69099 | HEWA1 | 50 |  | H2 | OT | (L) Regulatory approvals pending. Not under construction | 50
2028 | 12 | 65701 | Horsepen Branch Solar | IPP | Horsepen Branch Solar | VA | 66695 | HRSPN | 25 | Solar Photovoltaic | SUN | PV | (P) Planned for installation, but regulatory approvals not initiated | 25
2028 | 12 | 66636 | IP Roman, LLC | IPP | IP Roman Solar | TX | 68201 | ROMS | 425 | Solar Photovoltaic | SUN | PV | (P) Planned for installation, but regulatory approvals not initiated | 425
2028 | 12 | 66636 | IP Roman, LLC | IPP | IP Roman Wind | TX | 68202 | ROMW | 575 | Onshore Wind Turbine | WND | WT | (P) Planned for installation, but regulatory approvals not initiated | 575
2028 | 12 | 63289 | Key Capture Energy | IPP | KCE NY 30, LLC | NY | 67838 | NY30 | 50 | Batteries | MWH | BA | (P) Planned for installation, but regulatory approvals not initiated | 50
2028 | 12 | 63289 | Key Capture Energy | IPP | TX 14 Venus Mill Storage | TX | 65788 | TX14 | 100 | Batteries | MWH | BA | (P) Planned for installation, but regulatory approvals not initiated | 100
2028 | 12 | 66682 | MAHI bn, LLC | IPP | Flag Run Solar | IN | 68288 | MAHI | 200 | Solar Photovoltaic | SUN | PV | (L) Regulatory approvals pending. Not under construction | 200
2028 | 12 | 66508 | Moonlight Flats Solar Power, LLC | IPP | Moonlight Flats Solar Power 1 | PA | 67950 | MFS1 | 250 | Solar Photovoltaic | SUN | PV | (P) Planned for installation, but regulatory approvals not initiated | 250
2028 | 12 | 61956 | Mount Sinai South Nassau Hospital | Commercial | Mount Sinai South Nassau Hospital | NY | 62447 | 5 | 3.9 | Petroleum Liquids | DFO | IC | (V) Under construction, more than 50 percent complete | 3.9
2028 | 12 | 61956 | Mount Sinai South Nassau Hospital | Commercial | Mount Sinai South Nassau Hospital | NY | 62447 | 6 | 3.9 | Petroleum Liquids | DFO | IC | (V) Under construction, more than 50 percent complete | 3.9
2028 | 12 | 63217 | Obsidian Solar Center LLC | IPP | Obsidian Solar Center | OR | 63488 | OBSLR | 400 | Solar Photovoltaic | SUN | PV | (L) Regulatory approvals pending. Not under construction | 400
2028 | 12 | 14354 | PacifiCorp | Electric Utility | Arco Wind and Solar Project | ID | 66651 | C2-92 | 206 | Onshore Wind Turbine | WND | WT | (T) Regulatory approvals received. Not under construction | 206
2028 | 12 | 66490 | Pigeon Run Solar, LLC | IPP | Pigeon Run Solar Project | VA | 64767 | TC001 | 60 | Solar Photovoltaic | SUN | PV | (P) Planned for installation, but regulatory approvals not initiated | 60
2028 | 12 | 66255 | RIC Development, LLC | IPP | Summerhill BESS | TX | 68665 | RIC87 | 143 | Batteries | MWH | BA | (P) Planned for installation, but regulatory approvals not initiated | 143
2028 | 12 | 65265 | Repsol Renewables NA | IPP | Henry Solar | OH | 68511 | CHC1 | 206 | Solar Photovoltaic | SUN | PV | (P) Planned for installation, but regulatory approvals not initiated | 206
2028 | 12 | 65265 | Repsol Renewables NA | IPP | Mill Point Solar | NY | 64912 | CMPS1 | 250 | Solar Photovoltaic | SUN | PV | (P) Planned for installation, but regulatory approvals not initiated | 250
2028 | 12 | 61906 | Rye Development | IPP | Maxwell L&D Hydroelectric Project | PA | 62385 | NA2 | 4.5 | Conventional Hydroelectric | WAT | HY | (P) Planned for installation, but regulatory approvals not initiated | 6
2028 | 12 | 61906 | Rye Development | IPP | Montgomery L&D Hydroelectric Project | PA | 62400 | NA3 | 5.5 | Conventional Hydroelectric | WAT | HY | (P) Planned for installation, but regulatory approvals not initiated | 6.8
2028 | 12 | 61906 | Rye Development | IPP | Point Marion L&D Hydroelectric Project | PA | 62384 | NA2 | 1.5 | Conventional Hydroelectric | WAT | HY | (P) Planned for installation, but regulatory approvals not initiated | 2.5
2028 | 12 | 65144 | Samsung C&T Renewables, LLC | IPP | Richwood Solar and Storage | OH | 68019 | RICBA | 50 | Batteries | MWH | BA | (P) Planned for installation, but regulatory approvals not initiated | 50
2028 | 12 | 66105 | Trestles Grid LLC | IPP | Trestles Grid LLC | CA | 67229 | HGLPT | 150 | Batteries | MWH | BA | (U) Under construction, less than or equal to 50 percent complete | 150
2028 | 12 | 67090 | Tupper Lake | IPP | Tupper Lake Wind | MI | 68843 | TLCP | 198 | Onshore Wind Turbine | WND | WT | (U) Under construction, less than or equal to 50 percent complete | 200
2028 | 12 | 66259 | Vista Sands Solar LLC | IPP | Vista Sands Solar | WI | 67551 | VISTA | 1182 | Solar Photovoltaic | SUN | PV | (L) Regulatory approvals pending. Not under construction | 1182
2028 | 12 | 59966 | Wolf Summit Energy LLC | IPP | Wolf Summit Energy | WV | 60206 | HCCA1 | 205.4 | Natural Gas Fired Combined Cycle | NG | CA | (L) Regulatory approvals pending. Not under construction | 207.4
2028 | 12 | 59966 | Wolf Summit Energy LLC | IPP | Wolf Summit Energy | WV | 60206 | HCCT1 | 319.1 | Natural Gas Fired Combined Cycle | NG | CT | (L) Regulatory approvals pending. Not under construction | 371.5
2028 | 12 | 66491 | Zenith Solar, LLC | IPP | Zenith Solar | VA | 64768 | TC001 | 60 | Solar Photovoltaic | SUN | PV | (P) Planned for installation, but regulatory approvals not initiated | 60
2029 | 1 | 22500 | Evergy Kansas Central, Inc | Electric Utility | Viola Generating Station | KS | 68294 | VIO1 | 693.2 | Natural Gas Fired Combined Cycle | NG | CS | (L) Regulatory approvals pending. Not under construction | 765
2029 | 1 | 66865 | Freedom Pine Solar, LLC | IPP | Freedom Pine Solar | ME | 68491 | FPS | 250 | Solar Photovoltaic | SUN | PV | (P) Planned for installation, but regulatory approvals not initiated | 250
2029 | 1 | 66907 | Laketricity USA Inc. | IPP | Kama 3 LLC | CA | 68527 | 18 | 86 | Solar Photovoltaic | SUN | PV | (L) Regulatory approvals pending. Not under construction | 86
2029 | 1 | 13994 | Oglethorpe Power Corporation | Electric Utility | Talbot County Energy | GA | 7916 | 7 | 241 | Natural Gas Fired Combustion Turbine | NG | GT | (P) Planned for installation, but regulatory approvals not initiated | 262
2029 | 1 | 18642 | Tennessee Valley Authority | Electric Utility | Cumberland (TN) | TN | 3399 | CTG2 | 372.9 | Natural Gas Fired Combined Cycle | NG | CT | (P) Planned for installation, but regulatory approvals not initiated | 454.8
2029 | 1 | 18642 | Tennessee Valley Authority | Electric Utility | Cumberland (TN) | TN | 3399 | STG2 | 296.6 | Natural Gas Fired Combined Cycle | NG | CA | (P) Planned for installation, but regulatory approvals not initiated | 323
2029 | 2 | 1307 | Basin Electric Power Coop | Electric Utility | Bison Generation Station | ND | 69071 | CA1 | 320 | Natural Gas Fired Combined Cycle | NG | CA | (L) Regulatory approvals pending. Not under construction | 263
2029 | 2 | 1307 | Basin Electric Power Coop | Electric Utility | Bison Generation Station | ND | 69071 | CT1 | 409 | Natural Gas Fired Combined Cycle | NG | CT | (L) Regulatory approvals pending. Not under construction | 496
2029 | 2 | 14127 | Omaha Public Power District | Electric Utility | Cass County | NE | 55972 | CT-3 | 221 | Natural Gas Fired Combustion Turbine | NG | GT | (T) Regulatory approvals received. Not under construction | 264
2029 | 2 | 14127 | Omaha Public Power District | Electric Utility | Cass County | NE | 55972 | CT-4 | 221 | Natural Gas Fired Combustion Turbine | NG | GT | (T) Regulatory approvals received. Not under construction | 264
2029 | 2 | 14127 | Omaha Public Power District | Electric Utility | Cass County | NE | 55972 | CT-5 | 221 | Natural Gas Fired Combustion Turbine | NG | GT | (T) Regulatory approvals received. Not under construction | 264
2029 | 3 | 66857 | 44ST 8ME LLC | IPP | Sienna 2 Solar and Storage Project | CA | 68486 | 44STA | 55 | Solar Photovoltaic | SUN | PV | (P) Planned for installation, but regulatory approvals not initiated | 55
2029 | 3 | 66857 | 44ST 8ME LLC | IPP | Sienna 2 Solar and Storage Project | CA | 68486 | 44STB | 55 | Batteries | MWH | BA | (P) Planned for installation, but regulatory approvals not initiated | 55
2029 | 3 | 58615 | Homer City Generation, L.P. | IPP | Homer City Generating Station | PA | 3122 | CA7 | 268 | Natural Gas Fired Combined Cycle | NG | CA | (P) Planned for installation, but regulatory approvals not initiated | 268
2029 | 3 | 58615 | Homer City Generation, L.P. | IPP | Homer City Generating Station | PA | 3122 | CT7 | 360 | Natural Gas Fired Combined Cycle | NG | CT | (P) Planned for installation, but regulatory approvals not initiated | 360
2029 | 3 | 66827 | Wichita Solar I, LLC | IPP | Short Creek Solar | TX | 68479 | SHRT | 605 | Solar Photovoltaic | SUN | PV | (L) Regulatory approvals pending. Not under construction | 606.4
2029 | 4 | 66464 | 210MS 8me, LLC | IPP | Brittlebush Solar and Battery Storage | TX | 67895 | 21MSA | 400 | Solar Photovoltaic | SUN | PV | (P) Planned for installation, but regulatory approvals not initiated | 400
2029 | 4 | 66464 | 210MS 8me, LLC | IPP | Brittlebush Solar and Battery Storage | TX | 67895 | 21MSB | 400 | Batteries | MWH | BA | (P) Planned for installation, but regulatory approvals not initiated | 400
2029 | 4 | 65511 | Aragon Energy Storage LLC | IPP | Aragon Energy Storage | GA | 66431 | ARAG1 | 150 | Batteries | MWH | BA | (P) Planned for installation, but regulatory approvals not initiated | 150
2029 | 4 | 66255 | RIC Development, LLC | IPP | Luicain Solar | LA | 68662 | RIC85 | 65 | Solar Photovoltaic | SUN | PV | (P) Planned for installation, but regulatory approvals not initiated | 65
2029 | 4 | 66255 | RIC Development, LLC | IPP | Richland III Solar | NY | 68663 | RIC86 | 79.9 | Solar Photovoltaic | SUN | PV | (P) Planned for installation, but regulatory approvals not initiated | 79.9
2029 | 5 | 63289 | Key Capture Energy | IPP | KCE NY 36, LLC | NY | 67841 | NY36 | 20 | Batteries | MWH | BA | (P) Planned for installation, but regulatory approvals not initiated | 20
2029 | 5 | 66687 | MS1 | IPP | Sun Bear | CO | 68261 | SNBR1 | 756 | Solar Photovoltaic | SUN | PV | (L) Regulatory approvals pending. Not under construction | 756
2029 | 5 | 66687 | MS1 | IPP | Sun Bear | CO | 68261 | SNBR2 | 756 | Batteries | MWH | BA | (L) Regulatory approvals pending. Not under construction | 756
2029 | 6 | 60395 | California Ethanol Power, LLC | Industrial | CE&P Imperial Valley 1 | CA | 60670 | 1 | 50 | All Other | OTH | CC | (T) Regulatory approvals received. Not under construction | 50
2029 | 6 | 66737 | HOHI bn, LLC | IPP | Hop Hill Solar Generation and BESS | WA | 68342 | HOHI | 200 | Onshore Wind Turbine | WND | WT | (L) Regulatory approvals pending. Not under construction | 200
2029 | 6 | 50123 | Leeward Asset Management, LLC | IPP | Stagecoach LRE | CO | 68079 | STAS1 | 300 | Solar Photovoltaic | SUN | PV | (T) Regulatory approvals received. Not under construction | 300
2029 | 6 | 13994 | Oglethorpe Power Corporation | Electric Utility | Smarr Combined Cycle Energy Facility | GA | 68546 | 1 | 407 | Natural Gas Fired Combined Cycle | NG | CC | (P) Planned for installation, but regulatory approvals not initiated | 459
2029 | 6 | 13994 | Oglethorpe Power Corporation | Electric Utility | Smarr Combined Cycle Energy Facility | GA | 68546 | 2 | 304 | Natural Gas Fired Combined Cycle | NG | CC | (P) Planned for installation, but regulatory approvals not initiated | 345
2029 | 7 | 64904 | AES Clean Energy | IPP | Riverside Solar LLC | NY | 67325 | NYRIV | 100 | Solar Photovoltaic | SUN | PV | (P) Planned for installation, but regulatory approvals not initiated | 100
2029 | 7 | 58615 | Homer City Generation, L.P. | IPP | Homer City Generating Station | PA | 3122 | CA4 | 268 | Natural Gas Fired Combined Cycle | NG | CA | (P) Planned for installation, but regulatory approvals not initiated | 268
2029 | 7 | 58615 | Homer City Generation, L.P. | IPP | Homer City Generating Station | PA | 3122 | CT4 | 360 | Natural Gas Fired Combined Cycle | NG | CT | (P) Planned for installation, but regulatory approvals not initiated | 360
2029 | 7 | 66760 | Lazy U ESS 2 LLC | IPP | Lazy U ESS 2 | TX | 68356 | LUBA2 | 250 | Batteries | MWH | BA | (P) Planned for installation, but regulatory approvals not initiated | 250
2029 | 7 | 66761 | Lazy U Solar 1 LLC | IPP | Lazy U Solar 1 | TX | 68357 | LUPV1 | 250 | Solar Photovoltaic | SUN | PV | (P) Planned for installation, but regulatory approvals not initiated | 250
2029 | 7 | 66762 | Lazy U Solar 2 LLC | IPP | Lazy U Solar 2 | TX | 68358 | LUPV2 | 250 | Solar Photovoltaic | SUN | PV | (P) Planned for installation, but regulatory approvals not initiated | 250
2029 | 9 | 64970 | Hecate Grid Humidor Storage 1 LLC | IPP | Humidor Storage I | CA | 65703 | HEHUM | 300 | Batteries | MWH | BA | (L) Regulatory approvals pending. Not under construction | 300
2029 | 9 | 16534 | Sacramento Municipal Util Dist | Electric Utility | Solano Wind | CA | 7526 | 5 | 108 | Onshore Wind Turbine | WND | WT | (P) Planned for installation, but regulatory approvals not initiated | 108
2029 | 9 | 64691 | West Baldwin Solar Station LLC | IPP | West Baldwin Solar Station | ME | 65371 | WBSS | 17.1 | Solar Photovoltaic | SUN | PV | (T) Regulatory approvals received. Not under construction | 17.1
2029 | 10 | 61785 | EDP Renewables North America LLC | IPP | Saddle Mountain East Wind Farm | WA | 62263 | GEN1 | 126 | Onshore Wind Turbine | WND | WT | (P) Planned for installation, but regulatory approvals not initiated | 126
2029 | 10 | 64457 | VCP Realty, LLC | IPP | Crooked Trail Solar | ME | 68416 | CTS1 | 68 | Solar Photovoltaic | SUN | PV | (P) Planned for installation, but regulatory approvals not initiated | 68
2029 | 11 | 63966 | Emerick Wind, LLC | IPP | Emerick Wind | NE | 64344 | 9999 | 322 | Onshore Wind Turbine | WND | WT | (P) Planned for installation, but regulatory approvals not initiated | 322
2029 | 11 | 58615 | Homer City Generation, L.P. | IPP | Homer City Generating Station | PA | 3122 | CA1 | 268 | Natural Gas Fired Combined Cycle | NG | CA | (P) Planned for installation, but regulatory approvals not initiated | 268
2029 | 11 | 58615 | Homer City Generation, L.P. | IPP | Homer City Generating Station | PA | 3122 | CT1 | 360 | Natural Gas Fired Combined Cycle | NG | CT | (P) Planned for installation, but regulatory approvals not initiated | 360
2029 | 11 | 66461 | Two Oaks Solar and Storage | IPP | Two Oaks Solar and Storage LLC | VA | 67884 | ENX27 | 118 | Solar Photovoltaic | SUN | PV | (P) Planned for installation, but regulatory approvals not initiated | 118
2029 | 12 | 65689 | Alfred Oaks Solar, LLC | IPP | Alfred Oaks Solar, LLC | NY | 66675 | ALOAK | 115.2 | Solar Photovoltaic | SUN | PV | (P) Planned for installation, but regulatory approvals not initiated | 115.2
2029 | 12 | 66700 | BOCA bn, LLC | IPP | Box Canyon (AZ) | AZ | 68281 | BOCA2 | 300 | Batteries | MWH | BA | (L) Regulatory approvals pending. Not under construction | 300
2029 | 12 | 65708 | Buffalo Branch Wind and Solar LLC | IPP | Buffalo Branch Wind and Solar LLC | MO | 66701 | BB1 | 247 | Onshore Wind Turbine | WND | WT | (P) Planned for installation, but regulatory approvals not initiated | 247
2029 | 12 | 61060 | Cypress Creek Renewables | IPP | Panther Branch Solar, LLC | NC | 66385 | GEN1B | 32 | Batteries | MWH | BA | (P) Planned for installation, but regulatory approvals not initiated | 32
2029 | 12 | 66252 | Greenalia Wind Power Blue Hills, LLC | IPP | Blue Hills Wind Project | TX | 67542 | BHWP | 276 | Onshore Wind Turbine | WND | WT | (L) Regulatory approvals pending. Not under construction | 276
2029 | 12 | 66430 | Kingstree East 230 LLC | IPP | Kingstree East 230 Solar Project | SC | 67862 | SOLAR | 249 | Solar Photovoltaic | SUN | PV | (T) Regulatory approvals received. Not under construction | 249
2029 | 12 | 66883 | Limestone Solar NY LLC | IPP | SunEast Limestone Solar Project | NY | 63864 | Q#806 | 20 | Solar Photovoltaic | SUN | PV | (L) Regulatory approvals pending. Not under construction | 20
2029 | 12 | 62663 | Lock 13 Hydro Partners | IPP | Evelyn Hydroelectric Project | KY | 62748 | 1 | 0.6 | Conventional Hydroelectric | WAT | HY | (T) Regulatory approvals received. Not under construction | 0.6
2029 | 12 | 62663 | Lock 13 Hydro Partners | IPP | Evelyn Hydroelectric Project | KY | 62748 | 2 | 0.6 | Conventional Hydroelectric | WAT | HY | (T) Regulatory approvals received. Not under construction | 0.6
2029 | 12 | 62663 | Lock 13 Hydro Partners | IPP | Evelyn Hydroelectric Project | KY | 62748 | 3 | 0.2 | Conventional Hydroelectric | WAT | HY | (T) Regulatory approvals received. Not under construction | 0.2
2029 | 12 | 62663 | Lock 13 Hydro Partners | IPP | Evelyn Hydroelectric Project | KY | 62748 | 4 | 0.2 | Conventional Hydroelectric | WAT | HY | (T) Regulatory approvals received. Not under construction | 0.2
2029 | 12 | 62663 | Lock 13 Hydro Partners | IPP | Evelyn Hydroelectric Project | KY | 62748 | 5 | 0.6 | Conventional Hydroelectric | WAT | HY | (T) Regulatory approvals received. Not under construction | 0.6
2029 | 12 | 62663 | Lock 13 Hydro Partners | IPP | Evelyn Hydroelectric Project | KY | 62748 | 6 | 0.6 | Conventional Hydroelectric | WAT | HY | (T) Regulatory approvals received. Not under construction | 0.6
2029 | 12 | 13902 | NorthWestern Energy (MT Hydro) | Electric Utility | Hauser | MT | 2185 | HAU12 | 3.5 | Conventional Hydroelectric | WAT | HY | (P) Planned for installation, but regulatory approvals not initiated | 3.5
2029 | 12 | 58842 | Power Company of Wyoming LLC | IPP | Chokecherry and Sierra Madre Wind | WY | 58987 | I-A | 844.2 | Onshore Wind Turbine | WND | WT | (U) Under construction, less than or equal to 50 percent complete | 844.2
2029 | 12 | 58842 | Power Company of Wyoming LLC | IPP | Chokecherry and Sierra Madre Wind | WY | 58987 | I-B | 849.6 | Onshore Wind Turbine | WND | WT | (U) Under construction, less than or equal to 50 percent complete | 849.6
2029 | 12 | 66255 | RIC Development, LLC | IPP | Stonewall BESS | TX | 68666 | RIC88 | 135 | Batteries | MWH | BA | (P) Planned for installation, but regulatory approvals not initiated | 135
2029 | 12 | 65265 | Repsol Renewables NA | IPP | Robinson Solar | NV | 67819 | CRSB1 | 300 | Batteries | MWH | BA | (P) Planned for installation, but regulatory approvals not initiated | 300
2029 | 12 | 65265 | Repsol Renewables NA | IPP | Robinson Solar | NV | 67819 | CRSS1 | 300 | Solar Photovoltaic | SUN | PV | (P) Planned for installation, but regulatory approvals not initiated | 300
2029 | 12 | 61784 | Rolling Upland Wind Farm LLC | IPP | Rolling Upland Wind Farm LLC | NY | 62262 | GEN1 | 71.4 | Onshore Wind Turbine | WND | WT | (P) Planned for installation, but regulatory approvals not initiated | 71.4
2029 | 12 | 66593 | SR Jasper, LLC | IPP | SR Jasper | MS | 68105 | JASP | 150 | Solar Photovoltaic | SUN | PV | (T) Regulatory approvals received. Not under construction | 150
2029 | 12 | 64606 | Steward Creek Solar, LLC | IPP | Steward Creek Solar Phase 1 | IL | 65301 | SC1 | 1200 | Solar Photovoltaic | SUN | PV | (P) Planned for installation, but regulatory approvals not initiated | 1200
2029 | 12 | 66772 | Swan Creek Wind LLC | IPP | Swan Creek Wind | NE | 68382 | SWCR | 126 | Onshore Wind Turbine | WND | WT | (P) Planned for installation, but regulatory approvals not initiated | 126
2029 | 12 | 66884 | Tabletop Solar NY LLC | IPP | SunEast Tabletop Solar Project | NY | 63867 | Q#869 | 80 | Solar Photovoltaic | SUN | PV | (P) Planned for installation, but regulatory approvals not initiated | 80
2030 | 1 | 1182 | BASF Corporation | Industrial | Geismar | LA | 10319 | GEN4 | 42 | Natural Gas Fired Combustion Turbine | NG | GT | (P) Planned for installation, but regulatory approvals not initiated | 45
2030 | 1 | 1182 | BASF Corporation | Industrial | Geismar | LA | 10319 | GEN5 | 25 | Natural Gas Steam Turbine | NG | ST | (P) Planned for installation, but regulatory approvals not initiated | 25
2030 | 1 | 58468 | Dominion Renewable Energy | Electric Utility | Bellflower Solar (VA) | VA | 68071 | BELLF | 600 | Solar Photovoltaic | SUN | PV | (P) Planned for installation, but regulatory approvals not initiated | 600
2030 | 1 | 22500 | Evergy Kansas Central, Inc | Electric Utility | McNew Generating Station | KS | 68295 | MCN1 | 690.4 | Natural Gas Fired Combined Cycle | NG | CS | (L) Regulatory approvals pending. Not under construction | 765
2030 | 1 | 12698 | Evergy Missouri West | Electric Utility | Mullin Creek #1 Generating Station | MO | 68296 | MC1 | 425.1 | Natural Gas Fired Combustion Turbine | NG | GT | (L) Regulatory approvals pending. Not under construction | 489.7
2030 | 1 | 67044 | Greenalia Solar Power Hutcherson, LLC | IPP | Hutcherson Solar | TX | 68765 | HUGSP | 123.3 | Solar Photovoltaic | SUN | PV | (P) Planned for installation, but regulatory approvals not initiated | 123.3
2030 | 1 | 55983 | Luminant Generation Company LLC | IPP | Alira | TX | 63193 | UNIT1 | 222.8 | Solar Photovoltaic | SUN | PV | (L) Regulatory approvals pending. Not under construction | 222.8
2030 | 3 | 1307 | Basin Electric Power Coop | Electric Utility | Bison Generation Station | ND | 69071 | CA2 | 320 | Natural Gas Fired Combined Cycle | NG | CA | (L) Regulatory approvals pending. Not under construction | 263
2030 | 3 | 1307 | Basin Electric Power Coop | Electric Utility | Bison Generation Station | ND | 69071 | CT2 | 409 | Natural Gas Fired Combined Cycle | NG | CT | (L) Regulatory approvals pending. Not under construction | 496
2030 | 3 | 67009 | Kingbird Solar Energy LLC | IPP | Kingbird Solar Energy LLC | KS | 68633 | KBESS | 300 | Batteries | MWH | BA | (P) Planned for installation, but regulatory approvals not initiated | 300
2030 | 3 | 67009 | Kingbird Solar Energy LLC | IPP | Kingbird Solar Energy LLC | KS | 68633 | KINGB | 300 | Solar Photovoltaic | SUN | PV | (P) Planned for installation, but regulatory approvals not initiated | 300
2030 | 4 | 64452 | EDF Renewables Development, Inc. | IPP | Lycan Solar Project | CA | 66805 | LYCN2 | 400 | Batteries | MWH | BA | (P) Planned for installation, but regulatory approvals not initiated | 400
2030 | 4 | 63289 | Key Capture Energy | IPP | KCE CT 1, LLC | CT | 66879 | CT1 | 45 | Batteries | MWH | BA | (P) Planned for installation, but regulatory approvals not initiated | 45
2030 | 6 | 66272 | Cedar Hill ESS Assets, LLC | IPP | Cedar Hill ESS | TX | 67570 | 3004 | 10 | Batteries | MWH | BA | (L) Regulatory approvals pending. Not under construction | 10
2030 | 6 | 67047 | Greenalia Solar Power Blackwelder Ranch, LLC | IPP | Greenalia Solar Power Blackwelder Ranch | TX | 68767 | BRGSP | 199.7 | Solar Photovoltaic | SUN | PV | (P) Planned for installation, but regulatory approvals not initiated | 199.7
2030 | 6 | 67046 | Greenalia Wind Power Blackwelder Ranch, LLC | IPP | Blackwelder Ranch Wind | TX | 68768 | BRGWP | 110.4 | Onshore Wind Turbine | WND | WT | (P) Planned for installation, but regulatory approvals not initiated | 110.4
2030 | 6 | 67045 | Greenalia Wind Power Pioneer Field, LLC | IPP | Pioneer Field Wind Power | TX | 68766 | PFGWP | 163.2 | Onshore Wind Turbine | WND | WT | (P) Planned for installation, but regulatory approvals not initiated | 136.2
2030 | 6 | 64690 | Topsham Meadow Solar Station LLC | IPP | Topsham Meadow Solar Station | ME | 65369 | TMSS | 17.2 | Solar Photovoltaic | SUN | PV | (L) Regulatory approvals pending. Not under construction | 17.2
2030 | 11 | 63838 | Hecate Grid Swiftsure LLC | IPP | Swiftsure | NY | 64235 | SWFTS | 121 | Batteries | MWH | BA | (P) Planned for installation, but regulatory approvals not initiated | 121
2030 | 12 | 67101 | Bridgewater Solar 2, LLC | IPP | Bridgewater 2 | NY | 68864 | PV1 | 5 | Solar Photovoltaic | SUN | PV | (P) Planned for installation, but regulatory approvals not initiated | 5
2030 | 12 | 67100 | Bridgewater Solar, LLC | IPP | Bridgewater 1 | NY | 68865 | PV1 | 5 | Solar Photovoltaic | SUN | PV | (P) Planned for installation, but regulatory approvals not initiated | 5
2030 | 12 | 66181 | CPV County Line Solar, LLC | IPP | CPV County Line Solar, LLC | VA | 67352 | CPVCL | 150 | Solar Photovoltaic | SUN | PV | (P) Planned for installation, but regulatory approvals not initiated | 150
2030 | 12 | 66487 | Goshen Solar, LLC | IPP | Goshen Solar | WY | 67936 | GS1 | 163 | Solar Photovoltaic | SUN | PV | (T) Regulatory approvals received. Not under construction | 163
2030 | 12 | 58842 | Power Company of Wyoming LLC | IPP | Chokecherry and Sierra Madre Wind | WY | 58987 | II-A | 1303.2 | Onshore Wind Turbine | WND | WT | (U) Under construction, less than or equal to 50 percent complete | 1303.2
2030 | 12 | 67013 | US SFR Owner LLC | IPP | Kemmerer Unit 1 | WY | 68635 | KU1 | 342.1 | Nuclear | NUC | ST | (L) Regulatory approvals pending. Not under construction | 500
2030 | 12 | 58105 | University of Redlands | Commercial | Energy Center | CA | 58168 | TURB4 | 0.3 | Natural Gas Fired Combustion Turbine | NG | GT | (P) Planned for installation, but regulatory approvals not initiated | 0.3
2030 | 12 | 58105 | University of Redlands | Commercial | Energy Center | CA | 58168 | TURB5 | 0.3 | Natural Gas Fired Combustion Turbine | NG | GT | (P) Planned for installation, but regulatory approvals not initiated | 0.3
2030 | 12 | 58105 | University of Redlands | Commercial | Energy Center | CA | 58168 | TURB6 | 0.3 | Natural Gas Fired Combustion Turbine | NG | GT | (P) Planned for installation, but regulatory approvals not initiated | 0.3
2031 | 6 | 66527 | May Renewables LLC | IPP | May Renewables | SC | 67981 | MAYB | 100 | Batteries | MWH | BA | (P) Planned for installation, but regulatory approvals not initiated | 100
2031 | 12 | 58842 | Power Company of Wyoming LLC | IPP | Chokecherry and Sierra Madre Wind | WY | 58987 | II-B | 553.5 | Onshore Wind Turbine | WND | WT | (U) Under construction, less than or equal to 50 percent complete | 553.5
2039 | 12 | 56789 | TBE Montgomery LLC | IPP | TBE-Montgomery LLC | NY | 57472 | CTG | 11.6 | Other Waste Biomass | OBG | CT | (U) Under construction, less than or equal to 50 percent complete | 12
2039 | 12 | 56789 | TBE Montgomery LLC | IPP | TBE-Montgomery LLC | NY | 57472 | STG | 7.4 | Other Waste Biomass | OBG | CA | (U) Under construction, less than or equal to 50 percent complete | 9
NOTES: Capacity from facilities with a total generator nameplate capacity less than 1 MW are excluded from this table. Entity ID and Plant ID are official, unique identification numbers assigned by EIA; Generator IDs are assigned by plant owners and/or operators. Descriptions for the Energy Source Codes and the Prime Mover Codes listed in the table can be found in the Technical Notes. Sources: U.S. Energy Information Administration, Form EIA-860, 'Annual Electric Generator Report' and Form EIA-860M, 'Monthly Update to the Annual Electric Generator Report.'