## Table_6_05
Table 6.5. Planned U.S. Electric Generating Unit Additions
Year | Month | Entity ID | Entity Name | Plant Producer Type | Plant Name | Plant State | Plant ID | Generator ID | Net Summer Capacity (MW) | Technology | Energy Source Code | Prime Mover Code | Status | Nameplate Capacity (MW)
2024 | 1 | 64904 | AES Clean Energy | IPP | Westport Stone & Sand Solar | MA | 66447 | WESTP | 5 | Solar Photovoltaic | SUN | PV | (V) Under construction, more than 50 percent complete | 5
2024 | 1 | 61012 | AES Distributed Energy | IPP | AES West Oahu Solar Hybrid | HI | 64656 | UHBES | 12.5 | Batteries | MWH | BA | (V) Under construction, more than 50 percent complete | 12.5
2024 | 1 | 61012 | AES Distributed Energy | IPP | AES West Oahu Solar Hybrid | HI | 64656 | UHWO | 12.5 | Solar Photovoltaic | SUN | PV | (V) Under construction, more than 50 percent complete | 12.5
2024 | 1 | 64484 | ASA DeKalb NY Solar III LLC | IPP | ASA DeKalb NY Solar III LLC | NY | 65067 | DEK3 | 3.3 | Solar Photovoltaic | SUN | PV | (V) Under construction, more than 50 percent complete | 3.3
2024 | 1 | 64530 | ASA Gouverneur NY Solar II LLC | IPP | ASA Gouverneur NY Solar II LLC | NY | 65158 | GOV2 | 4 | Solar Photovoltaic | SUN | PV | (V) Under construction, more than 50 percent complete | 4
2024 | 1 | 59573 | Amazon | IPP | Amazon Bakersfield 1 Solar Project | CA | 65562 | ABFSP | 4.2 | Solar Photovoltaic | SUN | PV | (V) Under construction, more than 50 percent complete | 4.3
2024 | 1 | 59573 | Amazon | IPP | Amazon Bakersfield 1 Solar Project | CA | 65562 | ABSBA | 1.6 | Batteries | MWH | BA | (V) Under construction, more than 50 percent complete | 1.6
2024 | 1 | 62921 | Arroyo Solar LLC | IPP | Arroyo Solar Energy Storage Hybrid | NM | 63172 | ARSOL | 300 | Solar Photovoltaic | SUN | PV | (TS) Construction complete, but not yet in commercial operation | 300
2024 | 1 | 64516 | Azimuth 180 Solar Electric, LLC | IPP | Grinnell College | IA | 65164 | GRIN | 3.9 | Solar Photovoltaic | SUN | PV | (V) Under construction, more than 50 percent complete | 3.9
2024 | 1 | 63784 | Azure Sky Wind Project, LLC | IPP | Azure Sky Wind Project, LLC Hybrid | TX | 64164 | ASWBE | 120 | Batteries | MWH | BA | (TS) Construction complete, but not yet in commercial operation | 120
2024 | 1 | 65060 | BPL Crown Solar LLC | IPP | BPL Crown Solar LLC | TX | 64259 | OCICR | 100 | Solar Photovoltaic | SUN | PV | (TS) Construction complete, but not yet in commercial operation | 100
2024 | 1 | 65061 | BPL Sol Solar LLC | IPP | BPL Sol Solar LLC | TX | 64260 | OCISO | 100 | Solar Photovoltaic | SUN | PV | (TS) Construction complete, but not yet in commercial operation | 100
2024 | 1 | 65654 | Birch Creek Development | IPP | Earp Solar, LLC | IL | 66631 | PV | 35 | Solar Photovoltaic | SUN | PV | (TS) Construction complete, but not yet in commercial operation | 35
2024 | 1 | 61143 | Bridge Energy LLC | Industrial | Blacksand Generating Facility | CA | 56090 | D191 | 0.8 | Natural Gas Fired Combustion Turbine | NG | GT | (T) Regulatory approvals received. Not under construction | 0.8
2024 | 1 | 61143 | Bridge Energy LLC | Industrial | Blacksand Generating Facility | CA | 56090 | D192 | 0.8 | Natural Gas Fired Combustion Turbine | NG | GT | (T) Regulatory approvals received. Not under construction | 0.8
2024 | 1 | 63883 | Broad Reach Power | IPP | Cascade Energy Storage, LLC | CA | 61801 | 10002 | 25 | Batteries | MWH | BA | (TS) Construction complete, but not yet in commercial operation | 25
2024 | 1 | 58939 | Cameron Wind 1 LLC | IPP | Cameron Wind 1 LLC | TX | 59118 | SABAL | 24 | Batteries | MWH | BA | (U) Under construction, less than or equal to 50 percent complete | 24
2024 | 1 | 65311 | Clearwater Wind East, LLC | IPP | Clearwater Wind East | MT | 66183 | CWE | 207.9 | Onshore Wind Turbine | WND | WT | (TS) Construction complete, but not yet in commercial operation | 207.9
2024 | 1 | 62091 | Derby Fuel Cell LLC | IPP | Derby Fuel Cell | CT | 62588 | MM45 | 2.8 | Other Natural Gas | NG | FC | (TS) Construction complete, but not yet in commercial operation | 2.8
2024 | 1 | 62091 | Derby Fuel Cell LLC | IPP | Derby Fuel Cell | CT | 62588 | MM46 | 2.8 | Other Natural Gas | NG | FC | (TS) Construction complete, but not yet in commercial operation | 2.8
2024 | 1 | 62091 | Derby Fuel Cell LLC | IPP | Derby Fuel Cell | CT | 62588 | MM47 | 2.8 | Other Natural Gas | NG | FC | (TS) Construction complete, but not yet in commercial operation | 2.8
2024 | 1 | 62091 | Derby Fuel Cell LLC | IPP | Derby Fuel Cell | CT | 62588 | MM48 | 2.8 | Other Natural Gas | NG | FC | (TS) Construction complete, but not yet in commercial operation | 2.8
2024 | 1 | 62091 | Derby Fuel Cell LLC | IPP | Derby Fuel Cell | CT | 62588 | MM49 | 2.8 | Other Natural Gas | NG | FC | (TS) Construction complete, but not yet in commercial operation | 2.8
2024 | 1 | 64872 | Distributed Solar Development, LLC | IPP | Bishop Ranch - BR 8-P | CA | 66800 | 4976 | 1 | Solar Photovoltaic | SUN | PV | (V) Under construction, more than 50 percent complete | 1
2024 | 1 | 64872 | Distributed Solar Development, LLC | IPP | Bishop Ranch - BR 8-P | CA | 66800 | 4976B | 0.5 | Batteries | MWH | BA | (V) Under construction, more than 50 percent complete | 0.5
2024 | 1 | 64872 | Distributed Solar Development, LLC | IPP | FFP - NY Werner | NY | 66829 | P5650 | 5 | Solar Photovoltaic | SUN | PV | (V) Under construction, more than 50 percent complete | 5
2024 | 1 | 3046 | Duke Energy Progress - (NC) | Electric Utility | Woodfin Solar | NC | 64882 | PV1 | 5 | Solar Photovoltaic | SUN | PV | (V) Under construction, more than 50 percent complete | 5
2024 | 1 | 65411 | Duke Energy Renewables Services | IPP | Wildflower Solar, LLC (MS) | MS | 66369 | WDFL | 100 | Solar Photovoltaic | SUN | PV | (V) Under construction, more than 50 percent complete | 100
2024 | 1 | 65054 | Easton CSG 1 LLC | IPP | Easton CSG 1 LLC | ME | 65798 | ESTON | 1.3 | Solar Photovoltaic | SUN | PV | (TS) Construction complete, but not yet in commercial operation | 3.3
2024 | 1 | 65502 | Five Wells Solar Center, LLC | IPP | Five Wells Solar Center - Hybrid | TX | 66420 | FWBAT | 259 | Batteries | MWH | BA | (U) Under construction, less than or equal to 50 percent complete | 262.5
2024 | 1 | 6452 | Florida Power & Light Co | Electric Utility | Beautyberry | FL | 65874 | 1 | 74.5 | Solar Photovoltaic | SUN | PV | (V) Under construction, more than 50 percent complete | 74.5
2024 | 1 | 6452 | Florida Power & Light Co | Electric Utility | Caloosahatchee | FL | 65871 | 1 | 74.5 | Solar Photovoltaic | SUN | PV | (V) Under construction, more than 50 percent complete | 74.5
2024 | 1 | 6452 | Florida Power & Light Co | Electric Utility | Canoe | FL | 65866 | 1 | 74.5 | Solar Photovoltaic | SUN | PV | (V) Under construction, more than 50 percent complete | 74.5
2024 | 1 | 6452 | Florida Power & Light Co | Electric Utility | Ibis | FL | 65877 | 1 | 74.5 | Solar Photovoltaic | SUN | PV | (V) Under construction, more than 50 percent complete | 74.5
2024 | 1 | 6452 | Florida Power & Light Co | Electric Utility | Monarch | FL | 65872 | 1 | 74.5 | Solar Photovoltaic | SUN | PV | (V) Under construction, more than 50 percent complete | 74.5
2024 | 1 | 6452 | Florida Power & Light Co | Electric Utility | Orchard | FL | 65925 | 1 | 74.5 | Solar Photovoltaic | SUN | PV | (V) Under construction, more than 50 percent complete | 74.5
2024 | 1 | 6452 | Florida Power & Light Co | Electric Utility | Pineapple | FL | 65865 | 1 | 74.5 | Solar Photovoltaic | SUN | PV | (V) Under construction, more than 50 percent complete | 74.5
2024 | 1 | 6452 | Florida Power & Light Co | Electric Utility | Prairie Creek FL | FL | 65868 | 1 | 74.5 | Solar Photovoltaic | SUN | PV | (V) Under construction, more than 50 percent complete | 74.5
2024 | 1 | 6452 | Florida Power & Light Co | Electric Utility | Silver Palm | FL | 65878 | 1 | 74.5 | Solar Photovoltaic | SUN | PV | (V) Under construction, more than 50 percent complete | 74.5
2024 | 1 | 6452 | Florida Power & Light Co | Electric Utility | Terrill Creek | FL | 65882 | 1 | 74.5 | Solar Photovoltaic | SUN | PV | (V) Under construction, more than 50 percent complete | 74.5
2024 | 1 | 6452 | Florida Power & Light Co | Electric Utility | Turnpike | FL | 65873 | 1 | 74.5 | Solar Photovoltaic | SUN | PV | (V) Under construction, more than 50 percent complete | 74.5
2024 | 1 | 6452 | Florida Power & Light Co | Electric Utility | White Tail | FL | 65869 | 1 | 74.5 | Solar Photovoltaic | SUN | PV | (V) Under construction, more than 50 percent complete | 74.5
2024 | 1 | 62856 | Forefront Power, LLC | IPP | CA - DGS RFP - RJ Donovan State Prison | CA | 65104 | 15111 | 2 | Solar Photovoltaic | SUN | PV | (U) Under construction, less than or equal to 50 percent complete | 2
2024 | 1 | 62856 | Forefront Power, LLC | IPP | CA-DGS RFP-Pleasant Valley State Prison | CA | 65526 | 15112 | 2 | Solar Photovoltaic | SUN | PV | (U) Under construction, less than or equal to 50 percent complete | 2
2024 | 1 | 62856 | Forefront Power, LLC | IPP | CA-DGS-California Correctional Inst | CA | 65105 | 15111 | 4 | Solar Photovoltaic | SUN | PV | (U) Under construction, less than or equal to 50 percent complete | 4
2024 | 1 | 62856 | Forefront Power, LLC | IPP | Grossmont-Cuyamaca-Cuyamaca Col. Solar & | CA | 66023 | 18009 | 1.4 | Solar Photovoltaic | SUN | PV | (U) Under construction, less than or equal to 50 percent complete | 1.4
2024 | 1 | 62856 | Forefront Power, LLC | IPP | Grossmont-Cuyamaca-Cuyamaca Col. Solar & | CA | 66023 | 19043 | 1 | Batteries | MWH | BA | (U) Under construction, less than or equal to 50 percent complete | 1
2024 | 1 | 65479 | Goleta Energy Storage, LLC | IPP | Goleta Energy Storage, LLC | CA | 66394 | GOLET | 60 | Batteries | MWH | BA | (TS) Construction complete, but not yet in commercial operation | 60
2024 | 1 | 60025 | Greenbacker Renewable Energy Corporation | IPP | Appaloosa Solar I | UT | 65678 | AS1A | 120 | Solar Photovoltaic | SUN | PV | (V) Under construction, more than 50 percent complete | 120
2024 | 1 | 60025 | Greenbacker Renewable Energy Corporation | IPP | Appaloosa Solar I | UT | 65678 | AS1B | 80 | Solar Photovoltaic | SUN | PV | (V) Under construction, more than 50 percent complete | 80
2024 | 1 | 65076 | HEN Infrastructure, L.L.C. | IPP | Hamilton BESS | TX | 66782 | HAMIL | 9.9 | Batteries | MWH | BA | (TS) Construction complete, but not yet in commercial operation | 9.9
2024 | 1 | 65076 | HEN Infrastructure, L.L.C. | IPP | Val Verde | TX | 65837 | VALVR | 9.9 | Batteries | MWH | BA | (TS) Construction complete, but not yet in commercial operation | 9.9
2024 | 1 | 24205 | HF Sinclair Parco Refining LLC | Industrial | Sinclair Oil Refinery | WY | 54374 | NO7 | 2.2 | Natural Gas Internal Combustion Engine | NG | IC | (TS) Construction complete, but not yet in commercial operation | 2.2
2024 | 1 | 63109 | Hales Mills Solar, LLC | IPP | Hales Mills Solar, LLC | NY | 63339 | 09751 | 3 | Batteries | MWH | BA | (V) Under construction, more than 50 percent complete | 3
2024 | 1 | 65953 | Heimlich Solar Partners LLC | IPP | Heimlich Solar | DE | 67074 | METER | 4.3 | Solar Photovoltaic | SUN | PV | (V) Under construction, more than 50 percent complete | 4.5
2024 | 1 | 65952 | Henry Gibson Solar, LLC | IPP | Henry Gibson Solar | NC | 67029 | HGS | 5 | Solar Photovoltaic | SUN | PV | (V) Under construction, more than 50 percent complete | 5
2024 | 1 | 65181 | House Mountain | IPP | House Mountain | TX | 66006 | BA | 63 | Batteries | MWH | BA | (U) Under construction, less than or equal to 50 percent complete | 73.2
2024 | 1 | 64927 | IP Lumina II, LLC | IPP | Lumina II Solar Project | TX | 65644 | LUMII | 321 | Solar Photovoltaic | SUN | PV | (TS) Construction complete, but not yet in commercial operation | 326.6
2024 | 1 | 64924 | IP Lumina, LLC | IPP | Lumina Solar Project | TX | 65645 | LUMIN | 320 | Solar Photovoltaic | SUN | PV | (TS) Construction complete, but not yet in commercial operation | 326.6
2024 | 1 | 9191 | Idaho Power Co | Electric Utility | Hemmingway BESS | ID | 66325 | 1 | 80 | Batteries | MWH | BA | (U) Under construction, less than or equal to 50 percent complete | 80
2024 | 1 | 65794 | Indiana Crossroads Wind Farm II LLC | IPP | Indiana Crossroads Wind Farm II | IN | 66861 | GEN01 | 200 | Onshore Wind Turbine | WND | WT | (V) Under construction, more than 50 percent complete | 201.6
2024 | 1 | 9417 | Interstate Power and Light Co | Electric Utility | Fareway Customer Hosted 1 MW Solar | IA | 67096 | PV1 | 1 | Solar Photovoltaic | SUN | PV | (V) Under construction, more than 50 percent complete | 1
2024 | 1 | 62842 | Lightsource Renewable Energy Asset Management, LLC | IPP | Arche Energy Project, LLC | OH | 65402 | ARCHE | 107 | Solar Photovoltaic | SUN | PV | (TS) Construction complete, but not yet in commercial operation | 107
2024 | 1 | 62842 | Lightsource Renewable Energy Asset Management, LLC | IPP | Cottontail Solar 2 | PA | 65077 | PACT2 | 20 | Solar Photovoltaic | SUN | PV | (TS) Construction complete, but not yet in commercial operation | 20
2024 | 1 | 62842 | Lightsource Renewable Energy Asset Management, LLC | IPP | Cottontail Solar 5 | PA | 65080 | PACT5 | 20 | Solar Photovoltaic | SUN | PV | (TS) Construction complete, but not yet in commercial operation | 20
2024 | 1 | 65785 | Luminace Sunbeam Development Holdings, LLC | IPP | ME Novel Lighthouse - Huggard Ave Solar | ME | 66833 | HUG | 2.5 | Solar Photovoltaic | SUN | PV | (V) Under construction, more than 50 percent complete | 2.5
2024 | 1 | 64511 | MN CSG 2019-21 LLC | IPP | Hultman CSG | MN | 65101 | HLTMN | 1 | Solar Photovoltaic | SUN | PV | (TS) Construction complete, but not yet in commercial operation | 1
2024 | 1 | 11806 | Massachusetts Mun Wholes Electric Co | Electric Utility | MMWEC Simple Cycle Gas Turbine | MA | 63559 | GT1 | 57 | Natural Gas Fired Combustion Turbine | NG | GT | (TS) Construction complete, but not yet in commercial operation | 65
2024 | 1 | 65344 | Misenheimer Solar LLC | IPP | Misenheimer Solar LLC | NC | 66237 | GEN01 | 74.4 | Solar Photovoltaic | SUN | PV | (TS) Construction complete, but not yet in commercial operation | 74.4
2024 | 1 | 12796 | Monongahela Power Co | Electric Utility | Fort Martin Solar | WV | 66898 | FTMS | 18.9 | Solar Photovoltaic | SUN | PV | (TS) Construction complete, but not yet in commercial operation | 18.9
2024 | 1 | 61153 | Montevue Lane Solar, LLC | IPP | Fort Detrick Solar PV | MD | 61552 | FDSBS | 6 | Batteries | MWH | BA | (TS) Construction complete, but not yet in commercial operation | 6
2024 | 1 | 62836 | Navisun LLC | IPP | Acushnet MA 2 | MA | 64707 | ACNT2 | 1 | Solar Photovoltaic | SUN | PV | (V) Under construction, more than 50 percent complete | 1
2024 | 1 | 64358 | New Market Solar | IPP | New Market Solar | OH | 64853 | NMS2 | 65 | Solar Photovoltaic | SUN | PV | (V) Under construction, more than 50 percent complete | 65
2024 | 1 | 59254 | NuGen Capital Management | IPP | Bristol Landfill Solar | RI | 65142 | BL1 | 5 | Solar Photovoltaic | SUN | PV | (V) Under construction, more than 50 percent complete | 5
2024 | 1 | 65580 | Pioneer Hutt Wind Energy, LLC | IPP | Pioneer Hutt Wind Energy | TX | 66531 | WPION | 140 | Onshore Wind Turbine | WND | WT | (V) Under construction, more than 50 percent complete | 140
2024 | 1 | 65577 | Potsdam Community Solar 2, LLC | IPP | NY Potsdam 28 Hamilton St. Solar | NY | 66530 | 21013 | 4.4 | Solar Photovoltaic | SUN | PV | (TS) Construction complete, but not yet in commercial operation | 4.4
2024 | 1 | 65394 | Proxima Solar, LLC | IPP | Proxima | CA | 66270 | PRXBS | 162 | Batteries | MWH | BA | (TS) Construction complete, but not yet in commercial operation | 162
2024 | 1 | 65394 | Proxima Solar, LLC | IPP | Proxima | CA | 66270 | PRXMA | 190 | Solar Photovoltaic | SUN | PV | (V) Under construction, more than 50 percent complete | 190
2024 | 1 | 63359 | REA Investments, LLC | IPP | Novel Froehle Solar LLC | MN | 64728 | FROLE | 1 | Solar Photovoltaic | SUN | PV | (U) Under construction, less than or equal to 50 percent complete | 1
2024 | 1 | 56215 | RWE Renewables Americas, LLC | IPP | Big Star Solar, LLC (Hybrid) | TX | 64202 | BGSTB | 80 | Batteries | MWH | BA | (V) Under construction, more than 50 percent complete | 80
2024 | 1 | 56215 | RWE Renewables Americas, LLC | IPP | Big Star Solar, LLC (Hybrid) | TX | 64202 | BGSTS | 200 | Solar Photovoltaic | SUN | PV | (V) Under construction, more than 50 percent complete | 200
2024 | 1 | 64178 | Ranchland Wind Project II, LLC | IPP | Ranchland Wind Project II | TX | 64544 | WT2 | 148 | Onshore Wind Turbine | WND | WT | (TS) Construction complete, but not yet in commercial operation | 148
2024 | 1 | 64179 | Ranchland Wind Storage, LLC | IPP | Ranchland Wind Storage | TX | 64545 | BA | 73 | Batteries | MWH | BA | (TS) Construction complete, but not yet in commercial operation | 73
2024 | 1 | 65951 | Randolf Solar Partners LLC | IPP | Randolf Solar | VA | 67028 | METER | 2.6 | Solar Photovoltaic | SUN | PV | (V) Under construction, more than 50 percent complete | 3.2
2024 | 1 | 63639 | Rocket Solar, LLC | IPP | Rocket Solar, LLC | UT | 63983 | RS | 80 | Solar Photovoltaic | SUN | PV | (V) Under construction, more than 50 percent complete | 80
2024 | 1 | 65959 | SL Sherman II, LLC | IPP | NY SHERMAN 191 W MAIN ST - SL 2 | NY | 67035 | 21109 | 5 | Solar Photovoltaic | SUN | PV | (V) Under construction, more than 50 percent complete | 5
2024 | 1 | 65087 | SMS DC CS01B, LLC | IPP | Gallaudet Uni Community Solar | DC | 65896 | GUCS1 | 2.6 | Solar Photovoltaic | SUN | PV | (V) Under construction, more than 50 percent complete | 2.6
2024 | 1 | 65560 | SOL ME Augusta 13 York Farm, LLC | IPP | ME Augusta 13 York Farm Rd Solar | ME | 66512 | 18196 | 1 | Solar Photovoltaic | SUN | PV | (TS) Construction complete, but not yet in commercial operation | 1
2024 | 1 | 17058 | Shell Wind Energy Inc. | IPP | Madison Fields Solar Project, LLC | OH | 66198 | USMDF | 180 | Solar Photovoltaic | SUN | PV | (TS) Construction complete, but not yet in commercial operation | 180
2024 | 1 | 65853 | Skysol Holdco LLC | IPP | Skysol | OR | 66942 | SKY01 | 55 | Solar Photovoltaic | SUN | PV | (TS) Construction complete, but not yet in commercial operation | 55
2024 | 1 | 65954 | Small Mouth Bass Solar Partners LLC | IPP | Small Mouth Bass Solar | VA | 67072 | METER | 2.4 | Solar Photovoltaic | SUN | PV | (V) Under construction, more than 50 percent complete | 2.5
2024 | 1 | 17650 | Southern Power Co | IPP | South Cheyenne Solar | WY | 67147 | SCHY | 150 | Solar Photovoltaic | SUN | PV | (U) Under construction, less than or equal to 50 percent complete | 150
2024 | 1 | 65123 | Tres Bahias Solar Power, LLC | IPP | Tres Bahias | TX | 65947 | TB | 196.3 | Solar Photovoltaic | SUN | PV | (TS) Construction complete, but not yet in commercial operation | 196.3
2024 | 1 | 65173 | United States Solar Corporation | IPP | USS Martha Solar LLC | MN | 66477 | USMAS | 1 | Solar Photovoltaic | SUN | PV | (TS) Construction complete, but not yet in commercial operation | 1
2024 | 2 | 65576 | AC Power 14, LLC | IPP | NY Lancaster Gunnville Rd Site 1 Solar | NY | 66528 | 18237 | 5 | Solar Photovoltaic | SUN | PV | (TS) Construction complete, but not yet in commercial operation | 5
2024 | 2 | 65576 | AC Power 14, LLC | IPP | NY Lancaster Shisler Rd Site 2 Solar | NY | 66529 | 21013 | 5.2 | Solar Photovoltaic | SUN | PV | (TS) Construction complete, but not yet in commercial operation | 5.2
2024 | 2 | 64904 | AES Clean Energy | IPP | Raceway Solar & Storage | CA | 66773 | RCWYB | 80 | Batteries | MWH | BA | (V) Under construction, more than 50 percent complete | 80
2024 | 2 | 64904 | AES Clean Energy | IPP | Raceway Solar & Storage | CA | 66773 | RCWYS | 125 | Solar Photovoltaic | SUN | PV | (V) Under construction, more than 50 percent complete | 125
2024 | 2 | 64532 | ASA Clayton NY Solar I LLC | IPP | ASA Clayton NY Solar I LLC | NY | 65161 | CLA1 | 1.3 | Solar Photovoltaic | SUN | PV | (V) Under construction, more than 50 percent complete | 1.3
2024 | 2 | 64529 | ASA Gouverneur NY Solar I LLC | IPP | ASA Gouverneur NY Solar I LLC | NY | 65157 | GOV1 | 1.5 | Solar Photovoltaic | SUN | PV | (V) Under construction, more than 50 percent complete | 1.5
2024 | 2 | 64446 | ASD Cotuit MA Solar LLC | IPP | ASD Cotuit MA Solar LLC | MA | 65014 | COT1B | 2.5 | Batteries | MWH | BA | (V) Under construction, more than 50 percent complete | 2.5
2024 | 2 | 61711 | Ashley Solar (SC) | IPP | Ashley Solar (SC) | SC | 62179 | 21 | 2 | Solar Photovoltaic | SUN | PV | (V) Under construction, more than 50 percent complete | 2
2024 | 2 | 61717 | Birch Solar | IPP | Birch Solar | SC | 62185 | 27 | 2 | Solar Photovoltaic | SUN | PV | (V) Under construction, more than 50 percent complete | 2
2024 | 2 | 65211 | Blackwater Solar, LLC | IPP | Blackwater Solar | GA | 66025 | GA-02 | 80 | Solar Photovoltaic | SUN | PV | (U) Under construction, less than or equal to 50 percent complete | 80
2024 | 2 | 63883 | Broad Reach Power | IPP | Hydra | TX | 65490 | HYDRA | 200 | Batteries | MWH | BA | (V) Under construction, more than 50 percent complete | 200
2024 | 2 | 63883 | Broad Reach Power | IPP | Pavo | TX | 65492 | PAVO | 175 | Batteries | MWH | BA | (V) Under construction, more than 50 percent complete | 175
2024 | 2 | 65514 | Catalyze Manteca 730 Spreckels Avenue Microgrid LLC | IPP | CA Manteca 730 Spreckels Ave | CA | 66509 | 18259 | 1.5 | Solar Photovoltaic | SUN | PV | (V) Under construction, more than 50 percent complete | 1.5
2024 | 2 | 65514 | Catalyze Manteca 730 Spreckels Avenue Microgrid LLC | IPP | CA Manteca 730 Spreckels Ave | CA | 66509 | B8259 | 1.5 | Batteries | MWH | BA | (V) Under construction, more than 50 percent complete | 1.5
2024 | 2 | 65513 | Catalyze Mira Loma 3251 De Forest Circle Microgrid LLC | IPP | CA Jurupa Valley 3251 De Forest Circle | CA | 66476 | 18268 | 4.5 | Solar Photovoltaic | SUN | PV | (V) Under construction, more than 50 percent complete | 4.5
2024 | 2 | 65308 | Cattlemen Solar Park LLC | IPP | Cattlemen Solar Park | TX | 66168 | GEN01 | 240 | Solar Photovoltaic | SUN | PV | (TS) Construction complete, but not yet in commercial operation | 240
2024 | 2 | 56769 | Consolidated Edison Development Inc. | IPP | Mesquite Solar 4, LLC | AZ | 65962 | MS4 | 52.5 | Solar Photovoltaic | SUN | PV | (TS) Construction complete, but not yet in commercial operation | 52.5
2024 | 2 | 56769 | Consolidated Edison Development Inc. | IPP | Mesquite Solar 4, LLC | AZ | 65962 | MS4B | 10 | Batteries | MWH | BA | (V) Under construction, more than 50 percent complete | 10
2024 | 2 | 56769 | Consolidated Edison Development Inc. | IPP | Timberland Solar | GA | 65892 | TSPV | 140 | Solar Photovoltaic | SUN | PV | (U) Under construction, less than or equal to 50 percent complete | 140
2024 | 2 | 65965 | Crow Creek Solar, LLC | IPP | Paulsell | CA | 67092 | PSLBA | 15 | Batteries | MWH | BA | (U) Under construction, less than or equal to 50 percent complete | 15
2024 | 2 | 65965 | Crow Creek Solar, LLC | IPP | Paulsell | CA | 67092 | PSLPV | 20 | Solar Photovoltaic | SUN | PV | (U) Under construction, less than or equal to 50 percent complete | 20
2024 | 2 | 61060 | Cypress Creek Renewables | IPP | Zier Solar | TX | 66137 | 11023 | 40.4 | Batteries | MWH | BA | (U) Under construction, less than or equal to 50 percent complete | 40.4
2024 | 2 | 61060 | Cypress Creek Renewables | IPP | Zier Solar | TX | 66137 | 41195 | 160 | Solar Photovoltaic | SUN | PV | (U) Under construction, less than or equal to 50 percent complete | 160
2024 | 2 | 66016 | DG Moorman Creek, LLC | IPP | DG Moorman Creek | NY | 67144 | MMCK | 4.4 | Solar Photovoltaic | SUN | PV | (T) Regulatory approvals received. Not under construction | 4.4
2024 | 2 | 61610 | Delaware River Solar, LLC | IPP | Day Hollow Road Solar | NY | 65826 | 1829 | 5 | Solar Photovoltaic | SUN | PV | (V) Under construction, more than 50 percent complete | 5
2024 | 2 | 65677 | Dimension Energy LLC | IPP | Prince Edward CSG LLC | VA | 67139 | PRINC | 4 | Solar Photovoltaic | SUN | PV | (T) Regulatory approvals received. Not under construction | 4
2024 | 2 | 65677 | Dimension Energy LLC | IPP | White Stone Ocran Solar LLC | VA | 67138 | WHITE | 5 | Solar Photovoltaic | SUN | PV | (T) Regulatory approvals received. Not under construction | 5
2024 | 2 | 64872 | Distributed Solar Development, LLC | IPP | FFP - NY Burch | NY | 66827 | P5651 | 2.5 | Solar Photovoltaic | SUN | PV | (V) Under construction, more than 50 percent complete | 2.5
2024 | 2 | 6455 | Duke Energy Florida, LLC | Electric Utility | Mule Creek Renewable Energy Center | FL | 65501 | PV1 | 74.9 | Solar Photovoltaic | SUN | PV | (V) Under construction, more than 50 percent complete | 74.9
2024 | 2 | 58970 | Ecoplexus, Inc | IPP | Camp San Luis Obispo | CA | 63870 | CPSLO | 1.2 | Solar Photovoltaic | SUN | PV | (TS) Construction complete, but not yet in commercial operation | 1.2
2024 | 2 | 65660 | Enchanted Rock | IPP | Enchanted Rock Turlock Irrigation District | CA | 66680 | UNIT1 | 11.7 | Natural Gas Internal Combustion Engine | NG | IC | (V) Under construction, more than 50 percent complete | 11.7
2024 | 2 | 65660 | Enchanted Rock | IPP | Enchanted Rock Turlock Irrigation District | CA | 66680 | UNIT2 | 11.7 | Natural Gas Internal Combustion Engine | NG | IC | (V) Under construction, more than 50 percent complete | 11.7
2024 | 2 | 65660 | Enchanted Rock | IPP | Enchanted Rock Turlock Irrigation District | CA | 66680 | UNIT3 | 11.7 | Natural Gas Internal Combustion Engine | NG | IC | (V) Under construction, more than 50 percent complete | 11.7
2024 | 2 | 65660 | Enchanted Rock | IPP | Enchanted Rock Turlock Irrigation District | CA | 66680 | UNIT4 | 11.7 | Natural Gas Internal Combustion Engine | NG | IC | (V) Under construction, more than 50 percent complete | 11.7
2024 | 2 | 65556 | EnerSmart Chula Vista Sub Station | IPP | EnerSmart Chula Vista Sub Station | CA | 66505 | CV150 | 3 | Batteries | MWH | BA | (TS) Construction complete, but not yet in commercial operation | 3
2024 | 2 | 65556 | EnerSmart Chula Vista Sub Station | IPP | EnerSmart Chula Vista Sub Station | CA | 66505 | CV151 | 3 | Batteries | MWH | BA | (TS) Construction complete, but not yet in commercial operation | 3
2024 | 2 | 63081 | Exus North America Management Partners LLC | IPP | Bearkat II Wind Energy LLC | TX | 63342 | BKII | 162.1 | Onshore Wind Turbine | WND | WT | (TS) Construction complete, but not yet in commercial operation | 162.1
2024 | 2 | 62856 | Forefront Power, LLC | IPP | CA-DGS- RFP-Correctional Training Fac | CA | 65524 | 14069 | 1.6 | Solar Photovoltaic | SUN | PV | (U) Under construction, less than or equal to 50 percent complete | 1.6
2024 | 2 | 66049 | Foxhound Solar, LLC | IPP | Foxhound | VA | 67171 | F2024 | 83 | Solar Photovoltaic | SUN | PV | (V) Under construction, more than 50 percent complete | 83
2024 | 2 | 63117 | Gemini Solar | IPP | Gemini Solar | NV | 63352 | ARBE1 | 690 | Solar Photovoltaic | SUN | PV | (U) Under construction, less than or equal to 50 percent complete | 690
2024 | 2 | 63117 | Gemini Solar | IPP | Gemini Solar | NV | 63352 | ARPV1 | 380 | Batteries | MWH | BA | (U) Under construction, less than or equal to 50 percent complete | 380
2024 | 2 | 60025 | Greenbacker Renewable Energy Corporation | IPP | Hay River (Dunn 1) | WI | 66993 | 717 | 1.5 | Solar Photovoltaic | SUN | PV | (V) Under construction, more than 50 percent complete | 1.5
2024 | 2 | 60025 | Greenbacker Renewable Energy Corporation | IPP | Popple Creek (Clark 1) | WI | 66995 | 715 | 2 | Solar Photovoltaic | SUN | PV | (V) Under construction, more than 50 percent complete | 2
2024 | 2 | 60025 | Greenbacker Renewable Energy Corporation | IPP | Smithfield 1 | UT | 66144 | 523 | 5 | Solar Photovoltaic | SUN | PV | (V) Under construction, more than 50 percent complete | 5
2024 | 2 | 60025 | Greenbacker Renewable Energy Corporation | IPP | Walleye (Dunn 2) | WI | 66994 | 720 | 1.5 | Solar Photovoltaic | SUN | PV | (V) Under construction, more than 50 percent complete | 1.5
2024 | 2 | 65076 | HEN Infrastructure, L.L.C. | IPP | Diboll BESS | TX | 66794 | DIBOL | 9.9 | Batteries | MWH | BA | (TS) Construction complete, but not yet in commercial operation | 9.9
2024 | 2 | 65076 | HEN Infrastructure, L.L.C. | IPP | Garden City East BESS | TX | 66791 | GRDNE | 9.9 | Batteries | MWH | BA | (TS) Construction complete, but not yet in commercial operation | 9.9
2024 | 2 | 65076 | HEN Infrastructure, L.L.C. | IPP | Judkins BESS | TX | 66790 | JUDKS | 9.9 | Batteries | MWH | BA | (TS) Construction complete, but not yet in commercial operation | 9.9
2024 | 2 | 65076 | HEN Infrastructure, L.L.C. | IPP | Mineral Wells East BESS | TX | 66788 | MNWLE | 9.9 | Batteries | MWH | BA | (TS) Construction complete, but not yet in commercial operation | 9.9
2024 | 2 | 65076 | HEN Infrastructure, L.L.C. | IPP | Pauline BESS | TX | 66784 | PAULN | 9.9 | Batteries | MWH | BA | (TS) Construction complete, but not yet in commercial operation | 9.9
2024 | 2 | 63841 | Hadley 3 Solar, LLC (North) | IPP | Hadley 3 Solar (North) | MA | 64231 | 09170 | 1 | Batteries | MWH | BA | (TS) Construction complete, but not yet in commercial operation | 1
2024 | 2 | 63959 | Horizon Hill Wind, LLC | IPP | Horizon Hill Wind Project | OK | 64339 | HHILL | 201.5 | Onshore Wind Turbine | WND | WT | (V) Under construction, more than 50 percent complete | 201.5
2024 | 2 | 9191 | Idaho Power Co | Electric Utility | Black Mesa BESS | ID | 66326 | 1 | 40 | Batteries | MWH | BA | (U) Under construction, less than or equal to 50 percent complete | 40
2024 | 2 | 9191 | Idaho Power Co | Electric Utility | Elmore BESS | ID | 66327 | 1 | 4 | Batteries | MWH | BA | (U) Under construction, less than or equal to 50 percent complete | 4
2024 | 2 | 9191 | Idaho Power Co | Electric Utility | Filer BESS | ID | 66328 | 1 | 2 | Batteries | MWH | BA | (U) Under construction, less than or equal to 50 percent complete | 2
2024 | 2 | 9191 | Idaho Power Co | Electric Utility | Weiser BESS | ID | 66330 | 1 | 3 | Batteries | MWH | BA | (U) Under construction, less than or equal to 50 percent complete | 3
2024 | 2 | 9417 | Interstate Power and Light Co | Electric Utility | Cedar Rapids Community Solar | IA | 67089 | PV1 | 4.5 | Solar Photovoltaic | SUN | PV | (V) Under construction, more than 50 percent complete | 4.5
2024 | 2 | 9417 | Interstate Power and Light Co | Electric Utility | ISU Customer Hosted 1MW Solar Project | IA | 67098 | PV1 | 1.4 | Solar Photovoltaic | SUN | PV | (V) Under construction, more than 50 percent complete | 1.4
2024 | 2 | 49805 | Kennecott Utah Copper | Industrial | Copperton Solar Plant No. 1 | UT | 64427 | CSP1 | 2.3 | Solar Photovoltaic | SUN | PV | (V) Under construction, more than 50 percent complete | 5
2024 | 2 | 50123 | Leeward Asset Management, LLC | IPP | Chaparral Springs | CA | 64864 | CHAPB | 52 | Batteries | MWH | BA | (V) Under construction, more than 50 percent complete | 52
2024 | 2 | 50123 | Leeward Asset Management, LLC | IPP | Chaparral Springs | CA | 64864 | CHAPS | 102 | Solar Photovoltaic | SUN | PV | (V) Under construction, more than 50 percent complete | 102
2024 | 2 | 50123 | Leeward Asset Management, LLC | IPP | Chaparral Springs | CA | 64864 | GEN01 | 72 | Solar Photovoltaic | SUN | PV | (V) Under construction, more than 50 percent complete | 72
2024 | 2 | 50123 | Leeward Asset Management, LLC | IPP | Chaparral Springs | CA | 64864 | WS3BA | 36 | Batteries | MWH | BA | (V) Under construction, more than 50 percent complete | 36
2024 | 2 | 62842 | Lightsource Renewable Energy Asset Management, LLC | IPP | Cottontail Solar 1 | PA | 65076 | PACT1 | 20 | Solar Photovoltaic | SUN | PV | (V) Under construction, more than 50 percent complete | 20
2024 | 2 | 62842 | Lightsource Renewable Energy Asset Management, LLC | IPP | Cottontail Solar 6 | PA | 65081 | PACT6 | 20 | Solar Photovoltaic | SUN | PV | (V) Under construction, more than 50 percent complete | 20
2024 | 2 | 62842 | Lightsource Renewable Energy Asset Management, LLC | IPP | Cottontail Solar 8 | PA | 65082 | PACT8 | 20 | Solar Photovoltaic | SUN | PV | (TS) Construction complete, but not yet in commercial operation | 20
2024 | 2 | 65785 | Luminace Sunbeam Development Holdings, LLC | IPP | ME Novel Lighthouse - Penobscot | ME | 66961 | PENOB | 3 | Solar Photovoltaic | SUN | PV | (V) Under construction, more than 50 percent complete | 3
2024 | 2 | 64925 | MA CS Dighton, LLC | IPP | MA-Dighton-A | MA | 65646 | MADIG | 3.8 | Solar Photovoltaic | SUN | PV | (V) Under construction, more than 50 percent complete | 3.8
2024 | 2 | 65956 | ME Sandy River LLC | IPP | 15 Glen Harris RD | ME | 67032 | 20261 | 3.6 | Solar Photovoltaic | SUN | PV | (U) Under construction, less than or equal to 50 percent complete | 3.6
2024 | 2 | 61944 | MN8 Energy LLC | IPP | Dynamic - Norridgewock Martin Stream | ME | 67012 | GEN1 | 4.9 | Solar Photovoltaic | SUN | PV | (V) Under construction, more than 50 percent complete | 4.9
2024 | 2 | 61944 | MN8 Energy LLC | IPP | NY8 - Teichos Pattersonville | NY | 65840 | GEN1 | 20 | Solar Photovoltaic | SUN | PV | (U) Under construction, less than or equal to 50 percent complete | 20
2024 | 2 | 61944 | MN8 Energy LLC | IPP | Summit - Cicero | NY | 66273 | GEN1 | 5 | Solar Photovoltaic | SUN | PV | (V) Under construction, more than 50 percent complete | 5
2024 | 2 | 12199 | Montana-Dakota Utilities Co | Electric Utility | R M Heskett | ND | 2790 | 4 | 88 | Natural Gas Fired Combustion Turbine | NG | GT | (V) Under construction, more than 50 percent complete | 88
2024 | 2 | 65830 | Myrtle Storage, LLC | IPP | Myrtle Storage | TX | 66913 | MYRST | 150 | Batteries | MWH | BA | (V) Under construction, more than 50 percent complete | 150
2024 | 2 | 56990 | NJR Clean Energy Ventures Corporation | IPP | Love Lane Solar | NJ | 65486 | LOVLN | 1.8 | Solar Photovoltaic | SUN | PV | (TS) Construction complete, but not yet in commercial operation | 1.8
2024 | 2 | 65770 | NY USLE Copenhagen CR194 LLC | IPP | Copenhagen Solar | NY | 66817 | COPE | 4.3 | Solar Photovoltaic | SUN | PV | (V) Under construction, more than 50 percent complete | 4.3
2024 | 2 | 65574 | NYSolar03 LLC | IPP | NY Geneseo 3240 W Lake Rd Solar | NY | 66526 | 19372 | 5 | Solar Photovoltaic | SUN | PV | (V) Under construction, more than 50 percent complete | 5
2024 | 2 | 61298 | Pine Gate Renewables | IPP | Pleasant Hill PV1 | NC | 63787 | PHILL | 20 | Solar Photovoltaic | SUN | PV | (V) Under construction, more than 50 percent complete | 20
2024 | 2 | 65099 | Porter Solar, LLC | IPP | Porter Solar, LLC (TX) | TX | 65937 | PORTR | 245 | Solar Photovoltaic | SUN | PV | (V) Under construction, more than 50 percent complete | 245
2024 | 2 | 65935 | Preston Garden LLC | IPP | Preston Garden | MN | 67009 | PRSTN | 1 | Solar Photovoltaic | SUN | PV | (V) Under construction, more than 50 percent complete | 1
2024 | 2 | 63359 | REA Investments, LLC | IPP | Novel Milbradt Solar LLC | MN | 64729 | MLBRT | 1 | Solar Photovoltaic | SUN | PV | (U) Under construction, less than or equal to 50 percent complete | 1
2024 | 2 | 64371 | RPNY Solar 3, LLC | IPP | Slayton Settlement Road Solar | NY | 64867 | SLYTA | 5 | Solar Photovoltaic | SUN | PV | (TS) Construction complete, but not yet in commercial operation | 5
2024 | 2 | 64371 | RPNY Solar 3, LLC | IPP | Slayton Settlement Road Solar | NY | 64867 | SLYTB | 2 | Solar Photovoltaic | SUN | PV | (TS) Construction complete, but not yet in commercial operation | 2
2024 | 2 | 64177 | Ranchland Wind Project I, LLC | IPP | Ranchland Wind Project I | TX | 64551 | WT2 | 114.9 | Onshore Wind Turbine | WND | WT | (TS) Construction complete, but not yet in commercial operation | 114.9
2024 | 2 | 66003 | Reactivate | IPP | Gooseberry Solar, LLC | IL | 67106 | GEN1 | 2 | Solar Photovoltaic | SUN | PV | (V) Under construction, more than 50 percent complete | 2
2024 | 2 | 66003 | Reactivate | IPP | Monee Solar 1, LLC | IL | 67107 | GEN1 | 2 | Solar Photovoltaic | SUN | PV | (V) Under construction, more than 50 percent complete | 2
2024 | 2 | 66003 | Reactivate | IPP | Mulberry Solar, LLC | IL | 67108 | GEN1 | 2 | Solar Photovoltaic | SUN | PV | (V) Under construction, more than 50 percent complete | 2
2024 | 2 | 66003 | Reactivate | IPP | North Cottage Grove Solar 1, LLC | IL | 67115 | GEN1 | 2 | Solar Photovoltaic | SUN | PV | (V) Under construction, more than 50 percent complete | 2
2024 | 2 | 66003 | Reactivate | IPP | SSC Oswego II LLC | NY | 67113 | GEN1 | 4.8 | Solar Photovoltaic | SUN | PV | (V) Under construction, more than 50 percent complete | 4.8
2024 | 2 | 66003 | Reactivate | IPP | Torrence Ave Solar 1 LLC | IL | 67114 | GEN1 | 2 | Solar Photovoltaic | SUN | PV | (V) Under construction, more than 50 percent complete | 2
2024 | 2 | 65573 | SL Fredonia, LLC | IPP | NY Fredonia 9824 Route 60 Solar | NY | 66525 | 21105 | 5 | Solar Photovoltaic | SUN | PV | (V) Under construction, more than 50 percent complete | 5
2024 | 2 | 65958 | SL Sherman, LLC | IPP | NY SHERMAN 176 W MAIN ST - SL 1 | NY | 67034 | 21104 | 4.7 | Solar Photovoltaic | SUN | PV | (TS) Construction complete, but not yet in commercial operation | 4.7
2024 | 2 | 65847 | SMT Harlingen II LLC | IPP | SMT Harlingen II LLC | TX | 66933 | TEST | 5 | Batteries | MWH | BA | (TS) Construction complete, but not yet in commercial operation | 5
2024 | 2 | 16609 | San Diego Gas & Electric Co | Electric Utility | Melrose BESS | CA | 66281 | 1 | 10 | Batteries | MWH | BA | (TS) Construction complete, but not yet in commercial operation | 10
2024 | 2 | 16609 | San Diego Gas & Electric Co | Electric Utility | Melrose BESS | CA | 66281 | 2 | 10 | Batteries | MWH | BA | (TS) Construction complete, but not yet in commercial operation | 10
2024 | 2 | 16609 | San Diego Gas & Electric Co | Electric Utility | Pala Gomez Creek BESS | CA | 66280 | 1 | 10 | Batteries | MWH | BA | (TS) Construction complete, but not yet in commercial operation | 10
2024 | 2 | 64740 | Santa Paula Energy Storage, LLC | IPP | Santa Paula Energy Storage LLC | CA | 65397 | SP1 | 30 | Batteries | MWH | BA | (V) Under construction, more than 50 percent complete | 30
2024 | 2 | 64994 | SolRiver Capital LLC | IPP | Green Solar LLC (CSG) | OR | 66349 | PV1 | 2.9 | Solar Photovoltaic | SUN | PV | (TS) Construction complete, but not yet in commercial operation | 2.9
2024 | 2 | 66050 | Solar Star Prime 4 LLC | IPP | Amazon SAN3 Solar Project | CA | 67170 | ASBA | 2.4 | Batteries | MWH | BA | (V) Under construction, more than 50 percent complete | 2.4
2024 | 2 | 66050 | Solar Star Prime 4 LLC | IPP | Amazon SAN3 Solar Project | CA | 67170 | ASSP | 4.6 | Solar Photovoltaic | SUN | PV | (V) Under construction, more than 50 percent complete | 4.6
2024 | 2 | 17609 | Southern California Edison Co | Electric Utility | Separator (Etiwanda) BESS | CA | 65456 | SEPAR | 112.5 | Batteries | MWH | BA | (V) Under construction, more than 50 percent complete | 112.5
2024 | 2 | 65426 | St. Gall Energy Storage I | IPP | St. Gall Energy Storage I | TX | 66336 | SGES1 | 100 | Batteries | MWH | BA | (U) Under construction, less than or equal to 50 percent complete | 102.6
2024 | 2 | 56826 | Texas Medical Center Central | Commercial | TECO CHP-1 | TX | 57504 | GTG2 | 50 | Natural Gas Fired Combustion Turbine | NG | GT | (U) Under construction, less than or equal to 50 percent complete | 50
2024 | 2 | 64932 | Texas Solar Nova 2, LLC | IPP | Texas Solar Nova 2 | TX | 65660 | TSN2 | 200 | Solar Photovoltaic | SUN | PV | (V) Under construction, more than 50 percent complete | 200
2024 | 2 | 65755 | VESI 23 LLC | IPP | Justin Court Energy Storage | NJ | 66758 | JC1 | 20 | Batteries | MWH | BA | (U) Under construction, less than or equal to 50 percent complete | 20
2024 | 2 | 61980 | Valta Energy | IPP | VS BC Pacific Gateway, LLC | CA | 66948 | VSPRC | 1.3 | Solar Photovoltaic | SUN | PV | (TS) Construction complete, but not yet in commercial operation | 1.4
2024 | 2 | 61864 | Washington Solar II (SC) | IPP | Washington Solar II (SC) | SC | 62344 | 88 | 2 | Solar Photovoltaic | SUN | PV | (V) Under construction, more than 50 percent complete | 2
2024 | 2 | 63961 | White Rock Wind East, LLC | IPP | White Rock East Wind Project | OK | 64341 | WRE | 201.5 | Onshore Wind Turbine | WND | WT | (V) Under construction, more than 50 percent complete | 201.5
2024 | 2 | 20856 | Wisconsin Power & Light Co | Electric Utility | Grant County | WI | 65007 | PV1 | 200 | Solar Photovoltaic | SUN | PV | (V) Under construction, more than 50 percent complete | 200
2024 | 2 | 65213 | Wolfskin Solar, LLC | IPP | Wolfskin Solar | GA | 66027 | GA-04 | 38 | Solar Photovoltaic | SUN | PV | (U) Under construction, less than or equal to 50 percent complete | 38
2024 | 3 | 64904 | AES Clean Energy | IPP | Big Spring Solar | MD | 66868 | BIGSP | 2.1 | Solar Photovoltaic | SUN | PV | (V) Under construction, more than 50 percent complete | 2
2024 | 3 | 64904 | AES Clean Energy | IPP | Cannonball Solar | MD | 66867 | CBALL | 2 | Solar Photovoltaic | SUN | PV | (V) Under construction, more than 50 percent complete | 2
2024 | 3 | 64904 | AES Clean Energy | IPP | Chevelon Butte Phase 2 | AZ | 67176 | CHVB2 | 216 | Onshore Wind Turbine | WND | WT | (V) Under construction, more than 50 percent complete | 216
2024 | 3 | 64904 | AES Clean Energy | IPP | Northline Solar | NY | 66449 | NORTH | 4 | Solar Photovoltaic | SUN | PV | (V) Under construction, more than 50 percent complete | 4
2024 | 3 | 61012 | AES Distributed Energy | IPP | Platteview Solar LLC | NE | 65334 | PLTVW | 81 | Solar Photovoltaic | SUN | PV | (V) Under construction, more than 50 percent complete | 81
2024 | 3 | 61514 | Agilitas Energy, LLC | IPP | AE-ESS NWS 1, LLC | NY | 65239 | NWS | 4.9 | Batteries | MWH | BA | (U) Under construction, less than or equal to 50 percent complete | 5
2024 | 3 | 65118 | AlphaStruxure Service Co LP | Commercial | Brookville Smart Bus Depot Microgrid | MD | 65945 | GEN2 | 0.6 | Natural Gas Internal Combustion Engine | NG | IC | (TS) Construction complete, but not yet in commercial operation | 0.6
2024 | 3 | 65118 | AlphaStruxure Service Co LP | Commercial | Brookville Smart Bus Depot Microgrid | MD | 65945 | GEN3 | 0.6 | Natural Gas Internal Combustion Engine | NG | IC | (TS) Construction complete, but not yet in commercial operation | 0.6
2024 | 3 | 64996 | Arica Solar, LLC | IPP | Arica Solar | CA | 65744 | ARCBA | 136 | Batteries | MWH | BA | (V) Under construction, more than 50 percent complete | 136
2024 | 3 | 64996 | Arica Solar, LLC | IPP | Arica Solar | CA | 65744 | ARCPV | 263 | Solar Photovoltaic | SUN | PV | (V) Under construction, more than 50 percent complete | 263
2024 | 3 | 65674 | Bear Canyon Energy Storage | IPP | Bear Canyon | CA | 66650 | BC1 | 13 | Batteries | MWH | BA | (V) Under construction, more than 50 percent complete | 13
2024 | 3 | 65271 | Blue Elk II Solar, LLC | IPP | Blue Elk II Solar, LLC | MI | 66105 | BEII | 20 | Solar Photovoltaic | SUN | PV | (U) Under construction, less than or equal to 50 percent complete | 20
2024 | 3 | 63883 | Broad Reach Power | IPP | Dickens | TX | 65489 | DIKNS | 200 | Batteries | MWH | BA | (V) Under construction, more than 50 percent complete | 200
2024 | 3 | 63883 | Broad Reach Power | IPP | Paleo | TX | 65491 | PALEO | 200 | Batteries | MWH | BA | (U) Under construction, less than or equal to 50 percent complete | 200
2024 | 3 | 63883 | Broad Reach Power | IPP | Sierra Energy Storage, LLC | CA | 61803 | 10003 | 10 | Batteries | MWH | BA | (V) Under construction, more than 50 percent complete | 10
2024 | 3 | 63465 | Candela Renewables, LLC | IPP | Rough Hat 2 | NV | 63783 | RH2 | 400 | Solar Photovoltaic | SUN | PV | (OT) Other | 400
2024 | 3 | 65489 | Canyon Wind Project, LLC | IPP | Canyon Wind Project, LLC | TX | 60271 | WT1 | 311 | Onshore Wind Turbine | WND | WT | (V) Under construction, more than 50 percent complete | 311
2024 | 3 | 65962 | Catalyze Fort Worth 5200 Gold Spike Drive Microgrid, LLC | IPP | TX Fort Worth 5200 Gold Spike Drive | TX | 67058 | 19599 | 4 | Solar Photovoltaic | SUN | PV | (V) Under construction, more than 50 percent complete | 4
2024 | 3 | 65565 | Catalyze Houston Express Lane Microgrid, LLC | IPP | TX Houston 7080 Express Lane | TX | 66517 | 19344 | 1.9 | Solar Photovoltaic | SUN | PV | (V) Under construction, more than 50 percent complete | 1.9
2024 | 3 | 65559 | Catalyze Riverside 2356 Fleetwood Drive Microgrid LLC | IPP | CA Riverside 2356 Fleetwood Dr. | CA | 66511 | 18262 | 2 | Solar Photovoltaic | SUN | PV | (V) Under construction, more than 50 percent complete | 2
2024 | 3 | 65559 | Catalyze Riverside 2356 Fleetwood Drive Microgrid LLC | IPP | CA Riverside 2356 Fleetwood Dr. | CA | 66511 | B8262 | 2 | Batteries | MWH | BA | (V) Under construction, more than 50 percent complete | 2
2024 | 3 | 64624 | Cedar Creek Wind, LLC | IPP | Cedar Creek Wind, LLC | ID | 65311 | CDCRK | 160 | Onshore Wind Turbine | WND | WT | (V) Under construction, more than 50 percent complete | 160
2024 | 3 | 3913 | City of Colby - (KS) | Electric Utility | Colby City of | KS | 1272 | 10 | 3 | Petroleum Liquids | DFO | IC | (TS) Construction complete, but not yet in commercial operation | 3
2024 | 3 | 56769 | Consolidated Edison Development Inc. | IPP | Peregrine Solar | TX | 65979 | PSPV | 300 | Solar Photovoltaic | SUN | PV | (U) Under construction, less than or equal to 50 percent complete | 300
2024 | 3 | 65315 | Crooked Lake Solar, LLC | IPP | Crooked Lake Solar, LLC | AR | 66185 | GEN1 | 175 | Solar Photovoltaic | SUN | PV | (V) Under construction, more than 50 percent complete | 175
2024 | 3 | 65833 | Danish Fields Storage, LLC | IPP | Danish Fields Storage | TX | 66916 | DANST | 150 | Batteries | MWH | BA | (V) Under construction, more than 50 percent complete | 150
2024 | 3 | 65677 | Dimension Energy LLC | IPP | Tulare CSG LLC | CA | 66679 | TULAR | 3 | Solar Photovoltaic | SUN | PV | (U) Under construction, less than or equal to 50 percent complete | 3
2024 | 3 | 65677 | Dimension Energy LLC | IPP | Visalia CSG LLC | CA | 66677 | VISAL | 3 | Solar Photovoltaic | SUN | PV | (V) Under construction, more than 50 percent complete | 3
2024 | 3 | 58468 | Dominion Renewable Energy | Electric Utility | Quillwort Solar | VA | 65318 | POWI | 18 | Solar Photovoltaic | SUN | PV | (U) Under construction, less than or equal to 50 percent complete | 18
2024 | 3 | 58468 | Dominion Renewable Energy | Electric Utility | Sebera Solar | VA | 65320 | SEBE | 20 | Solar Photovoltaic | SUN | PV | (U) Under construction, less than or equal to 50 percent complete | 20
2024 | 3 | 6455 | Duke Energy Florida, LLC | Electric Utility | Winquepin Renewable Energy Center | FL | 66553 | PV1 | 74.9 | Solar Photovoltaic | SUN | PV | (V) Under construction, more than 50 percent complete | 74.9
2024 | 3 | 65018 | East Point Energy Center, LLC | IPP | East Point Energy Center, LLC | NY | 65805 | EP01 | 50 | Solar Photovoltaic | SUN | PV | (U) Under construction, less than or equal to 50 percent complete | 50
2024 | 3 | 65011 | El Sauz Ranch Wind, LLC | IPP | El Sauz Ranch Wind, LLC | TX | 65760 | ELSAU | 301 | Onshore Wind Turbine | WND | WT | (V) Under construction, more than 50 percent complete | 301
2024 | 3 | 65660 | Enchanted Rock | IPP | Enchanted Rock Lodi | CA | 66638 | LODI | 48 | Natural Gas Internal Combustion Engine | NG | IC | (V) Under construction, more than 50 percent complete | 48
2024 | 3 | 65799 | Enel Green Power Estonian Solar Project, LLC | IPP | Estonian Solar Project, LLC | TX | 66872 | BESS | 100 | Batteries | MWH | BA | (TS) Construction complete, but not yet in commercial operation | 100
2024 | 3 | 64810 | Eversource Energy | IPP | South Fork Wind | NY | 65561 | SFWND | 130 | Offshore Wind Turbine | WND | WS | (V) Under construction, more than 50 percent complete | 130
2024 | 3 | 65226 | FGE Goodnight I, LLC | IPP | Goodnight | TX | 59246 | GOOD1 | 265.5 | Onshore Wind Turbine | WND | WT | (TS) Construction complete, but not yet in commercial operation | 265.5
2024 | 3 | 65774 | Fence Post Solar Project, LLC | IPP | Fence Post Solar Hybrid Project, LLC | TX | 66801 | FNCPT | 236 | Solar Photovoltaic | SUN | PV | (TS) Construction complete, but not yet in commercial operation | 236
2024 | 3 | 6452 | Florida Power & Light Co | Electric Utility | Big Juniper Solar | FL | 65862 | 1 | 74.5 | Solar Photovoltaic | SUN | PV | (V) Under construction, more than 50 percent complete | 74.5
2024 | 3 | 6452 | Florida Power & Light Co | Electric Utility | Fourmile Creek | FL | 65927 | 1 | 74.5 | Solar Photovoltaic | SUN | PV | (V) Under construction, more than 50 percent complete | 74.5
2024 | 3 | 6452 | Florida Power & Light Co | Electric Utility | Hawthorne Creek | FL | 65926 | 1 | 74.5 | Solar Photovoltaic | SUN | PV | (V) Under construction, more than 50 percent complete | 74.5
2024 | 3 | 6452 | Florida Power & Light Co | Electric Utility | Nature Trail | FL | 65924 | 1 | 74.5 | Solar Photovoltaic | SUN | PV | (V) Under construction, more than 50 percent complete | 74.5
2024 | 3 | 6452 | Florida Power & Light Co | Electric Utility | Pecan Tree | FL | 65879 | 1 | 74.5 | Solar Photovoltaic | SUN | PV | (V) Under construction, more than 50 percent complete | 74.5
2024 | 3 | 6452 | Florida Power & Light Co | Electric Utility | Sambucus | FL | 65864 | 1 | 74.5 | Solar Photovoltaic | SUN | PV | (V) Under construction, more than 50 percent complete | 74.5
2024 | 3 | 6452 | Florida Power & Light Co | Electric Utility | Sparkleberry | FL | 65867 | 1 | 74.5 | Solar Photovoltaic | SUN | PV | (V) Under construction, more than 50 percent complete | 74.5
2024 | 3 | 6452 | Florida Power & Light Co | Electric Utility | Three Creeks | FL | 65863 | 1 | 74.5 | Solar Photovoltaic | SUN | PV | (V) Under construction, more than 50 percent complete | 74.5
2024 | 3 | 6452 | Florida Power & Light Co | Electric Utility | Wild Quail | FL | 65910 | 1 | 74.5 | Solar Photovoltaic | SUN | PV | (V) Under construction, more than 50 percent complete | 74.5
2024 | 3 | 6452 | Florida Power & Light Co | Electric Utility | Woodyard | FL | 65875 | 1 | 74.5 | Solar Photovoltaic | SUN | PV | (V) Under construction, more than 50 percent complete | 74.5
2024 | 3 | 65827 | Fork in the Road Solar LLC | IPP | Fork in the Road Solar | NY | 66909 | FIR | 1.4 | Solar Photovoltaic | SUN | PV | (U) Under construction, less than or equal to 50 percent complete | 1.4
2024 | 3 | 7140 | Georgia Power Co | Electric Utility | Vogtle | GA | 649 | 4 | 1114 | Nuclear | NUC | ST | (V) Under construction, more than 50 percent complete | 1114
2024 | 3 | 60025 | Greenbacker Renewable Energy Corporation | IPP | Athens Ridge | ME | 66832 | 574 | 2.9 | Solar Photovoltaic | SUN | PV | (V) Under construction, more than 50 percent complete | 2.9
2024 | 3 | 60025 | Greenbacker Renewable Energy Corporation | IPP | Hecate Energy Albany 2 LLC | NY | 66126 | 292 | 20 | Solar Photovoltaic | SUN | PV | (V) Under construction, more than 50 percent complete | 20
2024 | 3 | 60025 | Greenbacker Renewable Energy Corporation | IPP | IGS OXR1 | CA | 66603 | 454 | 4.8 | Solar Photovoltaic | SUN | PV | (V) Under construction, more than 50 percent complete | 4.8
2024 | 3 | 60025 | Greenbacker Renewable Energy Corporation | IPP | Oaks Landfill - ANEM | MD | 67180 | 882 | 2.5 | Solar Photovoltaic | SUN | PV | (V) Under construction, more than 50 percent complete | 2.5
2024 | 3 | 60025 | Greenbacker Renewable Energy Corporation | IPP | Ogema | WI | 67055 | 706 | 1.4 | Solar Photovoltaic | SUN | PV | (V) Under construction, more than 50 percent complete | 1.4
2024 | 3 | 60025 | Greenbacker Renewable Energy Corporation | IPP | Trimbelle (Pierce Pepin) | WI | 67054 | 705 | 2 | Solar Photovoltaic | SUN | PV | (V) Under construction, more than 50 percent complete | 2
2024 | 3 | 60025 | Greenbacker Renewable Energy Corporation | IPP | Wolf River (Chipewa 1) | WI | 67057 | 707 | 1.5 | Solar Photovoltaic | SUN | PV | (V) Under construction, more than 50 percent complete | 1.5
2024 | 3 | 65076 | HEN Infrastructure, L.L.C. | IPP | Farmersville (TX) | TX | 65812 | FRMVL | 9.9 | Batteries | MWH | BA | (U) Under construction, less than or equal to 50 percent complete | 9.9
2024 | 3 | 65076 | HEN Infrastructure, L.L.C. | IPP | Lufkin South BESS | TX | 66789 | LUFKS | 9.9 | Batteries | MWH | BA | (V) Under construction, more than 50 percent complete | 9.9
2024 | 3 | 65076 | HEN Infrastructure, L.L.C. | IPP | Weil Tract BESS | TX | 66783 | WEILT | 9.9 | Batteries | MWH | BA | (V) Under construction, more than 50 percent complete | 9.9
2024 | 3 | 65783 | Hayhurst Texas Solar | IPP | Hayhurst Texas Solar | TX | 66880 | HHTX | 24.8 | Solar Photovoltaic | SUN | PV | (TS) Construction complete, but not yet in commercial operation | 24.8
2024 | 3 | 63837 | Hecate Energy Frye Solar LLC | IPP | Hecate Energy Frye Solar LLC | TX | 64233 | 80995 | 500 | Solar Photovoltaic | SUN | PV | (V) Under construction, more than 50 percent complete | 500
2024 | 3 | 65400 | Horus West Virginia 1, LLC | IPP | Blake Solar Plant | WV | 66276 | US620 | 80 | Solar Photovoltaic | SUN | PV | (TS) Construction complete, but not yet in commercial operation | 96
2024 | 3 | 9191 | Idaho Power Co | Electric Utility | Melba BESS | ID | 66329 | 1 | 2 | Batteries | MWH | BA | (U) Under construction, less than or equal to 50 percent complete | 2
2024 | 3 | 9417 | Interstate Power and Light Co | Electric Utility | Duane Arnold Solar I (50 MW) | IA | 67140 | PV1 | 50 | Solar Photovoltaic | SUN | PV | (V) Under construction, more than 50 percent complete | 50
2024 | 3 | 49893 | Invenergy Services LLC | IPP | Tip Top Solar Energy Center LLC | NM | 63028 | GEN1 | 220 | Solar Photovoltaic | SUN | PV | (P) Planned for installation, but regulatory approvals not initiated | 220
2024 | 3 | 61944 | MN8 Energy LLC | IPP | WMATA - Cheverly Metro | MD | 65959 | GEN1 | 1.9 | Solar Photovoltaic | SUN | PV | (V) Under construction, more than 50 percent complete | 1.9
2024 | 3 | 12303 | Merck & Co Inc-West Point | Industrial | West Point (PA) | PA | 52149 | GEN18 | 2.5 | Natural Gas Internal Combustion Engine | NG | IC | (V) Under construction, more than 50 percent complete | 2.5
2024 | 3 | 65823 | Myrtle Solar, LLC | IPP | Myrtle Solar, LLC | TX | 66910 | MYR | 313 | Solar Photovoltaic | SUN | PV | (TS) Construction complete, but not yet in commercial operation | 313
2024 | 3 | 62759 | National Grid Renewables | IPP | Copperhead Solar, LLC | TX | 67019 | CHSLR | 150 | Solar Photovoltaic | SUN | PV | (V) Under construction, more than 50 percent complete | 150
2024 | 3 | 62759 | National Grid Renewables | IPP | Copperhead Solar, LLC | TX | 67019 | CHSTG | 100 | Batteries | MWH | BA | (V) Under construction, more than 50 percent complete | 100
2024 | 3 | 13407 | Nevada Power Co | Electric Utility | Dry Lake Solar Energy Center | NV | 63933 | DLES1 | 100 | Batteries | MWH | BA | (TS) Construction complete, but not yet in commercial operation | 100
2024 | 3 | 13407 | Nevada Power Co | Electric Utility | Dry Lake Solar Energy Center | NV | 63933 | DLPV1 | 150 | Solar Photovoltaic | SUN | PV | (TS) Construction complete, but not yet in commercial operation | 150
2024 | 3 | 13491 | New York University | Commercial | New York University Central Plant | NY | 54808 | DE1 | 2.5 | Petroleum Liquids | DFO | IC | (V) Under construction, more than 50 percent complete | 2.5
2024 | 3 | 13491 | New York University | Commercial | New York University Central Plant | NY | 54808 | GR1 | 2.6 | Natural Gas Internal Combustion Engine | NG | IC | (V) Under construction, more than 50 percent complete | 2.6
2024 | 3 | 13683 | North Carolina El Member Corp | Electric Utility | Collier BESS | NC | 65248 | BAT1 | 2.5 | Batteries | MWH | BA | (TS) Construction complete, but not yet in commercial operation | 2.5
2024 | 3 | 13683 | North Carolina El Member Corp | Electric Utility | Docs Road BESS | NC | 65249 | BAT1 | 5 | Batteries | MWH | BA | (TS) Construction complete, but not yet in commercial operation | 5
2024 | 3 | 13683 | North Carolina El Member Corp | Electric Utility | Five Points BESS | NC | 65250 | BAT1 | 5 | Batteries | MWH | BA | (TS) Construction complete, but not yet in commercial operation | 5
2024 | 3 | 13683 | North Carolina El Member Corp | Electric Utility | Maysville BESS | NC | 65240 | BAT1 | 5 | Batteries | MWH | BA | (V) Under construction, more than 50 percent complete | 5
2024 | 3 | 13683 | North Carolina El Member Corp | Electric Utility | McKinney BESS | NC | 65241 | BAT1 | 5 | Batteries | MWH | BA | (TS) Construction complete, but not yet in commercial operation | 5
2024 | 3 | 13683 | North Carolina El Member Corp | Electric Utility | New Rosewood BESS | NC | 65243 | BAT1 | 2.5 | Batteries | MWH | BA | (TS) Construction complete, but not yet in commercial operation | 2.5
2024 | 3 | 13683 | North Carolina El Member Corp | Electric Utility | Queens Creek BESS | NC | 65244 | BAT1 | 2.5 | Batteries | MWH | BA | (TS) Construction complete, but not yet in commercial operation | 2.5
2024 | 3 | 13683 | North Carolina El Member Corp | Electric Utility | Rocky Point BESS | NC | 65245 | BAT1 | 5 | Batteries | MWH | BA | (TS) Construction complete, but not yet in commercial operation | 5
2024 | 3 | 13683 | North Carolina El Member Corp | Electric Utility | Walkers Crossroads BESS | NC | 65246 | BAT1 | 5 | Batteries | MWH | BA | (TS) Construction complete, but not yet in commercial operation | 5
2024 | 3 | 13683 | North Carolina El Member Corp | Electric Utility | Zion Hill BESS | NC | 65247 | BAT1 | 5 | Batteries | MWH | BA | (V) Under construction, more than 50 percent complete | 5
2024 | 3 | 65947 | Northern Orchard Solar PV, LLC | IPP | Northern Orchard Solar PV, LLC | CA | 67039 | NO1 | 150 | Solar Photovoltaic | SUN | PV | (U) Under construction, less than or equal to 50 percent complete | 150
2024 | 3 | 65947 | Northern Orchard Solar PV, LLC | IPP | Northern Orchard Solar PV, LLC | CA | 67039 | NOBAT | 92 | Batteries | MWH | BA | (U) Under construction, less than or equal to 50 percent complete | 92
2024 | 3 | 64743 | PPM Solar LLC | IPP | Fredonia Solar (KS) | KS | 66570 | FS1 | 2 | Solar Photovoltaic | SUN | PV | (V) Under construction, more than 50 percent complete | 2
2024 | 3 | 65282 | Prairie Switch Wind LLC | IPP | Prairie Switch Wind LLC | TX | 66123 | PSW1 | 163.2 | Onshore Wind Turbine | WND | WT | (U) Under construction, less than or equal to 50 percent complete | 163.2
2024 | 3 | 65857 | Prescott Wind Energy LLC | IPP | Prescott Wind Farm | IA | 66952 | PWE | 56 | Onshore Wind Turbine | WND | WT | (U) Under construction, less than or equal to 50 percent complete | 56
2024 | 3 | 65869 | Prologis Logistics Services Incorporated | IPP | CPA 3777 Workman | CA | 66953 | PE328 | 1.9 | Solar Photovoltaic | SUN | PV | (U) Under construction, less than or equal to 50 percent complete | 1.9
2024 | 3 | 66057 | Rodeo Ranch Energy Storage, LLC | IPP | Rodeo Ranch Energy Storage | TX | 67175 | RODE1 | 300 | Batteries | MWH | BA | (V) Under construction, more than 50 percent complete | 300
2024 | 3 | 60217 | San Bernardino Valley Mun. Water Dist. | Electric Utility | Waterman Turnout Hydroelectric | CA | 60466 | WTHF | 1 | Conventional Hydroelectric | WAT | HY | (V) Under construction, more than 50 percent complete | 1
2024 | 3 | 27075 | San Diego County Water Auth | IPP | Rancho Penasquitos | CA | 56615 | G200 | 4.1 | Conventional Hydroelectric | WAT | HY | (U) Under construction, less than or equal to 50 percent complete | 4.3
2024 | 3 | 16609 | San Diego Gas & Electric Co | Electric Utility | Boulevard Energy Storage | CA | 66279 | 1 | 10 | Batteries | MWH | BA | (TS) Construction complete, but not yet in commercial operation | 10
2024 | 3 | 16609 | San Diego Gas & Electric Co | Electric Utility | Clairemont Energy Storage | CA | 66266 | 1 | 10 | Batteries | MWH | BA | (TS) Construction complete, but not yet in commercial operation | 10
2024 | 3 | 16609 | San Diego Gas & Electric Co | Electric Utility | Elliott Energy Storage | CA | 66278 | 1 | 10 | Batteries | MWH | BA | (TS) Construction complete, but not yet in commercial operation | 10
2024 | 3 | 16609 | San Diego Gas & Electric Co | Electric Utility | Paradise Energy Storage | CA | 66265 | 1 | 10 | Batteries | MWH | BA | (TS) Construction complete, but not yet in commercial operation | 10
2024 | 3 | 64936 | San Jacinto Grid, LLC | IPP | San Jacinto Grid, LLC | CA | 65657 | HESJG | 65 | Batteries | MWH | BA | (U) Under construction, less than or equal to 50 percent complete | 65
2024 | 3 | 65781 | Sky Ranch Solar and Storage | IPP | Sky Ranch Solar and Storage | NM | 66814 | SKYBA | 50 | Batteries | MWH | BA | (U) Under construction, less than or equal to 50 percent complete | 50
2024 | 3 | 65781 | Sky Ranch Solar and Storage | IPP | Sky Ranch Solar and Storage | NM | 66814 | SKYPV | 190 | Solar Photovoltaic | SUN | PV | (U) Under construction, less than or equal to 50 percent complete | 190
2024 | 3 | 64994 | SolRiver Capital LLC | IPP | Auburn Solar LLC (CSG) | OR | 66378 | PV1 | 2.9 | Solar Photovoltaic | SUN | PV | (V) Under construction, more than 50 percent complete | 2.9
2024 | 3 | 64994 | SolRiver Capital LLC | IPP | Elk Solar LLC | NC | 66345 | PV1 | 5 | Solar Photovoltaic | SUN | PV | (TS) Construction complete, but not yet in commercial operation | 5
2024 | 3 | 64994 | SolRiver Capital LLC | IPP | Gray Fox Solar LLC | NC | 66377 | PV1 | 5 | Solar Photovoltaic | SUN | PV | (TS) Construction complete, but not yet in commercial operation | 5
2024 | 3 | 64994 | SolRiver Capital LLC | IPP | Harding Solar, LLC | NC | 67053 | PV1 | 3 | Solar Photovoltaic | SUN | PV | (TS) Construction complete, but not yet in commercial operation | 3
2024 | 3 | 64994 | SolRiver Capital LLC | IPP | Sheridan Solar LLC (CSG) | OR | 66354 | PV1 | 3 | Solar Photovoltaic | SUN | PV | (TS) Construction complete, but not yet in commercial operation | 3
2024 | 3 | 64994 | SolRiver Capital LLC | IPP | Sunflower Solar LLC | SC | 67051 | PV1 | 10 | Solar Photovoltaic | SUN | PV | (TS) Construction complete, but not yet in commercial operation | 10
2024 | 3 | 64994 | SolRiver Capital LLC | IPP | Whitehall Solar LLC | SC | 67052 | PV1 | 2 | Solar Photovoltaic | SUN | PV | (TS) Construction complete, but not yet in commercial operation | 2
2024 | 3 | 65957 | Solitude Solar New Hartford Oxford Microgrid, LLC | IPP | 3715 Oxford RD | NY | 67033 | 20148 | 3.8 | Solar Photovoltaic | SUN | PV | (U) Under construction, less than or equal to 50 percent complete | 3.8
2024 | 3 | 65955 | Solitude Solar Russell County Rd 21 Microgrid, LLC | IPP | NY Hermon 1040 County Rd 21 | NY | 67031 | 20144 | 2.2 | Solar Photovoltaic | SUN | PV | (U) Under construction, less than or equal to 50 percent complete | 2.2
2024 | 3 | 17609 | Southern California Edison Co | Electric Utility | Cadillac Battery Energy Storage Facility | CA | 63326 | CAD1 | 3.5 | Batteries | MWH | BA | (V) Under construction, more than 50 percent complete | 3.5
2024 | 3 | 17609 | Southern California Edison Co | Electric Utility | Cathode (Hinson) BESS | CA | 65457 | CATH1 | 100 | Batteries | MWH | BA | (V) Under construction, more than 50 percent complete | 100
2024 | 3 | 17609 | Southern California Edison Co | Electric Utility | Cathode (Hinson) BESS | CA | 65457 | CATH2 | 100 | Batteries | MWH | BA | (V) Under construction, more than 50 percent complete | 100
2024 | 3 | 17609 | Southern California Edison Co | Electric Utility | Yorktown Battery Energy Storage Facility | CA | 63325 | YORK1 | 3 | Batteries | MWH | BA | (V) Under construction, more than 50 percent complete | 3
2024 | 3 | 65715 | Strata Clean Energy | IPP | Chiltepin Solar | TX | 66704 | 11106 | 100 | Solar Photovoltaic | SUN | PV | (P) Planned for installation, but regulatory approvals not initiated | 100
2024 | 3 | 18642 | Tennessee Valley Authority | Electric Utility | Vonore Battery Energy Storage System | TN | 64255 | VBESS | 20 | Batteries | MWH | BA | (U) Under construction, less than or equal to 50 percent complete | 20
2024 | 3 | 60947 | Tesla Inc. | Industrial | Austin TX GigaFactory | TX | 65070 | B05 | 1 | Solar Photovoltaic | SUN | PV | (U) Under construction, less than or equal to 50 percent complete | 1
2024 | 3 | 60947 | Tesla Inc. | Industrial | Austin TX GigaFactory | TX | 65070 | B07 | 1.9 | Solar Photovoltaic | SUN | PV | (U) Under construction, less than or equal to 50 percent complete | 1.9
2024 | 3 | 60947 | Tesla Inc. | Industrial | Austin TX GigaFactory | TX | 65070 | C01 | 1.9 | Solar Photovoltaic | SUN | PV | (U) Under construction, less than or equal to 50 percent complete | 1.9
2024 | 3 | 60947 | Tesla Inc. | Industrial | Fremont CA AutoFactory | CA | 65072 | GA3 | 1.3 | Solar Photovoltaic | SUN | PV | (U) Under construction, less than or equal to 50 percent complete | 1.3
2024 | 3 | 60947 | Tesla Inc. | Industrial | Fremont CA AutoFactory | CA | 65072 | GVSRS | 0.4 | Solar Photovoltaic | SUN | PV | (V) Under construction, more than 50 percent complete | 0.4
2024 | 3 | 60947 | Tesla Inc. | Industrial | Fremont CA AutoFactory | CA | 65072 | STAMP | 1.2 | Solar Photovoltaic | SUN | PV | (L) Regulatory approvals pending. Not under construction | 1.2
2024 | 3 | 60947 | Tesla Inc. | Industrial | Fremont CA AutoFactory | CA | 65072 | VSRS | 0.4 | Solar Photovoltaic | SUN | PV | (T) Regulatory approvals received. Not under construction | 0.4
2024 | 3 | 64995 | Victory Pass I, LLC | IPP | Victory Pass | CA | 65743 | VCTBA | 50 | Batteries | MWH | BA | (V) Under construction, more than 50 percent complete | 50
2024 | 3 | 64995 | Victory Pass I, LLC | IPP | Victory Pass | CA | 65743 | VCTPV | 200 | Solar Photovoltaic | SUN | PV | (V) Under construction, more than 50 percent complete | 200
2024 | 3 | 64966 | Vikings Energy Farm, LLC | IPP | Vikings Energy Farm | CA | 65711 | GEN2 | 150 | Batteries | MWH | BA | (V) Under construction, more than 50 percent complete | 150
2024 | 3 | 6775 | Village of Freeport - (NY) | Electric Utility | Plant No 1 Freeport | NY | 2678 | ENG13 | 3 | Landfill Gas | LFG | IC | (U) Under construction, less than or equal to 50 percent complete | 3
2024 | 3 | 65014 | Waco Solar, LLC | IPP | Waco Solar | TX | 65762 | SWACO | 400 | Solar Photovoltaic | SUN | PV | (V) Under construction, more than 50 percent complete | 400
2024 | 3 | 65675 | West Ford Flat Energy Storage | IPP | West Ford Flat | CA | 66669 | WFF1 | 25 | Batteries | MWH | BA | (V) Under construction, more than 50 percent complete | 25
2024 | 3 | 65667 | West Shore Solar LLC | IPP | West Shore Solar LLC | NY | 66761 | WS | 2.4 | Solar Photovoltaic | SUN | PV | (U) Under construction, less than or equal to 50 percent complete | 2.4
2024 | 4 | 63830 | 7V Solar Ranch, LLC | IPP | 7V Solar Ranch | TX | 64239 | 7V1 | 240 | Solar Photovoltaic | SUN | PV | (V) Under construction, more than 50 percent complete | 240
2024 | 4 | 64904 | AES Clean Energy | IPP | Delta Wind Farm (MS) | MS | 66000 | DLTA | 184.5 | Onshore Wind Turbine | WND | WT | (V) Under construction, more than 50 percent complete | 184.5
2024 | 4 | 64904 | AES Clean Energy | IPP | Mannys Corners Solar 1 LLC | NY | 66947 | MANNY | 4.9 | Solar Photovoltaic | SUN | PV | (TS) Construction complete, but not yet in commercial operation | 4.9
2024 | 4 | 57416 | Acciona Energy USA Global, LLC | IPP | AEUG Union Solar, LLC | OH | 64660 | AUS | 325 | Solar Photovoltaic | SUN | PV | (U) Under construction, less than or equal to 50 percent complete | 325
2024 | 4 | 65569 | Afton Solar LLC | IPP | Afton Solar | NY | 66521 | 18808 | 5 | Solar Photovoltaic | SUN | PV | (U) Under construction, less than or equal to 50 percent complete | 5
2024 | 4 | 15399 | Avangrid Renewables LLC | IPP | Bakeoven Solar | OR | 63507 | BOS1 | 60 | Solar Photovoltaic | SUN | PV | (V) Under construction, more than 50 percent complete | 60
2024 | 4 | 65654 | Birch Creek Development | IPP | Kimmel Road Solar, LLC | IL | 66632 | PV | 50 | Solar Photovoltaic | SUN | PV | (U) Under construction, less than or equal to 50 percent complete | 50
2024 | 4 | 63883 | Broad Reach Power | IPP | Tortolas | TX | 65493 | TORTO | 50 | Batteries | MWH | BA | (U) Under construction, less than or equal to 50 percent complete | 50
2024 | 4 | 63235 | Brookfield Renewable Trading and Marketing LP | IPP | AM Wind Repower LLC | CA | 66167 | 63235 | 27 | Onshore Wind Turbine | WND | WT | (U) Under construction, less than or equal to 50 percent complete | 27
2024 | 4 | 65937 | CPV Stagecoach Solar, LLC | IPP | CPV Stagecoach Solar | GA | 67021 | SC1 | 80 | Solar Photovoltaic | SUN | PV | (V) Under construction, more than 50 percent complete | 80
2024 | 4 | 65591 | Cane Creek Solar, LLC | IPP | Cane Creek | MS | 66543 | PGRCC | 78.5 | Solar Photovoltaic | SUN | PV | (V) Under construction, more than 50 percent complete | 78.5
2024 | 4 | 64307 | Castle Solar, LLC | IPP | Castle Solar, LLC | UT | 64740 | CS | 40 | Solar Photovoltaic | SUN | PV | (V) Under construction, more than 50 percent complete | 40
2024 | 4 | 20141 | City of Washington - (KS) | Electric Utility | Washington | KS | 1329 | 10 | 2 | Natural Gas Internal Combustion Engine | NG | IC | (V) Under construction, more than 50 percent complete | 2.1
2024 | 4 | 20141 | City of Washington - (KS) | Electric Utility | Washington | KS | 1329 | 9 | 2 | Natural Gas Internal Combustion Engine | NG | IC | (V) Under construction, more than 50 percent complete | 2.1
2024 | 4 | 65397 | Condor Energy Storage LLC | IPP | Condor Energy Storage LLC | CA | 66285 | COND1 | 200 | Batteries | MWH | BA | (V) Under construction, more than 50 percent complete | 200
2024 | 4 | 34359 | Curators of the University of Missouri | Commercial | MU Combined Heat and Power Plant | MO | 50969 | GEN10 | 8 | Natural Gas Steam Turbine | NG | ST | (U) Under construction, less than or equal to 50 percent complete | 9
2024 | 4 | 64872 | Distributed Solar Development, LLC | IPP | FFP - NY Game Farm | NY | 66828 | P5652 | 5 | Solar Photovoltaic | SUN | PV | (U) Under construction, less than or equal to 50 percent complete | 5
2024 | 4 | 64872 | Distributed Solar Development, LLC | IPP | Harrah's Atlantic City - POI 2 (Self Par | NJ | 66831 | P5614 | 1.8 | Solar Photovoltaic | SUN | PV | (V) Under construction, more than 50 percent complete | 1.8
2024 | 4 | 58468 | Dominion Renewable Energy | IPP | Atlanta Farms Solar | OH | 65128 | 43164 | 199.6 | Solar Photovoltaic | SUN | PV | (P) Planned for installation, but regulatory approvals not initiated | 199.6
2024 | 4 | 65806 | Elk Street Solar LLC | IPP | Elk Street Solar | NY | 66886 | ES | 2.4 | Solar Photovoltaic | SUN | PV | (U) Under construction, less than or equal to 50 percent complete | 2.4
2024 | 4 | 65774 | Fence Post Solar Project, LLC | IPP | Fence Post Solar Hybrid Project, LLC | TX | 66801 | FNCBE | 72 | Batteries | MWH | BA | (TS) Construction complete, but not yet in commercial operation | 72
2024 | 4 | 62856 | Forefront Power, LLC | IPP | CA - Amazon - SMF6 | CA | 65616 | 20031 | 2.6 | Solar Photovoltaic | SUN | PV | (U) Under construction, less than or equal to 50 percent complete | 2.6
2024 | 4 | 65720 | Fresno Community Solar Developers, LLC | IPP | Fresno Community Solar | CA | 66715 | FREPV | 10 | Solar Photovoltaic | SUN | PV | (U) Under construction, less than or equal to 50 percent complete | 10
2024 | 4 | 63545 | Golden Field Solar III, LLC | IPP | Golden Field Solar III, LLC | CA | 63859 | RCBA | 147 | Batteries | MWH | BA | (T) Regulatory approvals received. Not under construction | 147
2024 | 4 | 60025 | Greenbacker Renewable Energy Corporation | IPP | Kosa | NY | 66735 | 783 | 1.5 | Solar Photovoltaic | SUN | PV | (V) Under construction, more than 50 percent complete | 1.5
2024 | 4 | 60025 | Greenbacker Renewable Energy Corporation | IPP | Ledgeview | WI | 67056 | 708 | 5 | Solar Photovoltaic | SUN | PV | (V) Under construction, more than 50 percent complete | 5
2024 | 4 | 60025 | Greenbacker Renewable Energy Corporation | IPP | Mahany | NY | 66750 | 782 | 3 | Solar Photovoltaic | SUN | PV | (V) Under construction, more than 50 percent complete | 3
2024 | 4 | 60025 | Greenbacker Renewable Energy Corporation | IPP | N Baker Road | IL | 67153 | 679 | 2 | Solar Photovoltaic | SUN | PV | (U) Under construction, less than or equal to 50 percent complete | 2
2024 | 4 | 60025 | Greenbacker Renewable Energy Corporation | IPP | N Baker Road 2 | IL | 67152 | 680 | 2 | Solar Photovoltaic | SUN | PV | (U) Under construction, less than or equal to 50 percent complete | 2
2024 | 4 | 60025 | Greenbacker Renewable Energy Corporation | IPP | Pine Hill Westport | MA | 67156 | 702 | 3.3 | Solar Photovoltaic | SUN | PV | (U) Under construction, less than or equal to 50 percent complete | 3.3
2024 | 4 | 65572 | Greene Community Solar LLC | IPP | Greene Community Solar | NY | 66524 | 20738 | 5 | Solar Photovoltaic | SUN | PV | (U) Under construction, less than or equal to 50 percent complete | 5
2024 | 4 | 62153 | Hecate Energy Highland LLC | IPP | Hecate Energy Highland LLC | OH | 62670 | HIGHL | 300 | Solar Photovoltaic | SUN | PV | (V) Under construction, more than 50 percent complete | 300
2024 | 4 | 49893 | Invenergy Services LLC | IPP | Delilah Solar Energy II LLC | TX | 63884 | GEN1 | 310 | Solar Photovoltaic | SUN | PV | (V) Under construction, more than 50 percent complete | 310
2024 | 4 | 49893 | Invenergy Services LLC | IPP | Heartland Farms | MI | 66192 | 65014 | 200 | Onshore Wind Turbine | WND | WT | (U) Under construction, less than or equal to 50 percent complete | 200
2024 | 4 | 62842 | Lightsource Renewable Energy Asset Management, LLC | IPP | Cottontail Solar 4 | PA | 65079 | PACT4 | 20 | Solar Photovoltaic | SUN | PV | (V) Under construction, more than 50 percent complete | 20
2024 | 4 | 65052 | Limestone CSG 1 LLC | IPP | Limestone CSG 1 LLC | ME | 65801 | LMST1 | 1.2 | Solar Photovoltaic | SUN | PV | (TS) Construction complete, but not yet in commercial operation | 3.8
2024 | 4 | 65006 | Linkville Solar, LLC | IPP | Linkville Solar (CSG) | OR | 65749 | LS22 | 2.8 | Solar Photovoltaic | SUN | PV | (V) Under construction, more than 50 percent complete | 2.8
2024 | 4 | 61944 | MN8 Energy LLC | IPP | Dynamic - Enfield Hammett Road | ME | 67016 | GEN1 | 4.9 | Solar Photovoltaic | SUN | PV | (V) Under construction, more than 50 percent complete | 4.9
2024 | 4 | 61944 | MN8 Energy LLC | IPP | Dynamic - Exeter Solar | ME | 67015 | GEN1 | 4 | Solar Photovoltaic | SUN | PV | (U) Under construction, less than or equal to 50 percent complete | 4
2024 | 4 | 61944 | MN8 Energy LLC | IPP | Dynamic - Glenburn Broadway One | ME | 67017 | GEN1 | 4.9 | Solar Photovoltaic | SUN | PV | (U) Under construction, less than or equal to 50 percent complete | 4.9
2024 | 4 | 61944 | MN8 Energy LLC | IPP | Dynamic - Wales Leeds Junction Road | ME | 67011 | GEN1 | 4.5 | Solar Photovoltaic | SUN | PV | (V) Under construction, more than 50 percent complete | 4.5
2024 | 4 | 65592 | Moonshot Solar, LLC | IPP | Moonshot | MS | 66544 | PGRMS | 78.5 | Solar Photovoltaic | SUN | PV | (V) Under construction, more than 50 percent complete | 78.5
2024 | 4 | 62759 | National Grid Renewables | IPP | Wild Springs | SD | 67018 | WLDSP | 128 | Solar Photovoltaic | SUN | PV | (V) Under construction, more than 50 percent complete | 128
2024 | 4 | 64507 | North Haven Solar One, LLC | IPP | North Haven Solar One | CT | 65109 | VCP11 | 1.6 | Solar Photovoltaic | SUN | PV | (P) Planned for installation, but regulatory approvals not initiated | 1.6
2024 | 4 | 64433 | Novel Bo Hu 1 Solar LLC | IPP | Novel Bo Hu 1 Solar LLC | MN | 65006 | BOHU1 | 1 | Solar Photovoltaic | SUN | PV | (U) Under construction, less than or equal to 50 percent complete | 1
2024 | 4 | 63331 | Organic Energy Solutions, Inc. | Electric CHP | OES Biogas Power | CA | 63622 | OES01 | 1.3 | Other Waste Biomass | OBG | IC | (TS) Construction complete, but not yet in commercial operation | 1.3
2024 | 4 | 63331 | Organic Energy Solutions, Inc. | Electric CHP | OES Biogas Power | CA | 63622 | OES02 | 1.3 | Other Waste Biomass | OBG | IC | (TS) Construction complete, but not yet in commercial operation | 1.3
2024 | 4 | 64935 | Ortega Grid, LLC | IPP | Ortega Grid, LLC | CA | 65656 | HEORG | 20 | Batteries | MWH | BA | (V) Under construction, more than 50 percent complete | 20
2024 | 4 | 64743 | PPM Solar LLC | IPP | Highpeak Solar 1 | TX | 66572 | HPKS1 | 10 | Solar Photovoltaic | SUN | PV | (T) Regulatory approvals received. Not under construction | 10
2024 | 4 | 62646 | Painter Energy Storage, LLC | IPP | Painter Energy Storage | CA | 62729 | PAIN1 | 10 | Batteries | MWH | BA | (U) Under construction, less than or equal to 50 percent complete | 10
2024 | 4 | 59967 | Phoenix Energy | Electric CHP | North Fork Community Power | CA | 60192 | NFCP1 | 2.3 | Other Waste Biomass | OBG | IC | (V) Under construction, more than 50 percent complete | 2.3
2024 | 4 | 63082 | ProEnergy Services | IPP | Remy Jade Power Station | TX | 66604 | CTG-1 | 44.5 | Natural Gas Fired Combustion Turbine | NG | GT | (V) Under construction, more than 50 percent complete | 60.5
2024 | 4 | 63082 | ProEnergy Services | IPP | Remy Jade Power Station | TX | 66604 | CTG-2 | 44.5 | Natural Gas Fired Combustion Turbine | NG | GT | (V) Under construction, more than 50 percent complete | 60.5
2024 | 4 | 63082 | ProEnergy Services | IPP | Remy Jade Power Station | TX | 66604 | CTG-3 | 44.5 | Natural Gas Fired Combustion Turbine | NG | GT | (V) Under construction, more than 50 percent complete | 60.5
2024 | 4 | 63082 | ProEnergy Services | IPP | Remy Jade Power Station | TX | 66604 | CTG-4 | 44.5 | Natural Gas Fired Combustion Turbine | NG | GT | (V) Under construction, more than 50 percent complete | 60.5
2024 | 4 | 63082 | ProEnergy Services | IPP | Remy Jade Power Station | TX | 66604 | CTG-5 | 44.5 | Natural Gas Fired Combustion Turbine | NG | GT | (V) Under construction, more than 50 percent complete | 60.5
2024 | 4 | 63082 | ProEnergy Services | IPP | Remy Jade Power Station | TX | 66604 | CTG-6 | 44.5 | Natural Gas Fired Combustion Turbine | NG | GT | (V) Under construction, more than 50 percent complete | 60.5
2024 | 4 | 63082 | ProEnergy Services | IPP | Remy Jade Power Station | TX | 66604 | CTG-7 | 44.5 | Natural Gas Fired Combustion Turbine | NG | GT | (V) Under construction, more than 50 percent complete | 60.5
2024 | 4 | 63082 | ProEnergy Services | IPP | Remy Jade Power Station | TX | 66604 | CTG-8 | 44.5 | Natural Gas Fired Combustion Turbine | NG | GT | (V) Under construction, more than 50 percent complete | 60.5
2024 | 4 | 56215 | RWE Renewables Americas, LLC | IPP | Willowbrook Solar I, LLC | OH | 63877 | WBS | 150 | Solar Photovoltaic | SUN | PV | (U) Under construction, less than or equal to 50 percent complete | 150
2024 | 4 | 66054 | Solar Star Bear Creek, LLC | Commercial | Bear Creek Solar (CA) | CA | 67169 | EBMUD | 5 | Solar Photovoltaic | SUN | PV | (TS) Construction complete, but not yet in commercial operation | 5
2024 | 4 | 63515 | Sparta Solar, LLC | IPP | Sparta Solar | TX | 63840 | 1111 | 250 | Solar Photovoltaic | SUN | PV | (V) Under construction, more than 50 percent complete | 250
2024 | 4 | 65625 | Sunlight Storage II | IPP | Sunlight Storage II | CA | 66575 | SUNS2 | 230 | Batteries | MWH | BA | (V) Under construction, more than 50 percent complete | 230
2024 | 4 | 65209 | TPE RI WA1, LLC | IPP | TPE RI WA1 Solar | RI | 66045 | 70825 | 3.5 | Solar Photovoltaic | SUN | PV | (V) Under construction, more than 50 percent complete | 3.5
2024 | 4 | 65208 | TPE RI WA2, LLC | IPP | TPE RI WA2 Solar | RI | 66044 | 70824 | 3.4 | Solar Photovoltaic | SUN | PV | (V) Under construction, more than 50 percent complete | 3.4
2024 | 4 | 60947 | Tesla Inc. | Industrial | Tesla Reno GigaFactory | NV | 64098 | 3 | 1 | Solar Photovoltaic | SUN | PV | (TS) Construction complete, but not yet in commercial operation | 1
2024 | 4 | 65754 | VESI 12 LLC | IPP | Bottleneck Energy Storage | CA | 66757 | BN1 | 80 | Batteries | MWH | BA | (U) Under construction, less than or equal to 50 percent complete | 80
2024 | 5 | 64904 | AES Clean Energy | IPP | McFarland B Solar and Storage | AZ | 66637 | BESS | 150 | Batteries | MWH | BA | (V) Under construction, more than 50 percent complete | 150
2024 | 5 | 64904 | AES Clean Energy | IPP | McFarland B Solar and Storage | AZ | 66637 | MCFRB | 300 | Solar Photovoltaic | SUN | PV | (V) Under construction, more than 50 percent complete | 300
2024 | 5 | 61012 | AES Distributed Energy | IPP | AES Maui Kuihelani Solar Hybrid | HI | 64256 | KLNIB | 60 | Batteries | MWH | BA | (V) Under construction, more than 50 percent complete | 60
2024 | 5 | 61012 | AES Distributed Energy | IPP | AES Maui Kuihelani Solar Hybrid | HI | 64256 | KULNI | 60 | Solar Photovoltaic | SUN | PV | (V) Under construction, more than 50 percent complete | 60
2024 | 5 | 65600 | AP Sunray LLC | IPP | AP Sunray LLC | TX | 64258 | OCISR | 200 | Solar Photovoltaic | SUN | PV | (U) Under construction, less than or equal to 50 percent complete | 200
2024 | 5 | 40577 | American Mun Power-Ohio, Inc | Electric Utility | Mifflinburg PA BTM | PA | 66452 | PB1 | 2.7 | Petroleum Liquids | DFO | IC | (V) Under construction, more than 50 percent complete | 2.7
2024 | 5 | 40577 | American Mun Power-Ohio, Inc | Electric Utility | Mifflinburg PA BTM | PA | 66452 | PB2 | 2.7 | Petroleum Liquids | DFO | IC | (V) Under construction, more than 50 percent complete | 2.7
2024 | 5 | 65928 | Atrisco Solar LLC | IPP | Atrisco Solar LLC | NM | 67003 | ATRPV | 300 | Solar Photovoltaic | SUN | PV | (V) Under construction, more than 50 percent complete | 300
2024 | 5 | 65694 | Bright Arrow Solar, LLC | IPP | Bright Arrow Solar, LLC | TX | 66688 | BASS | 300 | Solar Photovoltaic | SUN | PV | (U) Under construction, less than or equal to 50 percent complete | 300
2024 | 5 | 65694 | Bright Arrow Solar, LLC | IPP | Bright Arrow Solar, LLC | TX | 66688 | BASS1 | 103.6 | Batteries | MWH | BA | (U) Under construction, less than or equal to 50 percent complete | 103.6
2024 | 5 | 65361 | CT Cutlass II Solar LLC | IPP | Rowland Solar II | TX | 66262 | SAREN | 200 | Solar Photovoltaic | SUN | PV | (V) Under construction, more than 50 percent complete | 202.8
2024 | 5 | 65643 | Cald BESS LLC | IPP | Cald BESS | CA | 66617 | 1 | 100 | Batteries | MWH | BA | (V) Under construction, more than 50 percent complete | 100
2024 | 5 | 65512 | Catalyze Bloomington 2551 S Lilac Avenue Microgrid LLC | IPP | CA Bloomington 2551 S Lilac Avenue Micro | CA | 66475 | 18263 | 1.5 | Solar Photovoltaic | SUN | PV | (V) Under construction, more than 50 percent complete | 1.5
2024 | 5 | 65512 | Catalyze Bloomington 2551 S Lilac Avenue Microgrid LLC | IPP | CA Bloomington 2551 S Lilac Avenue Micro | CA | 66475 | B8263 | 1.5 | Batteries | MWH | BA | (U) Under construction, less than or equal to 50 percent complete | 1.5
2024 | 5 | 65564 | Catalyze Dallas 7750 Dynasty Drive Microgrid, LLC | IPP | TX Dallas 7750 Dynasty Drive | TX | 66516 | 19500 | 2.3 | Solar Photovoltaic | SUN | PV | (TS) Construction complete, but not yet in commercial operation | 2.3
2024 | 5 | 65832 | Cottonwood Bayou Solar, LLC | IPP | Cottonwood Bayou Solar | TX | 66915 | CTW | 350 | Solar Photovoltaic | SUN | PV | (V) Under construction, more than 50 percent complete | 350
2024 | 5 | 65793 | DG Empire Lumen 2023, LLC | IPP | NY Sorrell Hill II CSG | NY | 66856 | NGSH2 | 5 | Solar Photovoltaic | SUN | PV | (TS) Construction complete, but not yet in commercial operation | 5
2024 | 5 | 65960 | DG Empire Sun, LLC | IPP | NY Avon I CSG | NY | 67045 | AVON1 | 5 | Solar Photovoltaic | SUN | PV | (TS) Construction complete, but not yet in commercial operation | 5
2024 | 5 | 65831 | Danish Fields Solar, LLC | IPP | Danish Fields Solar, LLC | TX | 66914 | DAN | 600 | Solar Photovoltaic | SUN | PV | (V) Under construction, more than 50 percent complete | 600
2024 | 5 | 61610 | Delaware River Solar, LLC | IPP | State Route 64N Community Solar Farm | NY | 62520 | 1089 | 1.2 | Solar Photovoltaic | SUN | PV | (T) Regulatory approvals received. Not under construction | 1.2
2024 | 5 | 64872 | Distributed Solar Development, LLC | IPP | Caesar's Atlantic City - POI 1 (Colosseu | NJ | 66813 | P5377 | 1.4 | Solar Photovoltaic | SUN | PV | (V) Under construction, more than 50 percent complete | 1.4
2024 | 5 | 64872 | Distributed Solar Development, LLC | IPP | Harrah's Atlantic City - POI 1 (Meeting | NJ | 66830 | P5376 | 2.3 | Solar Photovoltaic | SUN | PV | (U) Under construction, less than or equal to 50 percent complete | 2.3
2024 | 5 | 65683 | Dublin Street LLC | IPP | Dublin Street LLC | ME | 66664 | DBLNS | 4.9 | Solar Photovoltaic | SUN | PV | (P) Planned for installation, but regulatory approvals not initiated | 4.9
2024 | 5 | 64306 | Elektron Solar, LLC | IPP | Elektron Solar, LLC | UT | 64739 | ELKS | 80 | Solar Photovoltaic | SUN | PV | (V) Under construction, more than 50 percent complete | 80
2024 | 5 | 65799 | Enel Green Power Estonian Solar Project, LLC | IPP | Estonian Solar Project, LLC | TX | 66872 | SOLAR | 204.5 | Solar Photovoltaic | SUN | PV | (TS) Construction complete, but not yet in commercial operation | 204.5
2024 | 5 | 7140 | Georgia Power Co | Electric Utility | Mossy Branch Battery Facility | GA | 65018 | BESS | 65 | Batteries | MWH | BA | (V) Under construction, more than 50 percent complete | 65
2024 | 5 | 65076 | HEN Infrastructure, L.L.C. | IPP | CISCO BESS | TX | 66795 | CISCO | 9.9 | Batteries | MWH | BA | (V) Under construction, more than 50 percent complete | 9.9
2024 | 5 | 65076 | HEN Infrastructure, L.L.C. | IPP | Falfurrias BESS | TX | 66792 | FALFU | 9.9 | Batteries | MWH | BA | (V) Under construction, more than 50 percent complete | 9.9
2024 | 5 | 64937 | Hecate Energy Desert Storage 1 LLC | IPP | Hecate Energy Desert Storage 1 LLC | CA | 65635 | HEDS1 | 10 | Batteries | MWH | BA | (V) Under construction, more than 50 percent complete | 10
2024 | 5 | 64978 | Hecate Grid Carris Storage 1 LLC | IPP | Carris Storage I | CA | 65733 | HECAR | 10 | Batteries | MWH | BA | (V) Under construction, more than 50 percent complete | 10
2024 | 5 | 63638 | Horseshoe Solar, LLC | IPP | Horseshoe Solar, LLC | UT | 63984 | HSS | 75 | Solar Photovoltaic | SUN | PV | (V) Under construction, more than 50 percent complete | 75
2024 | 5 | 65281 | Horus Louisiana 1, LLC | IPP | Elizabeth Solar Plant | LA | 66111 | US199 | 125 | Solar Photovoltaic | SUN | PV | (V) Under construction, more than 50 percent complete | 142.8
2024 | 5 | 9417 | Interstate Power and Light Co | Electric Utility | Hy-Vee Customer Hosted 2.25MW Solar | IA | 67097 | PV1 | 2.3 | Solar Photovoltaic | SUN | PV | (V) Under construction, more than 50 percent complete | 2.3
2024 | 5 | 9417 | Interstate Power and Light Co | Electric Utility | Perry Customer Hosted 1MW Solar Project | IA | 67099 | PV1 | 1 | Solar Photovoltaic | SUN | PV | (V) Under construction, more than 50 percent complete | 1
2024 | 5 | 49893 | Invenergy Services LLC | IPP | Delilah Solar Energy LLC | TX | 63194 | GEN1 | 300 | Solar Photovoltaic | SUN | PV | (TS) Construction complete, but not yet in commercial operation | 300
2024 | 5 | 62842 | Lightsource Renewable Energy Asset Management, LLC | IPP | Honeysuckle Solar Farm | IN | 65936 | INHS1 | 150 | Solar Photovoltaic | SUN | PV | (V) Under construction, more than 50 percent complete | 150
2024 | 5 | 65053 | Limestone CSG 2 LLC | IPP | Limestone CSG 2 LLC | ME | 65802 | LMST2 | 1.2 | Solar Photovoltaic | SUN | PV | (TS) Construction complete, but not yet in commercial operation | 2.9
2024 | 5 | 65551 | Magruder Solar, LLC | IPP | Magruder Solar | NY | 66495 | PV1 | 5 | Solar Photovoltaic | SUN | PV | (V) Under construction, more than 50 percent complete | 5
2024 | 5 | 12303 | Merck & Co Inc-West Point | Industrial | West Point (PA) | PA | 52149 | GEN19 | 1 | Natural Gas Internal Combustion Engine | NG | IC | (V) Under construction, more than 50 percent complete | 1
2024 | 5 | 65796 | North Fork Solar Project, LLC | IPP | North Fork Solar Project | OK | 66866 | NFORK | 120 | Solar Photovoltaic | SUN | PV | (U) Under construction, less than or equal to 50 percent complete | 120
2024 | 5 | 64377 | Novel Blilie Solar, LLC | IPP | Novel Blilie Solar LLC | MN | 64865 | BLILE | 1 | Solar Photovoltaic | SUN | PV | (U) Under construction, less than or equal to 50 percent complete | 1
2024 | 5 | 63720 | Ocean Wind, LLC | IPP | Ocean Wind | NJ | 64082 | OCW01 | 1215 | Offshore Wind Turbine | WND | WS | (L) Regulatory approvals pending. Not under construction | 1215
2024 | 5 | 64743 | PPM Solar LLC | IPP | BKV Ponder Solar 1 | TX | 66571 | BKVP1 | 2.5 | Solar Photovoltaic | SUN | PV | (T) Regulatory approvals received. Not under construction | 2.5
2024 | 5 | 65347 | Pearl River Solar Park, LLC | IPP | Pearl River Solar Park LLC | MS | 66239 | GEN01 | 175 | Solar Photovoltaic | SUN | PV | (V) Under construction, more than 50 percent complete | 175
2024 | 5 | 65869 | Prologis Logistics Services Incorporated | IPP | CPA 2132 E Dominguez | CA | 66957 | PE901 | 1 | Solar Photovoltaic | SUN | PV | (U) Under construction, less than or equal to 50 percent complete | 1
2024 | 5 | 63359 | REA Investments, LLC | IPP | Novel Brock Solar LLC | MN | 65024 | BROCK | 1 | Solar Photovoltaic | SUN | PV | (T) Regulatory approvals received. Not under construction | 1
2024 | 5 | 63359 | REA Investments, LLC | IPP | Novel Swenson Solar LLC | MN | 65025 | SWNSN | 1 | Solar Photovoltaic | SUN | PV | (T) Regulatory approvals received. Not under construction | 1
2024 | 5 | 65775 | RPCA Solar 1, LLC | IPP | Avenue 26 Solar | CA | 66809 | A26P1 | 2.6 | Solar Photovoltaic | SUN | PV | (U) Under construction, less than or equal to 50 percent complete | 2.6
2024 | 5 | 65775 | RPCA Solar 1, LLC | IPP | Avenue 26 Solar | CA | 66809 | A26P2 | 5 | Solar Photovoltaic | SUN | PV | (U) Under construction, less than or equal to 50 percent complete | 5
2024 | 5 | 65626 | San Juan Solar I, LLC | IPP | San Juan Solar I | NM | 66574 | SJSS | 100 | Batteries | MWH | BA | (U) Under construction, less than or equal to 50 percent complete | 100
2024 | 5 | 65380 | Steel Solar, LLC | IPP | Steel Solar LLC | UT | 66267 | SS8 | 80 | Solar Photovoltaic | SUN | PV | (U) Under construction, less than or equal to 50 percent complete | 80
2024 | 5 | 65863 | Three Corners Solar, LLC | IPP | Three Corners Solar | ME | 66955 | 18099 | 110 | Solar Photovoltaic | SUN | PV | (U) Under construction, less than or equal to 50 percent complete | 110
2024 | 5 | 65112 | TotalEnergies Distributed Generation, LLC | Commercial | Shasta College PH2 Solar Project | CA | 65940 | SCSP1 | 1.3 | Solar Photovoltaic | SUN | PV | (TS) Construction complete, but not yet in commercial operation | 1.5
2024 | 5 | 65112 | TotalEnergies Distributed Generation, LLC | Commercial | Shasta College PH2 Solar Project | CA | 65940 | SCSPB | 0.5 | Batteries | MWH | BA | (TS) Construction complete, but not yet in commercial operation | 0.5
2024 | 5 | 65173 | United States Solar Corporation | IPP | Spring Prairie Solar LLC | MN | 66972 | SPRPR | 1 | Solar Photovoltaic | SUN | PV | (U) Under construction, less than or equal to 50 percent complete | 1
2024 | 5 | 65173 | United States Solar Corporation | IPP | USS Cogburn Solar LLC | CO | 66436 | USCOG | 2.4 | Solar Photovoltaic | SUN | PV | (T) Regulatory approvals received. Not under construction | 2.4
2024 | 5 | 65173 | United States Solar Corporation | IPP | USS Fruita Solar LLC | CO | 66432 | USGBS | 2 | Solar Photovoltaic | SUN | PV | (T) Regulatory approvals received. Not under construction | 2
2024 | 5 | 65405 | Woodruff County Solar | IPP | Woodruff County Solar | AR | 66282 | PV1 | 122 | Solar Photovoltaic | SUN | PV | (V) Under construction, more than 50 percent complete | 122
2024 | 5 | 65968 | Yellow Pine Solar II, LLC | IPP | Yellow Pine II | NV | 67091 | YP2AB | 53 | Batteries | MWH | BA | (V) Under construction, more than 50 percent complete | 53
2024 | 5 | 65968 | Yellow Pine Solar II, LLC | IPP | Yellow Pine II | NV | 67091 | YP2AP | 60 | Solar Photovoltaic | SUN | PV | (V) Under construction, more than 50 percent complete | 60
2024 | 5 | 65968 | Yellow Pine Solar II, LLC | IPP | Yellow Pine II | NV | 67091 | YP2BB | 32 | Solar Photovoltaic | SUN | PV | (V) Under construction, more than 50 percent complete | 32
2024 | 5 | 65968 | Yellow Pine Solar II, LLC | IPP | Yellow Pine II | NV | 67091 | YP2BP | 65 | Solar Photovoltaic | SUN | PV | (V) Under construction, more than 50 percent complete | 65
2024 | 6 | 64904 | AES Clean Energy | IPP | Baldy Mesa 2_Silver Peak Hybrid | CA | 66885 | SPKBS | 25 | Batteries | MWH | BA | (V) Under construction, more than 50 percent complete | 25
2024 | 6 | 64904 | AES Clean Energy | IPP | Baldy Mesa 2_Silver Peak Hybrid | CA | 66885 | SPKPV | 50 | Solar Photovoltaic | SUN | PV | (V) Under construction, more than 50 percent complete | 50
2024 | 6 | 61012 | AES Distributed Energy | IPP | AES Mountain View Solar | HI | 66002 | MVSBA | 7 | Batteries | MWH | BA | (V) Under construction, more than 50 percent complete | 7
2024 | 6 | 61012 | AES Distributed Energy | IPP | AES Mountain View Solar | HI | 66002 | MVSPV | 7 | Solar Photovoltaic | SUN | PV | (V) Under construction, more than 50 percent complete | 7
2024 | 6 | 65646 | AFTW Storage, LLC | IPP | AFTW Storage, LLC | CA | 66619 | AFTW | 1.2 | Batteries | MWH | BA | (L) Regulatory approvals pending. Not under construction | 1.2
2024 | 6 | 64348 | ASD Three Rivers Road MA Solar LLC | IPP | Three Rivers Solar LLC | MA | 64844 | TRB | 1.4 | Batteries | MWH | BA | (U) Under construction, less than or equal to 50 percent complete | 1.4
2024 | 6 | 64348 | ASD Three Rivers Road MA Solar LLC | IPP | Three Rivers Solar LLC | MA | 64844 | TRS | 4 | Solar Photovoltaic | SUN | PV | (U) Under construction, less than or equal to 50 percent complete | 4
2024 | 6 | 796 | Arizona Electric Pwr Coop Inc | Electric Utility | Apache Station | AZ | 160 | GT5 | 41.4 | Natural Gas Fired Combustion Turbine | NG | GT | (T) Regulatory approvals received. Not under construction | 41.4
2024 | 6 | 796 | Arizona Electric Pwr Coop Inc | Electric Utility | Apache Station | AZ | 160 | GT6 | 41.4 | Natural Gas Fired Combustion Turbine | NG | GT | (T) Regulatory approvals received. Not under construction | 41.4
2024 | 6 | 59474 | BQ Energy LLC | IPP | Yeoman Creek | IL | 61910 | YEOM | 8.8 | Solar Photovoltaic | SUN | PV | (L) Regulatory approvals pending. Not under construction | 8.8
2024 | 6 | 65280 | Babbitt Ranch Energy Center, LLC | IPP | Babbitt Ranch Energy Center | AZ | 66110 | BREC1 | 163 | Onshore Wind Turbine | WND | WT | (U) Under construction, less than or equal to 50 percent complete | 163
2024 | 6 | 65293 | Bartonsville Energy Facility, LLC | IPP | Bartonsville Energy Facility, LLC | VA | 66133 | BTS | 130 | Solar Photovoltaic | SUN | PV | (V) Under construction, more than 50 percent complete | 130
2024 | 6 | 65654 | Birch Creek Development | IPP | Altona Solar, LLC | MO | 66628 | PV | 30 | Solar Photovoltaic | SUN | PV | (U) Under construction, less than or equal to 50 percent complete | 30
2024 | 6 | 65654 | Birch Creek Development | IPP | Salt Creek Township Solar, LLC | IL | 66633 | PV | 50 | Solar Photovoltaic | SUN | PV | (U) Under construction, less than or equal to 50 percent complete | 50
2024 | 6 | 65270 | Blue Elk I Solar, LLC | IPP | Blue Elk I Solar, LLC | MI | 66107 | BEI | 20 | Solar Photovoltaic | SUN | PV | (U) Under construction, less than or equal to 50 percent complete | 20
2024 | 6 | 65765 | Borden County Battery Energy Storage System LLC | IPP | Borden County BESS | TX | 66804 | 1 | 150 | Batteries | MWH | BA | (V) Under construction, more than 50 percent complete | 150
2024 | 6 | 65696 | Brazos Bend BESS, LLC | IPP | Brazos Bend BESS, LLC | TX | 66690 | BEND | 100 | Batteries | MWH | BA | (U) Under construction, less than or equal to 50 percent complete | 100
2024 | 6 | 63883 | Broad Reach Power | IPP | Crockett | TX | 65488 | CROKT | 9.9 | Batteries | MWH | BA | (L) Regulatory approvals pending. Not under construction | 9.9
2024 | 6 | 63883 | Broad Reach Power | IPP | Octans | TX | 65590 | OCTNS | 125 | Batteries | MWH | BA | (L) Regulatory approvals pending. Not under construction | 125
2024 | 6 | 65428 | Callisto I Energy Center | IPP | Callisto I Energy Center | TX | 66338 | CALL1 | 100 | Batteries | MWH | BA | (P) Planned for installation, but regulatory approvals not initiated | 101.6
2024 | 6 | 65870 | Carol Wind, LLC | IPP | Carol Wind, LLC | TX | 66976 | WAPPA | 167.8 | Onshore Wind Turbine | WND | WT | (U) Under construction, less than or equal to 50 percent complete | 167.8
2024 | 6 | 1148 | City of Baldwin City- (KS) | Electric Utility | Baldwin City Plant No 2 | KS | 8020 | 10 | 2 | Petroleum Liquids | DFO | IC | (V) Under construction, more than 50 percent complete | 2.2
2024 | 6 | 1148 | City of Baldwin City- (KS) | Electric Utility | Baldwin City Plant No 2 | KS | 8020 | 9 | 2 | Petroleum Liquids | DFO | IC | (V) Under construction, more than 50 percent complete | 2.2
2024 | 6 | 17845 | City of Springville - (UT) | Electric Utility | Whitehead | UT | 7028 | K3CAT | 2.5 | Natural Gas Internal Combustion Engine | NG | IC | (U) Under construction, less than or equal to 50 percent complete | 2.5
2024 | 6 | 17845 | City of Springville - (UT) | Electric Utility | Whitehead | UT | 7028 | K4CAT | 2.5 | Natural Gas Internal Combustion Engine | NG | IC | (U) Under construction, less than or equal to 50 percent complete | 2.5
2024 | 6 | 17845 | City of Springville - (UT) | Electric Utility | Whitehead | UT | 7028 | K5CAT | 2.5 | Natural Gas Internal Combustion Engine | NG | IC | (U) Under construction, less than or equal to 50 percent complete | 2.5
2024 | 6 | 65780 | Clearwater Wind III, LLC | IPP | Clearwater Wind III | MT | 66811 | CW3 | 100 | Onshore Wind Turbine | WND | WT | (V) Under construction, more than 50 percent complete | 100
2024 | 6 | 64843 | Dakota County, MN | Electric Utility | Byllesby | MN | 50328 | NOR-1 | 2 | Conventional Hydroelectric | WAT | HY | (V) Under construction, more than 50 percent complete | 2
2024 | 6 | 64843 | Dakota County, MN | Electric Utility | Byllesby | MN | 50328 | SOU-2 | 2 | Conventional Hydroelectric | WAT | HY | (V) Under construction, more than 50 percent complete | 2
2024 | 6 | 61610 | Delaware River Solar, LLC | IPP | Route 5 & 20 Community Solar Farm | NY | 62523 | 1093 | 2.3 | Solar Photovoltaic | SUN | PV | (L) Regulatory approvals pending. Not under construction | 2.3
2024 | 6 | 65677 | Dimension Energy LLC | IPP | Kings CSG 3 LLC | CA | 66676 | KING3 | 3 | Solar Photovoltaic | SUN | PV | (V) Under construction, more than 50 percent complete | 3
2024 | 6 | 5248 | Dominion Energy Inc. | Electric Utility | Bookers Mill Solar | VA | 66314 | BMSO | 127 | Solar Photovoltaic | SUN | PV | (U) Under construction, less than or equal to 50 percent complete | 127
2024 | 6 | 5248 | Dominion Energy Inc. | IPP | Madison Solar | VA | 66316 | MDSO | 62.5 | Solar Photovoltaic | SUN | PV | (T) Regulatory approvals received. Not under construction | 62.5
2024 | 6 | 5347 | Dow Chemical Co | Industrial | Plaquemine Cogeneration Plant | LA | 55419 | ST6 | 48.9 | Natural Gas Fired Combined Cycle | NG | CA | (V) Under construction, more than 50 percent complete | 48.9
2024 | 6 | 61785 | EDP Renewables North America LLC | IPP | Scarlet Solar (CA) | CA | 64908 | GEN01 | 160 | Solar Photovoltaic | SUN | PV | (V) Under construction, more than 50 percent complete | 160
2024 | 6 | 61785 | EDP Renewables North America LLC | IPP | Scarlet Solar (CA) | CA | 64908 | GEN02 | 40 | Batteries | MWH | BA | (V) Under construction, more than 50 percent complete | 40
2024 | 6 | 64609 | ENGIE Solidago Solar LLC | IPP | ENGIE Solidago Solar Project - Hybrid | DE | 65304 | BESS | 12.5 | Batteries | MWH | BA | (P) Planned for installation, but regulatory approvals not initiated | 12.5
2024 | 6 | 65368 | Eleven Mile Solar Center, LLC | IPP | Eleven Mile Solar Center | AZ | 66263 | 1111 | 300 | Solar Photovoltaic | SUN | PV | (V) Under construction, more than 50 percent complete | 300
2024 | 6 | 65641 | EnLink Processing Services, LLC | Industrial | Eunice LA Plant | LA | 66615 | STG01 | 4.6 | Natural Gas Steam Turbine | NG | ST | (L) Regulatory approvals pending. Not under construction | 4.7
2024 | 6 | 64458 | Enfield Solar One, LLC | IPP | Enfield Solar One | CT | 65047 | VCP07 | 4 | Solar Photovoltaic | SUN | PV | (P) Planned for installation, but regulatory approvals not initiated | 4
2024 | 6 | 66071 | Franklin Solar Idaho | IPP | Franklin Solar Hybrid | ID | 67190 | FBESS | 100 | Batteries | MWH | BA | (U) Under construction, less than or equal to 50 percent complete | 100
2024 | 6 | 66071 | Franklin Solar Idaho | IPP | Franklin Solar Hybrid | ID | 67190 | FRKLN | 100 | Solar Photovoltaic | SUN | PV | (U) Under construction, less than or equal to 50 percent complete | 100
2024 | 6 | 65097 | Gans Solar, LLC | IPP | Gans Solar | PA | 65902 | 5 | 14 | Solar Photovoltaic | SUN | PV | (P) Planned for installation, but regulatory approvals not initiated | 14
2024 | 6 | 65218 | Glover Creek Solar, LLC | IPP | Glover Creek Solar, LLC | KY | 66047 | GLOVE | 55 | Solar Photovoltaic | SUN | PV | (V) Under construction, more than 50 percent complete | 55
2024 | 6 | 60025 | Greenbacker Renewable Energy Corporation | IPP | Mars Hill | ME | 67154 | 577 | 2.6 | Solar Photovoltaic | SUN | PV | (U) Under construction, less than or equal to 50 percent complete | 2.6
2024 | 6 | 60025 | Greenbacker Renewable Energy Corporation | IPP | Ring Road | MA | 67119 | 686 | 2 | Solar Photovoltaic | SUN | PV | (U) Under construction, less than or equal to 50 percent complete | 2
2024 | 6 | 65805 | GulfStar Power, LLC | IPP | GulfStar Power, LLC | TX | 66871 | BESS | 300 | Batteries | MWH | BA | (T) Regulatory approvals received. Not under construction | 300
2024 | 6 | 65805 | GulfStar Power, LLC | IPP | GulfStar Power, LLC | TX | 66871 | SOLAR | 451.6 | Solar Photovoltaic | SUN | PV | (T) Regulatory approvals received. Not under construction | 451.6
2024 | 6 | 65016 | High River Energy Center, LLC | IPP | High River Energy Center, LLC | NY | 65765 | HR01 | 90 | Solar Photovoltaic | SUN | PV | (L) Regulatory approvals pending. Not under construction | 90
2024 | 6 | 63289 | Key Capture Energy | IPP | TX15 Limousin Oak Storage | TX | 65698 | TX15 | 100 | Batteries | MWH | BA | (U) Under construction, less than or equal to 50 percent complete | 100
2024 | 6 | 50123 | Leeward Asset Management, LLC | IPP | AVEP BESS | CA | 65591 | AVEPB | 126 | Batteries | MWH | BA | (U) Under construction, less than or equal to 50 percent complete | 126
2024 | 6 | 50123 | Leeward Asset Management, LLC | IPP | White Wing Solar | AZ | 60572 | GEN01 | 175 | Solar Photovoltaic | SUN | PV | (V) Under construction, more than 50 percent complete | 175
2024 | 6 | 62842 | Lightsource Renewable Energy Asset Management, LLC | IPP | Oxbow Solar 1 | LA | 65030 | LAVE1 | 300 | Solar Photovoltaic | SUN | PV | (TS) Construction complete, but not yet in commercial operation | 300
2024 | 6 | 65100 | Listonburg Solar, LLC | IPP | Listonburg Solar | PA | 65929 | 8 | 15 | Solar Photovoltaic | SUN | PV | (P) Planned for installation, but regulatory approvals not initiated | 15
2024 | 6 | 61944 | MN8 Energy LLC | IPP | Dynamic - Wales Pond Road | ME | 67010 | GEN1 | 4.9 | Solar Photovoltaic | SUN | PV | (U) Under construction, less than or equal to 50 percent complete | 4.9
2024 | 6 | 65131 | Mammoth North, LLC | IPP | Mammoth North Solar | IN | 65957 | GEN1 | 400 | Solar Photovoltaic | SUN | PV | (V) Under construction, more than 50 percent complete | 400
2024 | 6 | 12320 | Merck & Co Inc | Industrial | Elkton | VA | 52148 | GEN8 | 2 | Natural Gas Internal Combustion Engine | NG | IC | (U) Under construction, less than or equal to 50 percent complete | 2
2024 | 6 | 63968 | Mockingbird Solar Center, LLC | IPP | Mockingbird Solar Center | TX | 64347 | 7777 | 471 | Solar Photovoltaic | SUN | PV | (V) Under construction, more than 50 percent complete | 471
2024 | 6 | 65964 | Montgomery Ranch Wind Farm, LLC | IPP | Montgomery Ranch Wind Farm, LLC | TX | 67095 | MR1 | 202.5 | Onshore Wind Turbine | WND | WT | (U) Under construction, less than or equal to 50 percent complete | 202.5
2024 | 6 | 62759 | National Grid Renewables | IPP | Fayette Solar | OH | 67166 | FYTSL | 45 | Solar Photovoltaic | SUN | PV | (V) Under construction, more than 50 percent complete | 45
2024 | 6 | 13402 | Nevada Irrigation District | IPP | Loma Rica Hydroelectric Powerhouse | CA | 60988 | HY1 | 1.4 | Conventional Hydroelectric | WAT | HY | (P) Planned for installation, but regulatory approvals not initiated | 1.4
2024 | 6 | 65550 | Nova Power, LLC | IPP | Menifee Power Bank | CA | 66494 | NOVA1 | 230 | Batteries | MWH | BA | (V) Under construction, more than 50 percent complete | 230
2024 | 6 | 65550 | Nova Power, LLC | IPP | Menifee Power Bank | CA | 66494 | NOVA2 | 230 | Batteries | MWH | BA | (U) Under construction, less than or equal to 50 percent complete | 230
2024 | 6 | 65778 | OE_CAB1 | IPP | OE_CAB1 | CA | 66808 | OCAB | 99.7 | Solar Photovoltaic | SUN | PV | (L) Regulatory approvals pending. Not under construction | 99.7
2024 | 6 | 63755 | Old 300 Solar Center, LLC | IPP | Old 300 Solar Center, LLC | TX | 64133 | 2222 | 430 | Solar Photovoltaic | SUN | PV | (V) Under construction, more than 50 percent complete | 430
2024 | 6 | 65098 | Pechin Solar, LLC | IPP | Pechin Solar | PA | 65903 | 9 | 14 | Solar Photovoltaic | SUN | PV | (P) Planned for installation, but regulatory approvals not initiated | 14
2024 | 6 | 64610 | Powells Creek Farm Solar, LLC | IPP | Powells Creek Solar - Hybrid | VA | 65305 | BESS | 17.5 | Batteries | MWH | BA | (P) Planned for installation, but regulatory approvals not initiated | 17.5
2024 | 6 | 65648 | Prairie Mist Solar Project, LLC | IPP | Prairie Mist Solar | AR | 66625 | 78661 | 100 | Solar Photovoltaic | SUN | PV | (T) Regulatory approvals received. Not under construction | 109.2
2024 | 6 | 65392 | Riverstart Solar Park III LLC | IPP | Riverstart Solar Park III | IN | 66269 | RSS03 | 100 | Solar Photovoltaic | SUN | PV | (V) Under construction, more than 50 percent complete | 100
2024 | 6 | 65826 | Roadrunner Crossing Wind Farm, LLC | IPP | Roadrunner Wind Farm | TX | 66902 | 5317 | 256 | Onshore Wind Turbine | WND | WT | (U) Under construction, less than or equal to 50 percent complete | 256
2024 | 6 | 63778 | SR Litchfield, LLC | IPP | SR Litchfield | CT | 64161 | LITCH | 19.8 | Solar Photovoltaic | SUN | PV | (T) Regulatory approvals received. Not under construction | 19.8
2024 | 6 | 16534 | Sacramento Municipal Util Dist | Electric Utility | Solano Wind | CA | 7526 | 4 | 85.5 | Onshore Wind Turbine | WND | WT | (P) Planned for installation, but regulatory approvals not initiated | 85.5
2024 | 6 | 64607 | Salt City Solar LLC | IPP | Salt City Solar Project - Hybrid | OH | 65302 | BESS | 12.5 | Batteries | MWH | BA | (P) Planned for installation, but regulatory approvals not initiated | 12.5
2024 | 6 | 65418 | Sierra Estrella Energy Storage, LLC | IPP | Sierra Estrella Energy Storage | AZ | 66334 | BESS3 | 250 | Batteries | MWH | BA | (V) Under construction, more than 50 percent complete | 250
2024 | 6 | 64994 | SolRiver Capital LLC | IPP | Rhubarb One SC | SC | 59596 | PV1 | 9.6 | Solar Photovoltaic | SUN | PV | (L) Regulatory approvals pending. Not under construction | 9.6
2024 | 6 | 17609 | Southern California Edison Co | Electric Utility | Anode (Springville) BESS | CA | 65458 | ANOD1 | 112.5 | Batteries | MWH | BA | (V) Under construction, more than 50 percent complete | 112.5
2024 | 6 | 17609 | Southern California Edison Co | Electric Utility | Anode (Springville) BESS | CA | 65458 | ANOD2 | 112.5 | Batteries | MWH | BA | (V) Under construction, more than 50 percent complete | 112.5
2024 | 6 | 64778 | Strata Manager, LLC | IPP | Inland Empire Energy Storage | CA | 66726 | IEESS | 70 | Batteries | MWH | BA | (P) Planned for installation, but regulatory approvals not initiated | 70
2024 | 6 | 60970 | SunShare Management | IPP | Buffalo Sun CSG | MN | 66070 | BUFFS | 1 | Solar Photovoltaic | SUN | PV | (P) Planned for installation, but regulatory approvals not initiated | 1
2024 | 6 | 65970 | Sunlight Road Solar, LLC | IPP | Sunlight Road Solar | LA | 67071 | SRS | 50 | Solar Photovoltaic | SUN | PV | (U) Under construction, less than or equal to 50 percent complete | 50
2024 | 6 | 64612 | Sunnybrook Farm Solar, LLC | IPP | Sunnybrook Solar Project - Hybrid | VA | 65307 | SUNB | 12.5 | Batteries | MWH | BA | (P) Planned for installation, but regulatory approvals not initiated | 12.5
2024 | 6 | 65419 | Superstition Energy Storage, LLC | IPP | Superstition Energy Storage | AZ | 66333 | BESS4 | 90 | Batteries | MWH | BA | (T) Regulatory approvals received. Not under construction | 90
2024 | 6 | 56789 | TBE Montgomery LLC | IPP | TBE-Montgomery LLC | NY | 57472 | CTG | 11.6 | Other Waste Biomass | OBG | CT | (U) Under construction, less than or equal to 50 percent complete | 12
2024 | 6 | 56789 | TBE Montgomery LLC | IPP | TBE-Montgomery LLC | NY | 57472 | STG | 7.4 | Other Waste Biomass | OBG | CA | (U) Under construction, less than or equal to 50 percent complete | 9
2024 | 6 | 65552 | Terra-Gen Operating Co-BESS 2 | IPP | Beaumont BESS | CA | 66461 | GEN1 | 100 | Batteries | MWH | BA | (U) Under construction, less than or equal to 50 percent complete | 116.6
2024 | 6 | 61950 | Terra-Gen Operating Co-Solar | IPP | Lockhart ESS, LLC | CA | 66946 | LHESS | 45 | Batteries | MWH | BA | (V) Under construction, more than 50 percent complete | 45
2024 | 6 | 59598 | Tooele Army Depot | IPP | Tooele Army Depot(CSG) | UT | 59817 | PV2 | 1.5 | Solar Photovoltaic | SUN | PV | (U) Under construction, less than or equal to 50 percent complete | 1.5
2024 | 6 | 65685 | Tumbleweed Energy Storage, LLC | IPP | Tumbleweed Energy Storage | CA | 66666 | TWES1 | 50 | Batteries | MWH | BA | (U) Under construction, less than or equal to 50 percent complete | 50
2024 | 6 | 64966 | Vikings Energy Farm, LLC | IPP | Vikings Energy Farm | CA | 65711 | GEN1 | 136.8 | Solar Photovoltaic | SUN | PV | (U) Under construction, less than or equal to 50 percent complete | 136.8
2024 | 6 | 65555 | West Tambo Clean Power II | IPP | West Tambo Clean Power II | CA | 66506 | WEST2 | 2 | Solar Photovoltaic | SUN | PV | (U) Under construction, less than or equal to 50 percent complete | 2
2024 | 7 | 57416 | Acciona Energy USA Global, LLC | IPP | Red Tailed Hawk Solar LLC | TX | 66157 | GEN1 | 350 | Solar Photovoltaic | SUN | PV | (V) Under construction, more than 50 percent complete | 350
2024 | 7 | 65654 | Birch Creek Development | IPP | RIchland Township Solar, LLC | IL | 66630 | PV | 35 | Solar Photovoltaic | SUN | PV | (U) Under construction, less than or equal to 50 percent complete | 35
2024 | 7 | 59319 | Cotton Solar, LLC | IPP | Cotton Solar | SC | 59572 | PV1 | 16 | Solar Photovoltaic | SUN | PV | (T) Regulatory approvals received. Not under construction | 16
2024 | 7 | 5347 | Dow Chemical Co | Industrial | Plaquemine Cogeneration Plant | LA | 55419 | ST7 | 48.9 | Natural Gas Fired Combined Cycle | NG | CA | (V) Under construction, more than 50 percent complete | 48.9
2024 | 7 | 65594 | EnerSmart Storage | IPP | EnerSmart Mesa Heights Sub Station | CA | 66552 | MH162 | 3 | Batteries | MWH | BA | (L) Regulatory approvals pending. Not under construction | 3
2024 | 7 | 65620 | Fox Garden LLC | IPP | Fox Garden | MN | 66576 | MNC07 | 0.9 | Solar Photovoltaic | SUN | PV | (T) Regulatory approvals received. Not under construction | 0.9
2024 | 7 | 66067 | Groton BESS 1 LLC | IPP | Groton BESS 1 | MA | 67185 | 90911 | 2 | Batteries | MWH | BA | (U) Under construction, less than or equal to 50 percent complete | 2
2024 | 7 | 65650 | Harvest Gold Solar Power, LLC | IPP | Harvest Gold Solar | MS | 66623 | HGS | 99 | Solar Photovoltaic | SUN | PV | (V) Under construction, more than 50 percent complete | 99
2024 | 7 | 65829 | Hill Solar 1, LLC | IPP | Hill Solar 1, LLC | TX | 66912 | HS1 | 405 | Solar Photovoltaic | SUN | PV | (U) Under construction, less than or equal to 50 percent complete | 405
2024 | 7 | 66068 | Holden BESS 1 LLC | IPP | Holden BESS 1 | MA | 67186 | 90913 | 5 | Batteries | MWH | BA | (U) Under construction, less than or equal to 50 percent complete | 5
2024 | 7 | 9191 | Idaho Power Co | Electric Utility | Franklin Battery Storage | ID | 67183 | FRBS | 60 | Batteries | MWH | BA | (U) Under construction, less than or equal to 50 percent complete | 60
2024 | 7 | 9191 | Idaho Power Co | Electric Utility | Hemmingway BESS | ID | 66325 | HGWP2 | 36 | Batteries | MWH | BA | (U) Under construction, less than or equal to 50 percent complete | 36
2024 | 7 | 63289 | Key Capture Energy | IPP | TX10 Hummingbird Storage | TX | 65693 | TX10 | 100 | Batteries | MWH | BA | (U) Under construction, less than or equal to 50 percent complete | 100
2024 | 7 | 65874 | Liberty County Solar Project, LLC | IPP | Liberty County Solar Project | TX | 67159 | LIBCO | 100 | Solar Photovoltaic | SUN | PV | (U) Under construction, less than or equal to 50 percent complete | 109.9
2024 | 7 | 65984 | Longbow BESS, LLC | IPP | Longbow BESS, LLC | TX | 67083 | LBBES | 174 | Batteries | MWH | BA | (U) Under construction, less than or equal to 50 percent complete | 174
2024 | 7 | 13407 | Nevada Power Co | Electric Utility | Silverhawk | NV | 55841 | CT3 | 222.6 | Natural Gas Fired Combustion Turbine | NG | GT | (U) Under construction, less than or equal to 50 percent complete | 210.1
2024 | 7 | 13407 | Nevada Power Co | Electric Utility | Silverhawk | NV | 55841 | CT4 | 222.6 | Natural Gas Fired Combustion Turbine | NG | GT | (U) Under construction, less than or equal to 50 percent complete | 210.1
2024 | 7 | 64752 | Perendale Holdings, LLC | IPP | Perendale Holdings, LLC | NC | 65426 | GEN1 | 7.5 | Solar Photovoltaic | SUN | PV | (U) Under construction, less than or equal to 50 percent complete | 7.5
2024 | 7 | 65934 | River Fork Solar, LLC | IPP | River Fork Solar, LLC | MI | 67008 | RFSLR | 149 | Solar Photovoltaic | SUN | PV | (U) Under construction, less than or equal to 50 percent complete | 149
2024 | 7 | 64673 | Ross County Solar, LLC | IPP | Ross County Solar, LLC | OH | 65343 | ROSS | 120 | Solar Photovoltaic | SUN | PV | (P) Planned for installation, but regulatory approvals not initiated | 120
2024 | 7 | 16609 | San Diego Gas & Electric Co | Electric Utility | Santee BESS | CA | 67118 | 1 | 10 | Batteries | MWH | BA | (U) Under construction, less than or equal to 50 percent complete | 10
2024 | 7 | 65626 | San Juan Solar I, LLC | IPP | San Juan Solar I | NM | 66574 | SANS | 200 | Solar Photovoltaic | SUN | PV | (U) Under construction, less than or equal to 50 percent complete | 200
2024 | 7 | 60531 | Standard Solar | IPP | Woodville Solar | RI | 64530 | 1 | 4.5 | Solar Photovoltaic | SUN | PV | (U) Under construction, less than or equal to 50 percent complete | 4.5
2024 | 7 | 62936 | TREX US Red Holly LLC | IPP | TREX US Red Holly | TX | 63202 | 701-S | 50 | Batteries | MWH | BA | (L) Regulatory approvals pending. Not under construction | 50
2024 | 7 | 65685 | Tumbleweed Energy Storage, LLC | IPP | Tumbleweed Energy Storage | CA | 66666 | TWES2 | 75 | Batteries | MWH | BA | (U) Under construction, less than or equal to 50 percent complete | 75
2024 | 7 | 65173 | United States Solar Corporation | IPP | MN East Regal LLC | MN | 66973 | MNERL | 1 | Solar Photovoltaic | SUN | PV | (T) Regulatory approvals received. Not under construction | 1
2024 | 7 | 65777 | Urban Grid Solar | IPP | Foxglove Solar | VA | 66841 | FOXG1 | 75 | Solar Photovoltaic | SUN | PV | (U) Under construction, less than or equal to 50 percent complete | 75
2024 | 7 | 65645 | Wadley Solar, LLC | IPP | Wadley Solar | GA | 66626 | WADLE | 260 | Solar Photovoltaic | SUN | PV | (T) Regulatory approvals received. Not under construction | 260
2024 | 8 | 65684 | 549 Doles Ridge Rd Solar LLC | IPP | 549 Doles Ridge Rd Solar LLC | ME | 66665 | 549DR | 4.9 | Solar Photovoltaic | SUN | PV | (T) Regulatory approvals received. Not under construction | 4.9
2024 | 8 | 65700 | Atrisco Energy Storage LLC | IPP | Atrisco Energy Storage | NM | 66694 | ATRES | 300 | Solar Photovoltaic | SUN | PV | (U) Under construction, less than or equal to 50 percent complete | 300
2024 | 8 | 65788 | Ben Milam Solar 1 LLC | IPP | Orion I Solar Project | TX | 66859 | ORN1 | 200 | Solar Photovoltaic | SUN | PV | (T) Regulatory approvals received. Not under construction | 200
2024 | 8 | 65782 | Ben Milam Solar 3 LLC | IPP | Orion III Solar Project | TX | 66821 | ORN3 | 250 | Solar Photovoltaic | SUN | PV | (T) Regulatory approvals received. Not under construction | 250
2024 | 8 | 58416 | California State University, Northridge | Commercial | CSU Northridge Plant | CA | 58422 | G6PV | 0.7 | Solar Photovoltaic | SUN | PV | (P) Planned for installation, but regulatory approvals not initiated | 0.8
2024 | 8 | 20806 | City of Windom | Electric Utility | Windom | MN | 2023 | CAT5 | 2.8 | Petroleum Liquids | DFO | IC | (P) Planned for installation, but regulatory approvals not initiated | 3.1
2024 | 8 | 20806 | City of Windom | Electric Utility | Windom | MN | 2023 | CAT6 | 2.8 | Petroleum Liquids | DFO | IC | (P) Planned for installation, but regulatory approvals not initiated | 3.1
2024 | 8 | 59656 | Desert Quartzite LLC | IPP | Desert Quartzite | CA | 59871 | GEN01 | 300 | Solar Photovoltaic | SUN | PV | (U) Under construction, less than or equal to 50 percent complete | 300
2024 | 8 | 59656 | Desert Quartzite LLC | IPP | Desert Quartzite | CA | 59871 | GEN02 | 150 | Batteries | MWH | BA | (U) Under construction, less than or equal to 50 percent complete | 150
2024 | 8 | 17539 | Dominion Energy South Carolina, Inc | Electric Utility | Bushy Park Combustion Turbine Facility | SC | 66600 | CT1 | 40.3 | Natural Gas Fired Combustion Turbine | NG | GT | (U) Under construction, less than or equal to 50 percent complete | 65.4
2024 | 8 | 58468 | Dominion Renewable Energy | IPP | Springfield Solar | VA | 65317 | SPRG | 2 | Solar Photovoltaic | SUN | PV | (U) Under construction, less than or equal to 50 percent complete | 2
2024 | 8 | 64946 | EDPR CA Solar Park LLC | IPP | Sandrini Solar 200 | CA | 65663 | GEN01 | 100 | Solar Photovoltaic | SUN | PV | (V) Under construction, more than 50 percent complete | 100
2024 | 8 | 58135 | Ecos Energy LLC | IPP | Apple Hill Solar | VT | 61037 | APPL | 2 | Solar Photovoltaic | SUN | PV | (U) Under construction, less than or equal to 50 percent complete | 2
2024 | 8 | 65444 | Erie Solar, LLC | IPP | Erie Solar, LLC | PA | 66365 | ERIE | 20 | Solar Photovoltaic | SUN | PV | (L) Regulatory approvals pending. Not under construction | 20
2024 | 8 | 65932 | Greasewood II LLC | IPP | Greasewood II LLC | TX | 67006 | TBSP | 306 | Solar Photovoltaic | SUN | PV | (U) Under construction, less than or equal to 50 percent complete | 306
2024 | 8 | 65451 | Grizzly Ridge Solar LLC | Commercial | Grizzly Ridge Solar | TX | 66410 | 596 | 10 | Batteries | MWH | BA | (P) Planned for installation, but regulatory approvals not initiated | 10
2024 | 8 | 66033 | Groton BESS 2 LLC | IPP | Groton BESS 2 | MA | 67162 | 90910 | 2 | Batteries | MWH | BA | (V) Under construction, more than 50 percent complete | 2
2024 | 8 | 62842 | Lightsource Renewable Energy Asset Management, LLC | IPP | Second Division Solar | TX | 65981 | TXSD1 | 100 | Solar Photovoltaic | SUN | PV | (U) Under construction, less than or equal to 50 percent complete | 100
2024 | 8 | 61944 | MN8 Energy LLC | IPP | Dynamic - Gray Solar | ME | 67014 | GEN1 | 4.9 | Solar Photovoltaic | SUN | PV | (U) Under construction, less than or equal to 50 percent complete | 4.9
2024 | 8 | 61944 | MN8 Energy LLC | IPP | Dynamic - Leeds Solar | ME | 67013 | GEN1 | 4.9 | Solar Photovoltaic | SUN | PV | (T) Regulatory approvals received. Not under construction | 4.9
2024 | 8 | 13683 | North Carolina El Member Corp | Electric Utility | Archie Horne | NC | 67040 | BAT1 | 10 | Batteries | MWH | BA | (U) Under construction, less than or equal to 50 percent complete | 10
2024 | 8 | 13683 | North Carolina El Member Corp | Electric Utility | Butler | NC | 67042 | BAT1 | 10 | Batteries | MWH | BA | (U) Under construction, less than or equal to 50 percent complete | 10
2024 | 8 | 13683 | North Carolina El Member Corp | Electric Utility | Davistown-Mercer | NC | 67036 | BAT1 | 2.5 | Batteries | MWH | BA | (P) Planned for installation, but regulatory approvals not initiated | 2.5
2024 | 8 | 13683 | North Carolina El Member Corp | Electric Utility | Double Creek | NC | 67043 | BAT1 | 5 | Batteries | MWH | BA | (U) Under construction, less than or equal to 50 percent complete | 5
2024 | 8 | 13683 | North Carolina El Member Corp | Electric Utility | Fairfield Harbor | NC | 67044 | BAT1 | 5 | Batteries | MWH | BA | (U) Under construction, less than or equal to 50 percent complete | 5
2024 | 8 | 13683 | North Carolina El Member Corp | Electric Utility | McLauchin | NC | 67041 | BAT1 | 15 | Batteries | MWH | BA | (U) Under construction, less than or equal to 50 percent complete | 15
2024 | 8 | 13683 | North Carolina El Member Corp | Electric Utility | Medoc | NC | 67037 | BAT1 | 2.5 | Batteries | MWH | BA | (U) Under construction, less than or equal to 50 percent complete | 2.5
2024 | 8 | 65550 | Nova Power, LLC | IPP | Menifee Power Bank | CA | 66494 | NOVA3 | 50 | Batteries | MWH | BA | (U) Under construction, less than or equal to 50 percent complete | 50
2024 | 8 | 14127 | Omaha Public Power District | Electric Utility | Standing Bear Lake | NE | 64548 | 1 | 16.8 | Natural Gas Internal Combustion Engine | NG | IC | (V) Under construction, more than 50 percent complete | 18.1
2024 | 8 | 14127 | Omaha Public Power District | Electric Utility | Standing Bear Lake | NE | 64548 | 2 | 16.8 | Natural Gas Internal Combustion Engine | NG | IC | (V) Under construction, more than 50 percent complete | 18.1
2024 | 8 | 14127 | Omaha Public Power District | Electric Utility | Standing Bear Lake | NE | 64548 | 3 | 16.8 | Natural Gas Internal Combustion Engine | NG | IC | (V) Under construction, more than 50 percent complete | 18.1
2024 | 8 | 14127 | Omaha Public Power District | Electric Utility | Standing Bear Lake | NE | 64548 | 4 | 16.8 | Natural Gas Internal Combustion Engine | NG | IC | (V) Under construction, more than 50 percent complete | 18.1
2024 | 8 | 14127 | Omaha Public Power District | Electric Utility | Standing Bear Lake | NE | 64548 | 5 | 16.8 | Natural Gas Internal Combustion Engine | NG | IC | (V) Under construction, more than 50 percent complete | 18.1
2024 | 8 | 14127 | Omaha Public Power District | Electric Utility | Standing Bear Lake | NE | 64548 | 6 | 16.8 | Natural Gas Internal Combustion Engine | NG | IC | (V) Under construction, more than 50 percent complete | 18.1
2024 | 8 | 14127 | Omaha Public Power District | Electric Utility | Standing Bear Lake | NE | 64548 | 7 | 16.8 | Natural Gas Internal Combustion Engine | NG | IC | (V) Under construction, more than 50 percent complete | 18.1
2024 | 8 | 14127 | Omaha Public Power District | Electric Utility | Standing Bear Lake | NE | 64548 | 8 | 16.8 | Natural Gas Internal Combustion Engine | NG | IC | (V) Under construction, more than 50 percent complete | 18.1
2024 | 8 | 14127 | Omaha Public Power District | Electric Utility | Standing Bear Lake | NE | 64548 | 9 | 16.8 | Natural Gas Internal Combustion Engine | NG | IC | (V) Under construction, more than 50 percent complete | 18.1
2024 | 8 | 14127 | Omaha Public Power District | Electric Utility | Turtle Creek | NE | 64547 | 1 | 221.1 | Natural Gas Fired Combustion Turbine | NG | GT | (V) Under construction, more than 50 percent complete | 264
2024 | 8 | 14127 | Omaha Public Power District | Electric Utility | Turtle Creek | NE | 64547 | 2 | 221.1 | Natural Gas Fired Combustion Turbine | NG | GT | (V) Under construction, more than 50 percent complete | 264
2024 | 8 | 65618 | Pickerel Garden LLC | IPP | Pickerel Garden | MN | 66578 | MNC03 | 0.9 | Solar Photovoltaic | SUN | PV | (T) Regulatory approvals received. Not under construction | 0.9
2024 | 8 | 64994 | SolRiver Capital LLC | IPP | Canyonville Solar LLC (CSG) | OR | 66340 | PV1 | 2.5 | Solar Photovoltaic | SUN | PV | (L) Regulatory approvals pending. Not under construction | 2.5
2024 | 8 | 64994 | SolRiver Capital LLC | IPP | Marble Solar LLC (CSG) | OR | 66351 | PV1 | 2.9 | Solar Photovoltaic | SUN | PV | (L) Regulatory approvals pending. Not under construction | 2.9
2024 | 8 | 64994 | SolRiver Capital LLC | IPP | Wallace Solar LLC (CSG) | OR | 66355 | PV1 | 3 | Solar Photovoltaic | SUN | PV | (L) Regulatory approvals pending. Not under construction | 3
2024 | 8 | 65777 | Urban Grid Solar | IPP | Alton Post Office Solar | VA | 66837 | ALPT1 | 82.1 | Solar Photovoltaic | SUN | PV | (U) Under construction, less than or equal to 50 percent complete | 75.1
2024 | 8 | 20847 | Wisconsin Electric Power Co | Electric Utility | Paris Solar | WI | 65967 | PSLR1 | 200 | Solar Photovoltaic | SUN | PV | (U) Under construction, less than or equal to 50 percent complete | 200
2024 | 9 | 65654 | Birch Creek Development | IPP | Envoy Solar, LLC | MO | 66629 | PV | 50 | Solar Photovoltaic | SUN | PV | (T) Regulatory approvals received. Not under construction | 50
2024 | 9 | 63883 | Broad Reach Power | IPP | Noosa Energy Storage LLC | CA | 64531 | KOV4A | 99 | Batteries | MWH | BA | (T) Regulatory approvals received. Not under construction | 99
2024 | 9 | 65931 | Cardinal Solar, LLC | IPP | Cardinal Solar, LLC | PA | 67007 | CARD | 20 | Solar Photovoltaic | SUN | PV | (T) Regulatory approvals received. Not under construction | 20
2024 | 9 | 65568 | Catalyze Sunnyvale 367 Long Creek Road Microgrid, LLC | IPP | TX Sunnyvale 367 Long Creek Road Solar | TX | 66520 | 19644 | 2 | Solar Photovoltaic | SUN | PV | (T) Regulatory approvals received. Not under construction | 2
2024 | 9 | 61610 | Delaware River Solar, LLC | IPP | Chidsey Hill Road Solar | NY | 65828 | 1666 | 3 | Solar Photovoltaic | SUN | PV | (T) Regulatory approvals received. Not under construction | 3
2024 | 9 | 6455 | Duke Energy Florida, LLC | Electric Utility | Falmouth Renewable Energy Center | FL | 66639 | PV1 | 74.9 | Solar Photovoltaic | SUN | PV | (U) Under construction, less than or equal to 50 percent complete | 74.9
2024 | 9 | 64947 | EDPR CA Solar Park II LLC | IPP | Sandrini Solar 100 | CA | 65664 | GEN02 | 100 | Solar Photovoltaic | SUN | PV | (V) Under construction, more than 50 percent complete | 100
2024 | 9 | 65985 | EF NY CDG 010, LLC | IPP | NY Attica 264 Maplewood Rd | NY | 67136 | 20496 | 3.6 | Solar Photovoltaic | SUN | PV | (L) Regulatory approvals pending. Not under construction | 3.6
2024 | 9 | 65594 | EnerSmart Storage | IPP | EnerSmart El Cajon BESS | CA | 66754 | EC01 | 3 | Batteries | MWH | BA | (L) Regulatory approvals pending. Not under construction | 3
2024 | 9 | 65693 | Graceland Solar, LLC | IPP | Graceland Solar, LLC | TN | 66687 | GRA1 | 150 | Solar Photovoltaic | SUN | PV | (T) Regulatory approvals received. Not under construction | 150
2024 | 9 | 60025 | Greenbacker Renewable Energy Corporation | IPP | Our Katahdin | ME | 67155 | 696 | 5 | Solar Photovoltaic | SUN | PV | (U) Under construction, less than or equal to 50 percent complete | 5
2024 | 9 | 65808 | La Casa Wind, LLC | IPP | La Casa Wind | TX | 66919 | 5309 | 152 | Onshore Wind Turbine | WND | WT | (L) Regulatory approvals pending. Not under construction | 152
2024 | 9 | 12303 | Merck & Co Inc-West Point | Industrial | West Point (PA) | PA | 52149 | GEN20 | 2 | Natural Gas Internal Combustion Engine | NG | IC | (V) Under construction, more than 50 percent complete | 2
2024 | 9 | 65550 | Nova Power, LLC | IPP | Menifee Power Bank | CA | 66494 | NOVA4 | 110 | Batteries | MWH | BA | (U) Under construction, less than or equal to 50 percent complete | 110
2024 | 9 | 65398 | Peregrine Energy Storage, LLC | IPP | Peregrine Energy Storage LLC | CA | 66286 | PERE1 | 200 | Batteries | MWH | BA | (L) Regulatory approvals pending. Not under construction | 200
2024 | 9 | 65869 | Prologis Logistics Services Incorporated | IPP | CPA Wilmington 1 | CA | 66959 | PE001 | 1.8 | Solar Photovoltaic | SUN | PV | (U) Under construction, less than or equal to 50 percent complete | 1.8
2024 | 9 | 60970 | SunShare Management | IPP | Oster Sun CSG | MN | 66072 | OSTRS | 1 | Solar Photovoltaic | SUN | PV | (P) Planned for installation, but regulatory approvals not initiated | 1
2024 | 9 | 60970 | SunShare Management | IPP | Quarry Sun CSG | MN | 66073 | QURYS | 1 | Solar Photovoltaic | SUN | PV | (P) Planned for installation, but regulatory approvals not initiated | 1
2024 | 9 | 18454 | Tampa Electric Co | Electric Utility | Dover Energy Storage | FL | 67120 | BESS1 | 15 | Batteries | MWH | BA | (U) Under construction, less than or equal to 50 percent complete | 15
2024 | 9 | 65552 | Terra-Gen Operating Co-BESS 2 | IPP | Placerita ESS | CA | 66462 | GEN1 | 80 | Batteries | MWH | BA | (U) Under construction, less than or equal to 50 percent complete | 88
2024 | 9 | 65552 | Terra-Gen Operating Co-BESS 2 | IPP | Sagebrush Solar 2 ESS 40 | CA | 66949 | 1 | 40 | Batteries | MWH | BA | (V) Under construction, more than 50 percent complete | 40
2024 | 9 | 65552 | Terra-Gen Operating Co-BESS 2 | IPP | Sagebrush Solar 2 ESS 59 | CA | 66950 | 1 | 59 | Batteries | MWH | BA | (V) Under construction, more than 50 percent complete | 59
2024 | 9 | 65875 | Washington County Solar, LLC | IPP | Washington County Solar | GA | 66990 | WASH | 150 | Solar Photovoltaic | SUN | PV | (T) Regulatory approvals received. Not under construction | 150
2024 | 10 | 61222 | 174 Power Global Corp. | IPP | Black Hollow Sun, LLC | CO | 64745 | BHS01 | 150 | Solar Photovoltaic | SUN | PV | (P) Planned for installation, but regulatory approvals not initiated | 150
2024 | 10 | 65819 | Ables Springs Solar, LLC | IPP | Ables Springs Solar & Storage | TX | 66905 | BESS | 100 | Batteries | MWH | BA | (T) Regulatory approvals received. Not under construction | 100
2024 | 10 | 61514 | Agilitas Energy, LLC | IPP | Manorville II | NY | 64758 | MAN | 0.6 | Solar Photovoltaic | SUN | PV | (L) Regulatory approvals pending. Not under construction | 0.6
2024 | 10 | 61514 | Agilitas Energy, LLC | IPP | Manorville II | NY | 64758 | MANB | 0.8 | Batteries | MWH | BA | (L) Regulatory approvals pending. Not under construction | 0.8
2024 | 10 | 61514 | Agilitas Energy, LLC | IPP | Patchogue ESS | NY | 64761 | PAT | 2 | Batteries | MWH | BA | (L) Regulatory approvals pending. Not under construction | 2
2024 | 10 | 15399 | Avangrid Renewables LLC | IPP | Daybreak Solar | OR | 64974 | DBS1 | 140 | Solar Photovoltaic | SUN | PV | (U) Under construction, less than or equal to 50 percent complete | 140
2024 | 10 | 66001 | Bayou Galion Solar Project, LLC | IPP | Bayou Galion Solar Project | LA | 67104 | BAYOU | 98.1 | Solar Photovoltaic | SUN | PV | (U) Under construction, less than or equal to 50 percent complete | 98.1
2024 | 10 | 65742 | Blue Bird Solar, LLC | IPP | Blue Bird Solar, LLC | MO | 66747 | BBS | 139 | Solar Photovoltaic | SUN | PV | (U) Under construction, less than or equal to 50 percent complete | 139
2024 | 10 | 5416 | Duke Energy Carolinas, LLC | Electric Utility | Lincoln Combustion | NC | 7277 | 17 | 517 | Natural Gas Fired Combustion Turbine | NG | GT | (V) Under construction, more than 50 percent complete | 536.4
2024 | 10 | 5701 | El Paso Electric Co | Electric Utility | Chihuahuan Desert Solar | TX | 67174 | 10TXC | 10 | Solar Photovoltaic | SUN | PV | (U) Under construction, less than or equal to 50 percent complete | 10
2024 | 10 | 64428 | Evergy, Inc. | IPP | Osawatomie Solar | KS | 67025 | PV | 4.9 | Solar Photovoltaic | SUN | PV | (U) Under construction, less than or equal to 50 percent complete | 4.9
2024 | 10 | 65381 | Gravel Pit Solar, LLC | IPP | Gravel Pit Solar, LLC | CT | 66268 | GPS03 | 70 | Solar Photovoltaic | SUN | PV | (V) Under construction, more than 50 percent complete | 70
2024 | 10 | 65381 | Gravel Pit Solar, LLC | IPP | Gravel Pit Solar, LLC | CT | 66268 | GPS04 | 50 | Solar Photovoltaic | SUN | PV | (V) Under construction, more than 50 percent complete | 50
2024 | 10 | 62008 | Hale Kuawehi Solar LLC | IPP | Hale Kuawehi Solar Hybrid | HI | 62529 | HKSOL | 30 | Solar Photovoltaic | SUN | PV | (U) Under construction, less than or equal to 50 percent complete | 30
2024 | 10 | 63416 | Ho'Ohana Solar 1 LLC | IPP | Ho'Ohana Solar 1 | HI | 63723 | H0001 | 52 | Solar Photovoltaic | SUN | PV | (U) Under construction, less than or equal to 50 percent complete | 52
2024 | 10 | 63416 | Ho'Ohana Solar 1 LLC | IPP | Ho'Ohana Solar 1 | HI | 63723 | HESS1 | 52 | Batteries | MWH | BA | (U) Under construction, less than or equal to 50 percent complete | 52
2024 | 10 | 9210 | International Paper Co-Riegelwood | Industrial | International Paper Riegelwood Mill | NC | 54656 | NO4 | 40 |  |  | ST | (T) Regulatory approvals received. Not under construction | 40
2024 | 10 | 62842 | Lightsource Renewable Energy Asset Management, LLC | IPP | Driver Solar | AR | 65736 | AKDR1 | 150 | Solar Photovoltaic | SUN | PV | (V) Under construction, more than 50 percent complete | 150
2024 | 10 | 63756 | Lily Pond Solar, LLC | IPP | Lily Pond Solar, LLC | VA | 64134 | ENX09 | 80 | Solar Photovoltaic | SUN | PV | (L) Regulatory approvals pending. Not under construction | 80
2024 | 10 | 66069 | Paxton BESS 1 LLC | IPP | Paxton BESS 1 | MA | 67187 | 90912 | 3 | Batteries | MWH | BA | (U) Under construction, less than or equal to 50 percent complete | 3
2024 | 10 | 65946 | Quartz Solar, LLC | IPP | Quartz Solar, LLC | AR | 67038 | QRTZ | 135 | Solar Photovoltaic | SUN | PV | (U) Under construction, less than or equal to 50 percent complete | 135
2024 | 10 | 16609 | San Diego Gas & Electric Co | Electric Utility | Dark Sky Energy Center | CA | 66599 | 1 | 7.1 | Batteries | MWH | BA | (U) Under construction, less than or equal to 50 percent complete | 7.3
2024 | 10 | 16609 | San Diego Gas & Electric Co | Electric Utility | Dark Sky Energy Center | CA | 66599 | 2 | 0.3 |  | H2 | FC | (U) Under construction, less than or equal to 50 percent complete | 0.3
2024 | 10 | 60947 | Tesla Inc. | Industrial | Austin TX GigaFactory | TX | 65070 | A04 | 1.9 | Solar Photovoltaic | SUN | PV | (U) Under construction, less than or equal to 50 percent complete | 1.9
2024 | 10 | 65777 | Urban Grid Solar | IPP | Jones Farm Solar | MD | 66842 | JONF1 | 64 | Solar Photovoltaic | SUN | PV | (T) Regulatory approvals received. Not under construction | 64
2024 | 10 | 65640 | Vineyard Wind 1 LLC | IPP | Vineyard Wind 1 | MA | 63093 | VW01 | 800 | Offshore Wind Turbine | WND | WS | (V) Under construction, more than 50 percent complete | 800
2024 | 11 | 60797 | 68SF 8me LLC | IPP | Eland Solar & Storage Center, Phase 1 Hybrid | CA | 61168 | 61168 | 150 | Batteries | MWH | BA | (U) Under construction, less than or equal to 50 percent complete | 150
2024 | 11 | 60797 | 68SF 8me LLC | IPP | Eland Solar & Storage Center, Phase 1 Hybrid | CA | 61168 | 68SF8 | 200 | Solar Photovoltaic | SUN | PV | (U) Under construction, less than or equal to 50 percent complete | 200
2024 | 11 | 65747 | AB Newark (Fund IV) Operating, LLC | IPP | AB Newark Solar | NJ | 66746 | PV1 | 5.6 | Solar Photovoltaic | SUN | PV | (T) Regulatory approvals received. Not under construction | 5.6
2024 | 11 | 61012 | AES Distributed Energy | IPP | AES Waiawa Phase 2 Solar | HI | 66066 | WAIBA | 30 | Batteries | MWH | BA | (V) Under construction, more than 50 percent complete | 30
2024 | 11 | 61012 | AES Distributed Energy | IPP | AES Waiawa Phase 2 Solar | HI | 66066 | WAIPV | 30 | Solar Photovoltaic | SUN | PV | (V) Under construction, more than 50 percent complete | 30
2024 | 11 | 65819 | Ables Springs Solar, LLC | IPP | Ables Springs Solar & Storage | TX | 66905 | SOLAR | 151 | Solar Photovoltaic | SUN | PV | (T) Regulatory approvals received. Not under construction | 151
2024 | 11 | 15399 | Avangrid Renewables LLC | IPP | Mohawk Solar | NY | 64253 | S1 | 90.5 | Solar Photovoltaic | SUN | PV | (L) Regulatory approvals pending. Not under construction | 90.5
2024 | 11 | 65852 | Ben Milam Solar 2 LLC | IPP | Orion II Solar Project | TX | 66941 | ORN2 | 250 | Solar Photovoltaic | SUN | PV | (U) Under construction, less than or equal to 50 percent complete | 250
2024 | 11 | 65567 | Catalyze Pasadena 10585 Red Bluff Road Microgrid, LLC | IPP | TX Pasadena 10585 Red Bluff Road Solar | TX | 66519 | 19503 | 2.3 | Solar Photovoltaic | SUN | PV | (L) Regulatory approvals pending. Not under construction | 2.3
2024 | 11 | 10623 | City of Lakeland - (FL) | Electric Utility | C D McIntosh Jr | FL | 676 | IC3 | 20 | Natural Gas Internal Combustion Engine | NG | IC | (V) Under construction, more than 50 percent complete | 20
2024 | 11 | 10623 | City of Lakeland - (FL) | Electric Utility | C D McIntosh Jr | FL | 676 | IC4 | 20 | Natural Gas Internal Combustion Engine | NG | IC | (V) Under construction, more than 50 percent complete | 20
2024 | 11 | 10623 | City of Lakeland - (FL) | Electric Utility | C D McIntosh Jr | FL | 676 | IC5 | 20 | Natural Gas Internal Combustion Engine | NG | IC | (V) Under construction, more than 50 percent complete | 20
2024 | 11 | 10623 | City of Lakeland - (FL) | Electric Utility | C D McIntosh Jr | FL | 676 | IC6 | 20 | Natural Gas Internal Combustion Engine | NG | IC | (V) Under construction, more than 50 percent complete | 20
2024 | 11 | 10623 | City of Lakeland - (FL) | Electric Utility | C D McIntosh Jr | FL | 676 | IC7 | 20 | Natural Gas Internal Combustion Engine | NG | IC | (V) Under construction, more than 50 percent complete | 20
2024 | 11 | 10623 | City of Lakeland - (FL) | Electric Utility | C D McIntosh Jr | FL | 676 | IC8 | 20 | Natural Gas Internal Combustion Engine | NG | IC | (V) Under construction, more than 50 percent complete | 20
2024 | 11 | 6455 | Duke Energy Florida, LLC | Electric Utility | County Line Renewable Energy Center | FL | 67049 | PV1 | 74.9 | Solar Photovoltaic | SUN | PV | (L) Regulatory approvals pending. Not under construction | 74.9
2024 | 11 | 62008 | Hale Kuawehi Solar LLC | IPP | Hale Kuawehi Solar Hybrid | HI | 62529 | HKBA | 30 | Batteries | MWH | BA | (U) Under construction, less than or equal to 50 percent complete | 30
2024 | 11 | 64941 | Hecate Energy Pulaski LLC | IPP | Hecate Energy Pulaski 1 | VA | 65665 | HEPU1 | 150 | Solar Photovoltaic | SUN | PV | (L) Regulatory approvals pending. Not under construction | 150
2024 | 11 | 9234 | Indiana Municipal Power Agency | Electric Utility | IMPA Richmond 8 Solar Park | IN | 66748 | RICH8 | 6.1 | Solar Photovoltaic | SUN | PV | (U) Under construction, less than or equal to 50 percent complete | 6.1
2024 | 11 | 49893 | Invenergy Services LLC | IPP | Samson Solar Energy II LLC | TX | 63882 | GEN1 | 200 | Solar Photovoltaic | SUN | PV | (U) Under construction, less than or equal to 50 percent complete | 200
2024 | 11 | 50123 | Leeward Asset Management, LLC | IPP | Ridgely Energy Farm | TN | 65445 | RIGPV | 254 | Solar Photovoltaic | SUN | PV | (L) Regulatory approvals pending. Not under construction | 254
2024 | 11 | 62842 | Lightsource Renewable Energy Asset Management, LLC | IPP | Prairie Ronde Solar Farm | LA | 65976 | LAPR1 | 135 | Solar Photovoltaic | SUN | PV | (V) Under construction, more than 50 percent complete | 135
2024 | 11 | 62842 | Lightsource Renewable Energy Asset Management, LLC | IPP | Starr Solar Ranch | TX | 65975 | TXST1 | 136 | Solar Photovoltaic | SUN | PV | (U) Under construction, less than or equal to 50 percent complete | 136
2024 | 11 | 62759 | National Grid Renewables | IPP | Unbridled Solar | KY | 67165 | UBSLR | 45 | Solar Photovoltaic | SUN | PV | (V) Under construction, more than 50 percent complete | 45
2024 | 11 | 63969 | Placid Solar, LLC | IPP | Highland Solar North | FL | 64345 | 1112 | 74.9 | Solar Photovoltaic | SUN | PV | (L) Regulatory approvals pending. Not under construction | 74.9
2024 | 11 | 63969 | Placid Solar, LLC | IPP | Highland Solar South | FL | 64346 | 9999 | 74.9 | Solar Photovoltaic | SUN | PV | (L) Regulatory approvals pending. Not under construction | 74.9
2024 | 11 | 65776 | RPCA Solar 7, LLC | IPP | East Cleveland Road Solar | CA | 66810 | ECLE | 3 | Solar Photovoltaic | SUN | PV | (T) Regulatory approvals received. Not under construction | 3
2024 | 11 | 65348 | Ragsdale Solar, LLC | IPP | Ragsdale Solar LLC | MS | 66240 | GEN01 | 100 | Solar Photovoltaic | SUN | PV | (U) Under construction, less than or equal to 50 percent complete | 100
2024 | 11 | 64994 | SolRiver Capital LLC | IPP | Longleaf Pine Solar LLC | NC | 66352 | PV1 | 5 | Solar Photovoltaic | SUN | PV | (T) Regulatory approvals received. Not under construction | 5
2024 | 11 | 64994 | SolRiver Capital LLC | IPP | Williams Solar LLC | NC | 66356 | PV1 | 5 | Solar Photovoltaic | SUN | PV | (T) Regulatory approvals received. Not under construction | 5
2024 | 11 | 65571 | Solitude Solar Dix Duvall Rd Microgrid, LLC | IPP | NY Beaver Dams Dix 1239 Duvall Rd Solar | NY | 66523 | 20149 | 5 | Solar Photovoltaic | SUN | PV | (L) Regulatory approvals pending. Not under construction | 5
2024 | 11 | 65092 | Springwater Solar, LLC | IPP | Springwater Solar, LLC | OH | 65900 | SPRIN | 155 | Solar Photovoltaic | SUN | PV | (L) Regulatory approvals pending. Not under construction | 155
2024 | 11 | 65777 | Urban Grid Solar | IPP | Aspen Road Solar | PA | 66838 | ASPR1 | 106 | Solar Photovoltaic | SUN | PV | (T) Regulatory approvals received. Not under construction | 100.1
2024 | 11 | 65875 | Washington County Solar, LLC | IPP | Decatur Solar | GA | 67047 | GEN1 | 200 | Solar Photovoltaic | SUN | PV | (U) Under construction, less than or equal to 50 percent complete | 200
2024 | 11 | 63492 | West River Solar, LLC | IPP | West River Solar, LLC | NC | 63806 | PGR28 | 40 | Solar Photovoltaic | SUN | PV | (P) Planned for installation, but regulatory approvals not initiated | 40
2024 | 12 | 61222 | 174 Power Global Corp. | IPP | Atlas | AZ | 63798 | ATL01 | 300 | Solar Photovoltaic | SUN | PV | (P) Planned for installation, but regulatory approvals not initiated | 300
2024 | 12 | 61222 | 174 Power Global Corp. | IPP | Atlas | AZ | 63798 | ATLB1 | 300 | Batteries | MWH | BA | (P) Planned for installation, but regulatory approvals not initiated | 300
2024 | 12 | 61222 | 174 Power Global Corp. | IPP | Pigeon Run Solar Project | VA | 64767 | TC001 | 60 | Solar Photovoltaic | SUN | PV | (P) Planned for installation, but regulatory approvals not initiated | 60
2024 | 12 | 61222 | 174 Power Global Corp. | IPP | Turkey Creek Solar Project | CO | 64744 | TC001 | 200 | Solar Photovoltaic | SUN | PV | (P) Planned for installation, but regulatory approvals not initiated | 200
2024 | 12 | 61222 | 174 Power Global Corp. | IPP | Zenith Solar | VA | 64768 | TC001 | 60 | Solar Photovoltaic | SUN | PV | (P) Planned for installation, but regulatory approvals not initiated | 60
2024 | 12 | 64247 | 20SD 8me LLC | IPP | Rexford Solar Farm | CA | 64633 | 20SD8 | 300 | Solar Photovoltaic | SUN | PV | (P) Planned for installation, but regulatory approvals not initiated | 300
2024 | 12 | 64247 | 20SD 8me LLC | IPP | Rexford Solar Farm | CA | 64633 | 20SDB | 300 | Batteries | MWH | BA | (U) Under construction, less than or equal to 50 percent complete | 300
2024 | 12 | 63702 | Barbers Point Solar, LLC | IPP | Barbers Point Solar, LLC | HI | 64094 | BPBA | 15 | Batteries | MWH | BA | (P) Planned for installation, but regulatory approvals not initiated | 15
2024 | 12 | 63702 | Barbers Point Solar, LLC | IPP | Barbers Point Solar, LLC | HI | 64094 | BPSOL | 15 | Solar Photovoltaic | SUN | PV | (P) Planned for installation, but regulatory approvals not initiated | 15
2024 | 12 | 64744 | Boswell Wind, LLC | IPP | Boswell Wind | WY | 65403 | BOSWW | 329.8 | Onshore Wind Turbine | WND | WT | (U) Under construction, less than or equal to 50 percent complete | 329.8
2024 | 12 | 63883 | Broad Reach Power | IPP | Antlia | TX | 65588 | ANTLA | 70 | Batteries | MWH | BA | (L) Regulatory approvals pending. Not under construction | 70
2024 | 12 | 63883 | Broad Reach Power | IPP | Avila | TX | 65860 | AVILA | 160 | Batteries | MWH | BA | (L) Regulatory approvals pending. Not under construction | 160
2024 | 12 | 63883 | Broad Reach Power | IPP | Cachi | TX | 65861 | CACHI | 200 | Batteries | MWH | BA | (L) Regulatory approvals pending. Not under construction | 200
2024 | 12 | 63883 | Broad Reach Power | IPP | Carina | TX | 65589 | CARNA | 150 | Batteries | MWH | BA | (L) Regulatory approvals pending. Not under construction | 150
2024 | 12 | 63883 | Broad Reach Power | IPP | Castor | TX | 65870 | CASTR | 200 | Batteries | MWH | BA | (L) Regulatory approvals pending. Not under construction | 200
2024 | 12 | 63883 | Broad Reach Power | IPP | Desna | TX | 65876 | DESNA | 200 | Batteries | MWH | BA | (L) Regulatory approvals pending. Not under construction | 200
2024 | 12 | 63883 | Broad Reach Power | IPP | Zeya | TX | 65880 | ZEYA | 250 | Batteries | MWH | BA | (L) Regulatory approvals pending. Not under construction | 250
2024 | 12 | 64110 | Calhoun County Solar Project, LLC | IPP | Calhoun County Solar Project | MI | 64452 | GEN1 | 125 | Solar Photovoltaic | SUN | PV | (P) Planned for installation, but regulatory approvals not initiated | 125
2024 | 12 | 65515 | Catalyze Moss Landing Hilltop Rd Microgrid, LLC | IPP | CA Moss Landing 3040 Hilltop Rd | CA | 66510 | 19616 | 1.2 | Solar Photovoltaic | SUN | PV | (L) Regulatory approvals pending. Not under construction | 1.2
2024 | 12 | 65515 | Catalyze Moss Landing Hilltop Rd Microgrid, LLC | IPP | CA Moss Landing 3040 Hilltop Rd | CA | 66510 | B9616 | 1 | Batteries | MWH | BA | (L) Regulatory approvals pending. Not under construction | 1
2024 | 12 | 60609 | Clean Focus Renewables, Inc. | IPP | Rugged Solar LLC | CA | 57960 | 1 | 80 | Solar Photovoltaic | SUN | PV | (L) Regulatory approvals pending. Not under construction | 80
2024 | 12 | 56769 | Consolidated Edison Development Inc. | IPP | Alamo 3 BESS 2 | TX | 66293 | A3BS2 | 100 | Batteries | MWH | BA | (P) Planned for installation, but regulatory approvals not initiated | 100
2024 | 12 | 56769 | Consolidated Edison Development Inc. | IPP | Alamo 4 BESS | TX | 66294 | A4BS1 | 100 | Batteries | MWH | BA | (P) Planned for installation, but regulatory approvals not initiated | 100
2024 | 12 | 56769 | Consolidated Edison Development Inc. | IPP | Alamo 5 BESS 1 | TX | 66295 | A5BS1 | 100 | Batteries | MWH | BA | (P) Planned for installation, but regulatory approvals not initiated | 100
2024 | 12 | 56769 | Consolidated Edison Development Inc. | IPP | Alamo 5 BESS 2 | TX | 66296 | A5BS2 | 100 | Batteries | MWH | BA | (P) Planned for installation, but regulatory approvals not initiated | 100
2024 | 12 | 56769 | Consolidated Edison Development Inc. | IPP | Alamo 7 BESS 1 | TX | 66297 | A7BS1 | 150 | Batteries | MWH | BA | (P) Planned for installation, but regulatory approvals not initiated | 150
2024 | 12 | 56769 | Consolidated Edison Development Inc. | IPP | Alamo 7 BESS 2 | TX | 66298 | A7BS2 | 150 | Batteries | MWH | BA | (P) Planned for installation, but regulatory approvals not initiated | 150
2024 | 12 | 56769 | Consolidated Edison Development Inc. | IPP | Crane 2 BESS 2 | TX | 66300 | CRBS2 | 150 | Batteries | MWH | BA | (P) Planned for installation, but regulatory approvals not initiated | 150
2024 | 12 | 56769 | Consolidated Edison Development Inc. | IPP | Switchgrass Solar, LLC | VA | 66124 | SSPV | 70 | Solar Photovoltaic | SUN | PV | (P) Planned for installation, but regulatory approvals not initiated | 70
2024 | 12 | 56769 | Consolidated Edison Development Inc. | IPP | Upton BESS 2 | TX | 66303 | UPBS2 | 150 | Batteries | MWH | BA | (P) Planned for installation, but regulatory approvals not initiated | 150
2024 | 12 | 56769 | Consolidated Edison Development Inc. | IPP | Uvalde 2 BESS 1 | TX | 66304 | UVBS1 | 75 | Batteries | MWH | BA | (P) Planned for installation, but regulatory approvals not initiated | 75
2024 | 12 | 56769 | Consolidated Edison Development Inc. | IPP | Uvalde 2 BESS 2 | TX | 66305 | UVBS2 | 150 | Batteries | MWH | BA | (P) Planned for installation, but regulatory approvals not initiated | 150
2024 | 12 | 56769 | Consolidated Edison Development Inc. | IPP | Uvalde Solar 2 | TX | 66309 | UVPV2 | 300 | Solar Photovoltaic | SUN | PV | (P) Planned for installation, but regulatory approvals not initiated | 300
2024 | 12 | 64369 | Coyote Gulch Solar LLC | IPP | Coyote Gulch Solar | CO | 64857 | C0513 | 140 | Solar Photovoltaic | SUN | PV | (P) Planned for installation, but regulatory approvals not initiated | 140
2024 | 12 | 66014 | DG Kendall, LLC | IPP | Kendall DG Solar | NY | 67141 | KEN | 5 | Solar Photovoltaic | SUN | PV | (P) Planned for installation, but regulatory approvals not initiated | 5
2024 | 12 | 61951 | Dodge County Wind, LLC | IPP | Dodge County Wind | MN | 62437 | WT | 260 | Onshore Wind Turbine | WND | WT | (P) Planned for installation, but regulatory approvals not initiated | 260
2024 | 12 | 64368 | Dolores Canyon Solar LLC | IPP | Dolores Canyon Solar | CO | 64858 | C0497 | 110 | Solar Photovoltaic | SUN | PV | (P) Planned for installation, but regulatory approvals not initiated | 110
2024 | 12 | 62760 | EDPR CA Solar Park VI LLC | IPP | EDPR CA Solar Park VI LLC (CA) Hybrid | CA | 62892 | SONR2 | 40 | Batteries | MWH | BA | (T) Regulatory approvals received. Not under construction | 40
2024 | 12 | 65859 | EDPR Scarlet II LLC | IPP | Scarlet II Hybrid | CA | 66951 | GEN03 | 200 | Solar Photovoltaic | SUN | PV | (L) Regulatory approvals pending. Not under construction | 200
2024 | 12 | 65859 | EDPR Scarlet II LLC | IPP | Scarlet II Hybrid | CA | 66951 | GEN04 | 150 | Batteries | MWH | BA | (L) Regulatory approvals pending. Not under construction | 150
2024 | 12 | 64524 | East Windsor Solar Two, LLC | IPP | East Windsor Solar Two | CT | 65149 | VCP05 | 4 | Solar Photovoltaic | SUN | PV | (P) Planned for installation, but regulatory approvals not initiated | 4
2024 | 12 | 65594 | EnerSmart Storage | IPP | EnerSmart Imperial Beach BESS | CA | 66551 | IB192 | 3 | Batteries | MWH | BA | (L) Regulatory approvals pending. Not under construction | 3
2024 | 12 | 65594 | EnerSmart Storage | IPP | EnerSmart Imperial Beach BESS | CA | 66551 | IB193 | 3 | Batteries | MWH | BA | (L) Regulatory approvals pending. Not under construction | 3
2024 | 12 | 65594 | EnerSmart Storage | IPP | EnerSmart Murray BESS | CA | 66755 | M01 | 3 | Batteries | MWH | BA | (P) Planned for installation, but regulatory approvals not initiated | 3
2024 | 12 | 65594 | EnerSmart Storage | IPP | EnerSmart Murray BESS | CA | 66755 | M02 | 3 | Batteries | MWH | BA | (P) Planned for installation, but regulatory approvals not initiated | 3
2024 | 12 | 65594 | EnerSmart Storage | IPP | EnerSmart Murray BESS | CA | 66755 | M03 | 3 | Batteries | MWH | BA | (P) Planned for installation, but regulatory approvals not initiated | 3
2024 | 12 | 65594 | EnerSmart Storage | IPP | EnerSmart Murray BESS | CA | 66755 | M04 | 3 | Batteries | MWH | BA | (P) Planned for installation, but regulatory approvals not initiated | 3
2024 | 12 | 65594 | EnerSmart Storage | IPP | EnerSmart Murray BESS | CA | 66755 | M05 | 3 | Batteries | MWH | BA | (P) Planned for installation, but regulatory approvals not initiated | 3
2024 | 12 | 65594 | EnerSmart Storage | IPP | EnerSmart Murray BESS | CA | 66755 | M06 | 3 | Batteries | MWH | BA | (P) Planned for installation, but regulatory approvals not initiated | 3
2024 | 12 | 65206 | Eureka North Solar LLC | IPP | Eureka North Solar | NY | 66042 | 63232 | 3.5 | Solar Photovoltaic | SUN | PV | (V) Under construction, more than 50 percent complete | 3.5
2024 | 12 | 65205 | Eureka South Solar LLC | IPP | Eureka South Solar | NY | 66041 | 63231 | 5 | Solar Photovoltaic | SUN | PV | (V) Under construction, more than 50 percent complete | 5
2024 | 12 | 66063 | FRP Tupelo Solar, LLC | IPP | Tupelo Solar | FL | 67182 | TUPS | 74.5 | Solar Photovoltaic | SUN | PV | (U) Under construction, less than or equal to 50 percent complete | 74.5
2024 | 12 | 7140 | Georgia Power Co | Electric Utility | Georgia College & State University Solar | GA | 63282 | 1 | 3.5 | Solar Photovoltaic | SUN | PV | (U) Under construction, less than or equal to 50 percent complete | 3.5
2024 | 12 | 65575 | Grand Island Sunrise LLC | IPP | NY Grand Island 871 Whitehaven Rd Solar | NY | 66527 | 21011 | 5 | Solar Photovoltaic | SUN | PV | (L) Regulatory approvals pending. Not under construction | 5
2024 | 12 | 7570 | Great River Energy | Electric Utility | Cambridge CT Hybrid | MN | 2038 | BA1 | 0.8 | Batteries | MWH | BA | (P) Planned for installation, but regulatory approvals not initiated | 1
2024 | 12 | 60025 | Greenbacker Renewable Energy Corporation | IPP | Hogs Bay | ME | 66768 | 694 | 2 | Solar Photovoltaic | SUN | PV | (U) Under construction, less than or equal to 50 percent complete | 2
2024 | 12 | 65680 | Hanford BESS LLC | IPP | Lead BESS 1 | CA | 66660 | HAN | 99.4 | Batteries | MWH | BA | (U) Under construction, less than or equal to 50 percent complete | 99.4
2024 | 12 | 65680 | Hanford BESS LLC | IPP | Lead BESS 2 | CA | 66662 | BIA | 32 | Batteries | MWH | BA | (U) Under construction, less than or equal to 50 percent complete | 32
2024 | 12 | 65655 | Harquahala Sun Solar Project | IPP | Harquahala Sun Solar Project | AZ | 66670 | HARQ1 | 150 | Solar Photovoltaic | SUN | PV | (U) Under construction, less than or equal to 50 percent complete | 150
2024 | 12 | 65681 | Henrietta BESS LLC | IPP | Electrolyte BESS | CA | 66661 | HEN | 99.4 | Batteries | MWH | BA | (U) Under construction, less than or equal to 50 percent complete | 99.4
2024 | 12 | 64738 | Hummingbird Energy Storage, LLC | IPP | Hummingbird Energy Storage LLC | CA | 65395 | HUMB1 | 75 | Batteries | MWH | BA | (U) Under construction, less than or equal to 50 percent complete | 75
2024 | 12 | 63579 | Illinois Winds LLC | IPP | Panther Creek Wind Project | IL | 63907 | WTGE | 54.4 | Onshore Wind Turbine | WND | WT | (T) Regulatory approvals received. Not under construction | 54.4
2024 | 12 | 9273 | Indianapolis Power & Light Co | Electric Utility | Pike County Energy Storage | IN | 66881 | BAT2 | 200 | Batteries | MWH | BA | (L) Regulatory approvals pending. Not under construction | 200
2024 | 12 | 49893 | Invenergy Services LLC | IPP | Changing Winds | TX | 59243 | CHAN1 | 288 | Onshore Wind Turbine | WND | WT | (P) Planned for installation, but regulatory approvals not initiated | 288
2024 | 12 | 49893 | Invenergy Services LLC | IPP | Hardin Solar Energy II LLC | OH | 63828 | GEN1 | 150 | Solar Photovoltaic | SUN | PV | (U) Under construction, less than or equal to 50 percent complete | 150
2024 | 12 | 49893 | Invenergy Services LLC | IPP | Maple Flats | IL | 66191 | 65015 | 250 | Solar Photovoltaic | SUN | PV | (V) Under construction, more than 50 percent complete | 250
2024 | 12 | 49893 | Invenergy Services LLC | IPP | Yum Yum Solar LLC | TN | 63026 | GEN1 | 147 | Solar Photovoltaic | SUN | PV | (U) Under construction, less than or equal to 50 percent complete | 147
2024 | 12 | 63703 | Kahana Solar, LLC | IPP | Kahana Solar, LLC | HI | 64095 | KSBA | 20 | Batteries | MWH | BA | (P) Planned for installation, but regulatory approvals not initiated | 20
2024 | 12 | 63703 | Kahana Solar, LLC | IPP | Kahana Solar, LLC | HI | 64095 | KSSOL | 20 | Solar Photovoltaic | SUN | PV | (P) Planned for installation, but regulatory approvals not initiated | 20
2024 | 12 | 65656 | Kiowa County Solar Project, LLC | IPP | Kiowa County Solar Project, LLC | OK | 66642 | USKWA | 100 | Solar Photovoltaic | SUN | PV | (P) Planned for installation, but regulatory approvals not initiated | 100
2024 | 12 | 50123 | Leeward Asset Management, LLC | IPP | Morrow Lake Solar | TX | 66775 | MLPV | 200 | Solar Photovoltaic | SUN | PV | (U) Under construction, less than or equal to 50 percent complete | 200
2024 | 12 | 50123 | Leeward Asset Management, LLC | IPP | Ridgely Energy Farm | TN | 65445 | RBESS | 50 | Batteries | MWH | BA | (L) Regulatory approvals pending. Not under construction | 50
2024 | 12 | 62664 | Lock 14 Hydro Partners, LLC | IPP | Heidelberg Hydroelectric Project | KY | 62749 | 1 | 0.6 | Conventional Hydroelectric | WAT | HY | (U) Under construction, less than or equal to 50 percent complete | 0.6
2024 | 12 | 62664 | Lock 14 Hydro Partners, LLC | IPP | Heidelberg Hydroelectric Project | KY | 62749 | 2 | 0.6 | Conventional Hydroelectric | WAT | HY | (U) Under construction, less than or equal to 50 percent complete | 0.6
2024 | 12 | 62664 | Lock 14 Hydro Partners, LLC | IPP | Heidelberg Hydroelectric Project | KY | 62749 | 3 | 0.2 | Conventional Hydroelectric | WAT | HY | (U) Under construction, less than or equal to 50 percent complete | 0.2
2024 | 12 | 62664 | Lock 14 Hydro Partners, LLC | IPP | Heidelberg Hydroelectric Project | KY | 62749 | 4 | 0.2 | Conventional Hydroelectric | WAT | HY | (U) Under construction, less than or equal to 50 percent complete | 0.2
2024 | 12 | 62664 | Lock 14 Hydro Partners, LLC | IPP | Heidelberg Hydroelectric Project | KY | 62749 | 5 | 0.6 | Conventional Hydroelectric | WAT | HY | (U) Under construction, less than or equal to 50 percent complete | 0.6
2024 | 12 | 62664 | Lock 14 Hydro Partners, LLC | IPP | Heidelberg Hydroelectric Project | KY | 62749 | 6 | 0.6 | Conventional Hydroelectric | WAT | HY | (U) Under construction, less than or equal to 50 percent complete | 0.6
2024 | 12 | 61752 | Lone Star Solar | IPP | Lone Star Solar | SC | 62235 | 49 | 66 | Solar Photovoltaic | SUN | PV | (U) Under construction, less than or equal to 50 percent complete | 66
2024 | 12 | 61752 | Lone Star Solar | IPP | Lone Star Solar | SC | 62235 | 50 | 66 | Batteries | MWH | BA | (U) Under construction, less than or equal to 50 percent complete | 66
2024 | 12 | 65678 | Malaga BESS LLC | IPP | Acid BESS | CA | 66659 | MAL | 97 | Batteries | MWH | BA | (U) Under construction, less than or equal to 50 percent complete | 97
2024 | 12 | 65671 | Martin County Solar Project, LLC | IPP | Martin County Solar Project, LLC | KY | 66646 | USMTC | 111 | Solar Photovoltaic | SUN | PV | (U) Under construction, less than or equal to 50 percent complete | 111
2024 | 12 | 65862 | NY Lodi I, LLC | IPP | Halsey Lane Solar | NY | 65827 | 1795 | 5 | Solar Photovoltaic | SUN | PV | (T) Regulatory approvals received. Not under construction | 5
2024 | 12 | 62759 | National Grid Renewables | IPP | Fillmore County Solar Project | MN | 67168 | FILCO | 45 | Solar Photovoltaic | SUN | PV | (V) Under construction, more than 50 percent complete | 45
2024 | 12 | 62759 | National Grid Renewables | IPP | Louise Solar | MN | 67167 | LSSLR | 50 | Solar Photovoltaic | SUN | PV | (V) Under construction, more than 50 percent complete | 50
2024 | 12 | 63238 | OE_ALC | IPP | AL Solar C LLC | AL | 63513 | OEALC | 80 | Solar Photovoltaic | SUN | PV | (T) Regulatory approvals received. Not under construction | 80
2024 | 12 | 65816 | OE_ESCL | IPP | OE_ESCL | NM | 66888 | OESCL | 200 | Solar Photovoltaic | SUN | PV | (L) Regulatory approvals pending. Not under construction | 200
2024 | 12 | 65081 | Oriana Solar LLC | IPP | Oriana Solar LLC | TX | 65849 | ORIBS | 61 | Batteries | MWH | BA | (P) Planned for installation, but regulatory approvals not initiated | 61
2024 | 12 | 65081 | Oriana Solar LLC | IPP | Oriana Solar LLC | TX | 65849 | ORIPV | 180 | Solar Photovoltaic | SUN | PV | (U) Under construction, less than or equal to 50 percent complete | 180
2024 | 12 | 61301 | Plum Creek Wind Farm LLC | IPP | Plum Creek | MN | 61687 | PLMCK | 400 | Onshore Wind Turbine | WND | WT | (L) Regulatory approvals pending. Not under construction | 400
2024 | 12 | 65302 | Ponderosa Wind II, LLC | IPP | Ponderosa Wind II | OK | 66155 | GP01 | 100 | Onshore Wind Turbine | WND | WT | (P) Planned for installation, but regulatory approvals not initiated | 100
2024 | 12 | 63599 | Pure Hedge LLC | IPP | Pure Hedge LLC | CT | 50736 | FSS13 | 20 | Batteries | MWH | BA | (U) Under construction, less than or equal to 50 percent complete | 20
2024 | 12 | 63599 | Pure Hedge LLC | IPP | Pure Hedge LLC | CT | 50736 | FSS17 | 70 | Solar Photovoltaic | SUN | PV | (U) Under construction, less than or equal to 50 percent complete | 70
2024 | 12 | 60229 | Quail Holdings, LLC | IPP | Quail Holdings | NC | 60434 | PV1 | 25 | Solar Photovoltaic | SUN | PV | (L) Regulatory approvals pending. Not under construction | 25
2024 | 12 | 65093 | RPCA Storage 1, LLC | IPP | Industrial Parkway Storage | CA | 65897 | INPKY | 9.8 | Batteries | MWH | BA | (T) Regulatory approvals received. Not under construction | 9.8
2024 | 12 | 65101 | Redbud Run Solar, LLC | IPP | Redbud Run Solar | VA | 65930 | 10 | 30 | Solar Photovoltaic | SUN | PV | (P) Planned for installation, but regulatory approvals not initiated | 30
2024 | 12 | 64587 | Renegade Renewables, LLC | IPP | Renegade Solar Project (Dawn) | TX | 65310 | DAWN1 | 515 | Solar Photovoltaic | SUN | PV | (T) Regulatory approvals received. Not under construction | 515
2024 | 12 | 65304 | SR Ailey, LLC | IPP | SR Ailey | GA | 66173 | AILEY | 80 | Solar Photovoltaic | SUN | PV | (L) Regulatory approvals pending. Not under construction | 80
2024 | 12 | 66021 | SR Albany, LLC | IPP | SR Albany, LLC | TN | 67126 | ALBNY | 4.3 | Solar Photovoltaic | SUN | PV | (T) Regulatory approvals received. Not under construction | 4.3
2024 | 12 | 66019 | SR Blount, LLC | IPP | SR Blount, LLC | TN | 67124 | BLOUN | 1.5 | Solar Photovoltaic | SUN | PV | (T) Regulatory approvals received. Not under construction | 1.5
2024 | 12 | 66020 | SR Christiana, LLC | IPP | SR Christiana, LLC | TN | 67125 | CHRIS | 3.3 | Solar Photovoltaic | SUN | PV | (T) Regulatory approvals received. Not under construction | 3.3
2024 | 12 | 66022 | SR Lambert I, LLC | IPP | SR Lambert I, LLC | SC | 67129 | LAMB1 | 100 | Solar Photovoltaic | SUN | PV | (T) Regulatory approvals received. Not under construction | 100
2024 | 12 | 66012 | SR Marshall, LLC | IPP | SR Marshall, LLC | MS | 67134 | MARSH | 4.8 | Solar Photovoltaic | SUN | PV | (T) Regulatory approvals received. Not under construction | 4.8
2024 | 12 | 66011 | SR Monroe, LLC | IPP | SR Monroe, LLC | TN | 67133 | MONRO | 4.8 | Solar Photovoltaic | SUN | PV | (T) Regulatory approvals received. Not under construction | 4.8
2024 | 12 | 63781 | SR North Stonington, LLC | IPP | SR North Stonington | CT | 64160 | STONE | 9.9 | Solar Photovoltaic | SUN | PV | (V) Under construction, more than 50 percent complete | 9.9
2024 | 12 | 66010 | SR Panola I, LLC | IPP | SR Panola I, LLC | MS | 67132 | PANO1 | 4.8 | Solar Photovoltaic | SUN | PV | (T) Regulatory approvals received. Not under construction | 4.8
2024 | 12 | 66008 | SR Panola II, LLC | IPP | SR Panola II, LLC | MS | 67130 | PANO2 | 4.8 | Solar Photovoltaic | SUN | PV | (T) Regulatory approvals received. Not under construction | 4.8
2024 | 12 | 66009 | SR Panola III, LLC | IPP | SR Panola III, LLC | MS | 67131 | PANO3 | 3.5 | Solar Photovoltaic | SUN | PV | (T) Regulatory approvals received. Not under construction | 3.5
2024 | 12 | 65743 | SR Russellville, LLC | IPP | SR Russellville | KY | 66818 | RUSVL | 173 | Solar Photovoltaic | SUN | PV | (T) Regulatory approvals received. Not under construction | 173
2024 | 12 | 66023 | SR Scottsville, LLC | IPP | SR Scottsville, LLC | KY | 67128 | SCOTV | 3 | Solar Photovoltaic | SUN | PV | (T) Regulatory approvals received. Not under construction | 3
2024 | 12 | 66024 | SR Toombs I, LLC | IPP | SR Toombs, LLC | GA | 67127 | TOOM1 | 250 | Solar Photovoltaic | SUN | PV | (T) Regulatory approvals received. Not under construction | 250
2024 | 12 | 66038 | SR Warren, LLC | IPP | SR Warren, LLC | KY | 67164 | WARRN | 3.5 | Solar Photovoltaic | SUN | PV | (T) Regulatory approvals received. Not under construction | 3.5
2024 | 12 | 66013 | SR West Marshall, LLC | IPP | SR West Marshall, LLC | MS | 67135 | WMARS | 4.8 | Solar Photovoltaic | SUN | PV | (T) Regulatory approvals received. Not under construction | 4.8
2024 | 12 | 65072 | Sacramento Valley Energy Center, LLC | IPP | Sacramento Valley Energy Center, LLC | CA | 65808 | SVEC | 200 | Solar Photovoltaic | SUN | PV | (L) Regulatory approvals pending. Not under construction | 200
2024 | 12 | 64230 | Sanford ESS, LLC | IPP | Sanford ESS, LLC | ME | 64615 | 1 | 5 | Batteries | MWH | BA | (T) Regulatory approvals received. Not under construction | 5
2024 | 12 | 63257 | Solar Carver 1, LLC | IPP | Solar Carver 1 Hybrid | MA | 63541 | BCRV1 | 2 | Batteries | MWH | BA | (U) Under construction, less than or equal to 50 percent complete | 2
2024 | 12 | 63257 | Solar Carver 1, LLC | IPP | Solar Carver 1 Hybrid | MA | 63541 | SCRV1 | 2 | Solar Photovoltaic | SUN | PV | (U) Under construction, less than or equal to 50 percent complete | 2
2024 | 12 | 63243 | Solar Carver 3, LLC | IPP | Solar Carver 3 Hybrid | MA | 63506 | BCRV3 | 1 | Batteries | MWH | BA | (U) Under construction, less than or equal to 50 percent complete | 1
2024 | 12 | 63243 | Solar Carver 3, LLC | IPP | Solar Carver 3 Hybrid | MA | 63506 | SCRV3 | 1 | Solar Photovoltaic | SUN | PV | (U) Under construction, less than or equal to 50 percent complete | 1
2024 | 12 | 64233 | South Portland ESS, LLC | IPP | South Portland ESS, LLC | ME | 64616 | 1 | 10 | Batteries | MWH | BA | (T) Regulatory approvals received. Not under construction | 10
2024 | 12 | 64783 | Spanish Peaks Solar LLC | IPP | Spanish Peaks Solar | CO | 62379 | 47301 | 140 | Solar Photovoltaic | SUN | PV | (P) Planned for installation, but regulatory approvals not initiated | 140
2024 | 12 | 63395 | Spencer Solar Farm, LLC | IPP | Spencer Solar | MA | 63676 | SPENC | 2.3 | Solar Photovoltaic | SUN | PV | (U) Under construction, less than or equal to 50 percent complete | 2.3
2024 | 12 | 63396 | Sturbridge Road Solar Farm, LLC | IPP | Sturbridge Road Solar | MA | 63677 | STURB | 5 | Solar Photovoltaic | SUN | PV | (U) Under construction, less than or equal to 50 percent complete | 5
2024 | 12 | 18454 | Tampa Electric Co | Electric Utility | English Creek Solar | FL | 66921 | 1 | 23 | Solar Photovoltaic | SUN | PV | (P) Planned for installation, but regulatory approvals not initiated | 23
2024 | 12 | 18454 | Tampa Electric Co | Electric Utility | Lake Mabel Storage | FL | 66641 | BESS1 | 40 | Batteries | MWH | BA | (P) Planned for installation, but regulatory approvals not initiated | 40
2024 | 12 | 18454 | Tampa Electric Co | Electric Utility | MacDill Power Station | FL | 66920 | MPS01 | 18.8 | Natural Gas Internal Combustion Engine | NG | IC | (U) Under construction, less than or equal to 50 percent complete | 18.8
2024 | 12 | 18454 | Tampa Electric Co | Electric Utility | MacDill Power Station | FL | 66920 | MPS02 | 18.8 | Natural Gas Internal Combustion Engine | NG | IC | (T) Regulatory approvals received. Not under construction | 18.8
2024 | 12 | 65427 | Tidwell Prairie | IPP | Tidwell Prairie Storage 1 | TX | 66337 | SGES1 | 200 | Batteries | MWH | BA | (P) Planned for installation, but regulatory approvals not initiated | 200
2024 | 12 | 65777 | Urban Grid Solar | IPP | Egypt Road Solar | MD | 66840 | EGYR1 | 51.1 | Solar Photovoltaic | SUN | PV | (T) Regulatory approvals received. Not under construction | 51.1
2024 | 12 | 64457 | VCP, LLC d/b/a Verogy | IPP | Dollar Tree Solar One | CT | 65148 | VCP13 | 2 | Solar Photovoltaic | SUN | PV | (P) Planned for installation, but regulatory approvals not initiated | 2
2024 | 12 | 64457 | VCP, LLC d/b/a Verogy | IPP | FedEx Middletown | CT | 65046 | VCP15 | 2 | Solar Photovoltaic | SUN | PV | (P) Planned for installation, but regulatory approvals not initiated | 2
2024 | 12 | 64545 | Vesper Energy Development LLC | IPP | Hornet Solar (TX) | TX | 65463 | HRNET | 600 | Solar Photovoltaic | SUN | PV | (U) Under construction, less than or equal to 50 percent complete | 600
2024 | 12 | 64789 | West Memphis Solar, LLC | IPP | West Memphis Solar, LLC | AR | 65482 | WMEM1 | 180 | Solar Photovoltaic | SUN | PV | (P) Planned for installation, but regulatory approvals not initiated | 180
2024 | 12 | 63527 | Westlands Cherry, LLC | IPP | Cherry | CA | 63850 | CHERY | 249.7 | Solar Photovoltaic | SUN | PV | (T) Regulatory approvals received. Not under construction | 249.7
2024 | 12 | 63528 | Westlands Grape, LLC | IPP | Grape | CA | 63851 | GRAPE | 246.4 | Solar Photovoltaic | SUN | PV | (T) Regulatory approvals received. Not under construction | 246.4
2024 | 12 | 65601 | Wheatridge East Wind LLC | IPP | Wheatridge East Wind | OR | 66560 | WREW | 200 | Onshore Wind Turbine | WND | WT | (P) Planned for installation, but regulatory approvals not initiated | 200
2024 | 12 | 20847 | Wisconsin Electric Power Co | Electric Utility | Darien Solar | WI | 64534 | 1 | 250 | Solar Photovoltaic | SUN | PV | (L) Regulatory approvals pending. Not under construction | 250
2024 | 12 | 65165 | ibV Energy Partners | IPP | Boulder Flats Solar | NV | 65977 | BF1PV | 131 | Solar Photovoltaic | SUN | PV | (V) Under construction, more than 50 percent complete | 113
2025 | 1 | 63825 | 45MG 8me LLC | IPP | Aratina Solar Center 2 | CA | 64215 | 45MGA | 200 | Solar Photovoltaic | SUN | PV | (P) Planned for installation, but regulatory approvals not initiated | 200
2025 | 1 | 57416 | Acciona Energy USA Global, LLC | IPP | AEUG Madison Solar, LLC | KY | 64659 | AMS | 100 | Solar Photovoltaic | SUN | PV | (L) Regulatory approvals pending. Not under construction | 100
2025 | 1 | 15399 | Avangrid Renewables LLC | IPP | Great Bear Solar, LLC | OH | 64073 | GBS | 46 | Solar Photovoltaic | SUN | PV | (P) Planned for installation, but regulatory approvals not initiated | 46
2025 | 1 | 59613 | BayWa r.e. Solar Projects LLC | IPP | Bluebird Solar LLC | KY | 62797 | BBIRD | 80 | Solar Photovoltaic | SUN | PV | (U) Under construction, less than or equal to 50 percent complete | 80
2025 | 1 | 2719 | CalWind Resources Inc | IPP | Tehachapi Wind Resource II | CA | 54909 | PLAN | 15.5 | Onshore Wind Turbine | WND | WT | (P) Planned for installation, but regulatory approvals not initiated | 15.5
2025 | 1 | 65442 | Cobalt Solar, LLC | IPP | Cobalt Solar, LLC | PA | 66364 | COBAL | 20 | Solar Photovoltaic | SUN | PV | (L) Regulatory approvals pending. Not under construction | 20
2025 | 1 | 61978 | Convergent Energy and Power LP | IPP | Bensonhurst Energy Storage 1 LLC | NY | 66497 | BHBA1 | 5 | Batteries | MWH | BA | (P) Planned for installation, but regulatory approvals not initiated | 5
2025 | 1 | 65651 | Double Back Diamond Solar Power, LLC | IPP | Double Back Diamond | IL | 66624 | DBD | 592.8 | Solar Photovoltaic | SUN | PV | (U) Under construction, less than or equal to 50 percent complete | 592.8
2025 | 1 | 64810 | Eversource Energy | IPP | Revolution Wind | RI | 65500 | REVWD | 715 | Offshore Wind Turbine | WND | WS | (L) Regulatory approvals pending. Not under construction | 715
2025 | 1 | 6452 | Florida Power & Light Co | Electric Utility | Buttonwood | FL | 65920 | 1 | 74.5 | Solar Photovoltaic | SUN | PV | (U) Under construction, less than or equal to 50 percent complete | 74.5
2025 | 1 | 6452 | Florida Power & Light Co | Electric Utility | Fawn | FL | 65919 | 1 | 74.5 | Solar Photovoltaic | SUN | PV | (U) Under construction, less than or equal to 50 percent complete | 74.5
2025 | 1 | 6452 | Florida Power & Light Co | Electric Utility | Fox Trail | FL | 65916 | 1 | 74.5 | Solar Photovoltaic | SUN | PV | (U) Under construction, less than or equal to 50 percent complete | 74.5
2025 | 1 | 6452 | Florida Power & Light Co | Electric Utility | Green Pasture | FL | 65918 | 1 | 74.5 | Solar Photovoltaic | SUN | PV | (U) Under construction, less than or equal to 50 percent complete | 74.5
2025 | 1 | 6452 | Florida Power & Light Co | Electric Utility | Hog Bay | FL | 65915 | 1 | 74.5 | Solar Photovoltaic | SUN | PV | (U) Under construction, less than or equal to 50 percent complete | 74.5
2025 | 1 | 6452 | Florida Power & Light Co | Electric Utility | Holopaw | FL | 65922 | 1 | 74.5 | Solar Photovoltaic | SUN | PV | (U) Under construction, less than or equal to 50 percent complete | 74.5
2025 | 1 | 6452 | Florida Power & Light Co | Electric Utility | Honeybell | FL | 65921 | 1 | 74.5 | Solar Photovoltaic | SUN | PV | (U) Under construction, less than or equal to 50 percent complete | 74.5
2025 | 1 | 6452 | Florida Power & Light Co | Electric Utility | Redlands | FL | 65914 | 1 | 74.5 | Solar Photovoltaic | SUN | PV | (U) Under construction, less than or equal to 50 percent complete | 74.5
2025 | 1 | 6452 | Florida Power & Light Co | Electric Utility | Thomas Creek | FL | 65917 | 1 | 74.5 | Solar Photovoltaic | SUN | PV | (U) Under construction, less than or equal to 50 percent complete | 74.5
2025 | 1 | 9234 | Indiana Municipal Power Agency | Electric Utility | IMPA Tipton 2 Solar Park | IN | 66937 | TIPT2 | 2.7 | Solar Photovoltaic | SUN | PV | (T) Regulatory approvals received. Not under construction | 2.7
2025 | 1 | 9234 | Indiana Municipal Power Agency | Electric Utility | IMPA Veedersburg Solar Park | IN | 66938 | VEED | 1.4 | Solar Photovoltaic | SUN | PV | (T) Regulatory approvals received. Not under construction | 1.4
2025 | 1 | 12796 | Monongahela Power Co | Electric Utility | Marlowe Solar | WV | 66899 | MARS | 5.8 | Solar Photovoltaic | SUN | PV | (L) Regulatory approvals pending. Not under construction | 5.8
2025 | 1 | 12796 | Monongahela Power Co | Electric Utility | Rivesville Solar | WV | 66900 | RIVS | 5.5 | Solar Photovoltaic | SUN | PV | (L) Regulatory approvals pending. Not under construction | 5.5
2025 | 1 | 12796 | Monongahela Power Co | Electric Utility | Wylie Ridge Solar | WV | 66901 | WRS | 8.4 | Solar Photovoltaic | SUN | PV | (L) Regulatory approvals pending. Not under construction | 8.4
2025 | 1 | 60018 | NET Power, LLC | IPP | NET Power La Porte Station | TX | 60910 | NPLPS | 5 | Natural Gas Fired Combustion Turbine | NG | GT | (OT) Other | 25.5
2025 | 1 | 64265 | Notch Peak Solar LLC | IPP | Notch Peak Solar LLC | UT | 64669 | KOV4A | 324 | Solar Photovoltaic | SUN | PV | (T) Regulatory approvals received. Not under construction | 324
2025 | 1 | 61298 | Pine Gate Renewables | IPP | Olin Creek Farm Solar | NC | 64626 | OLINC | 35 | Solar Photovoltaic | SUN | PV | (T) Regulatory approvals received. Not under construction | 35
2025 | 1 | 65091 | Rosebud Solar, LLC | IPP | Rosebud Solar, LLC | TX | 65899 | ROSEB | 132 | Solar Photovoltaic | SUN | PV | (P) Planned for installation, but regulatory approvals not initiated | 132
2025 | 2 | 7189 | Gila Bend Power Partners LLC | IPP | Gila Bend Power Generation Station | AZ | 55507 | 1 | 156 | Natural Gas Fired Combined Cycle | NG | CT | (L) Regulatory approvals pending. Not under construction | 170
2025 | 2 | 7189 | Gila Bend Power Partners LLC | IPP | Gila Bend Power Generation Station | AZ | 55507 | 2 | 156 | Natural Gas Fired Combined Cycle | NG | CT | (L) Regulatory approvals pending. Not under construction | 170
2025 | 2 | 7189 | Gila Bend Power Partners LLC | IPP | Gila Bend Power Generation Station | AZ | 55507 | 3 | 156 | Natural Gas Fired Combined Cycle | NG | CT | (L) Regulatory approvals pending. Not under construction | 170
2025 | 2 | 7189 | Gila Bend Power Partners LLC | IPP | Gila Bend Power Generation Station | AZ | 55507 | 4 | 390 | Natural Gas Fired Combined Cycle | NG | CA | (L) Regulatory approvals pending. Not under construction | 390
2025 | 2 | 62842 | Lightsource Renewable Energy Asset Management, LLC | IPP | Champion Solar I | IN | 66865 | INCS1 | 51.9 | Solar Photovoltaic | SUN | PV | (P) Planned for installation, but regulatory approvals not initiated | 51.9
2025 | 2 | 62842 | Lightsource Renewable Energy Asset Management, LLC | IPP | Merrillville Solar | IN | 66114 | INRD1 | 100 | Solar Photovoltaic | SUN | PV | (P) Planned for installation, but regulatory approvals not initiated | 100
2025 | 2 | 65088 | Nighthawk Energy Storage, LLC | IPP | Nighthawk Energy Storage, LLC | CA | 65889 | BESS | 300 | Batteries | MWH | BA | (P) Planned for installation, but regulatory approvals not initiated | 300
2025 | 2 | 18454 | Tampa Electric Co | Electric Utility | Wimauma Storage | FL | 66640 | BESS1 | 40 | Batteries | MWH | BA | (P) Planned for installation, but regulatory approvals not initiated | 40
2025 | 2 | 65396 | Viracocha Wind LLC | IPP | Sand Hill B | CA | 63652 | SNDHB | 17 | Onshore Wind Turbine | WND | WT | (P) Planned for installation, but regulatory approvals not initiated | 17
2025 | 2 | 65396 | Viracocha Wind LLC | IPP | Sand Hill C | CA | 63653 | SNDHC | 80 | Onshore Wind Turbine | WND | WT | (P) Planned for installation, but regulatory approvals not initiated | 80
2025 | 3 | 63825 | 45MG 8me LLC | IPP | Aratina Solar Center 2 | CA | 64215 | 45MGB | 200 | Batteries | MWH | BA | (P) Planned for installation, but regulatory approvals not initiated | 200
2025 | 3 | 60798 | 69SV 8me LLC | IPP | Eland Solar & Storage Center, Phase 2 Hybrid | CA | 61169 | 61169 | 150 | Batteries | MWH | BA | (T) Regulatory approvals received. Not under construction | 150
2025 | 3 | 60798 | 69SV 8me LLC | IPP | Eland Solar & Storage Center, Phase 2 Hybrid | CA | 61169 | 69SV8 | 200 | Solar Photovoltaic | SUN | PV | (T) Regulatory approvals received. Not under construction | 200
2025 | 3 | 15399 | Avangrid Renewables LLC | IPP | True North Solar, LLC | TX | 65998 | TNS1 | 240 | Solar Photovoltaic | SUN | PV | (P) Planned for installation, but regulatory approvals not initiated | 240
2025 | 3 | 65813 | CES Electron Farm One, LLC | IPP | CES Electron Farm One, LLC | CA | 66892 | CNFTI | 4.4 | Solar Photovoltaic | SUN | PV | (P) Planned for installation, but regulatory approvals not initiated | 4.4
2025 | 3 | 65639 | Cross Town Energy Storage LLC | IPP | Cross Town Energy Storage | ME | 66606 | CROS1 | 175 | Batteries | MWH | BA | (P) Planned for installation, but regulatory approvals not initiated | 175
2025 | 3 | 66018 | Excel Advantage Services, LLC | IPP | Fagus Solar Park | TX | 67123 | MISII | 517 | Solar Photovoltaic | SUN | PV | (U) Under construction, less than or equal to 50 percent complete | 517
2025 | 3 | 6452 | Florida Power & Light Co | Electric Utility | Big Water | FL | 65912 | 1 | 74.5 | Solar Photovoltaic | SUN | PV | (U) Under construction, less than or equal to 50 percent complete | 74.5
2025 | 3 | 6452 | Florida Power & Light Co | Electric Utility | Crystal Mine | FL | 65913 | 1 | 74.5 | Solar Photovoltaic | SUN | PV | (U) Under construction, less than or equal to 50 percent complete | 74.5
2025 | 3 | 6452 | Florida Power & Light Co | Electric Utility | Georges Lake | FL | 65907 | 1 | 74.5 | Solar Photovoltaic | SUN | PV | (U) Under construction, less than or equal to 50 percent complete | 74.5
2025 | 3 | 6452 | Florida Power & Light Co | Electric Utility | Hendry Isles | FL | 65909 | 1 | 74.5 | Solar Photovoltaic | SUN | PV | (U) Under construction, less than or equal to 50 percent complete | 74.5
2025 | 3 | 6452 | Florida Power & Light Co | Electric Utility | Mitchell Creek | FL | 65911 | 1 | 74.5 | Solar Photovoltaic | SUN | PV | (U) Under construction, less than or equal to 50 percent complete | 74.5
2025 | 3 | 6452 | Florida Power & Light Co | Electric Utility | Norton Creek | FL | 65908 | 1 | 74.5 | Solar Photovoltaic | SUN | PV | (U) Under construction, less than or equal to 50 percent complete | 74.5
2025 | 3 | 62856 | Forefront Power, LLC | IPP | CA-Ventura County CCD-Ventura College | CA | 65527 | 17024 | 2.5 | Solar Photovoltaic | SUN | PV | (U) Under construction, less than or equal to 50 percent complete | 2.5
2025 | 3 | 65157 | Garcitas Creek Solar, LLC | IPP | Garcitas Creek Solar | TX | 65973 | GCS | 201.9 | Solar Photovoltaic | SUN | PV | (L) Regulatory approvals pending. Not under construction | 201.9
2025 | 3 | 64218 | Greens Corners Solar | IPP | Greens Corners Solar | NY | 64599 | GEN1 | 120 | Solar Photovoltaic | SUN | PV | (P) Planned for installation, but regulatory approvals not initiated | 120
2025 | 3 | 9234 | Indiana Municipal Power Agency | Electric Utility | IMPA Winamac Solar Park | IN | 66939 | WINA | 2.9 | Solar Photovoltaic | SUN | PV | (T) Regulatory approvals received. Not under construction | 2.9
2025 | 3 | 50123 | Leeward Asset Management, LLC | IPP | Sandhill Solar 2 | GA | 65884 | SAHS0 | 200 | Solar Photovoltaic | SUN | PV | (T) Regulatory approvals received. Not under construction | 200
2025 | 3 | 62842 | Lightsource Renewable Energy Asset Management, LLC | IPP | Second Division Solar | TX | 65981 | TXSD2 | 30 | Batteries | MWH | BA | (P) Planned for installation, but regulatory approvals not initiated | 30
2025 | 3 | 62842 | Lightsource Renewable Energy Asset Management, LLC | IPP | Starr Solar Ranch | TX | 65975 | TXSD2 | 30 | Batteries | MWH | BA | (P) Planned for installation, but regulatory approvals not initiated | 30
2025 | 3 | 65789 | Marion County Solar Project, LLC | IPP | Marion County Solar Project | OH | 66860 | USMNC | 100 | Solar Photovoltaic | SUN | PV | (T) Regulatory approvals received. Not under construction | 100
2025 | 3 | 58489 | OCI Solar Power | IPP | Bexar ESS | TX | 66400 | OCBEX | 100 | Batteries | MWH | BA | (P) Planned for installation, but regulatory approvals not initiated | 100
2025 | 3 | 65456 | Ostrea Solar, LLC | IPP | Ostrea Solar, LLC | WA | 66384 | GEN1 | 80 | Solar Photovoltaic | SUN | PV | (L) Regulatory approvals pending. Not under construction | 80
2025 | 3 | 63612 | Perquimans Solar LLC | IPP | Perquimans Solar LLC | NC | 63955 | PERQU | 5 | Solar Photovoltaic | SUN | PV | (T) Regulatory approvals received. Not under construction | 5
2025 | 3 | 65071 | SloughHouse Solar, LLC | IPP | SloughHouse Solar, LLC | CA | 65807 | SHS | 50 | Solar Photovoltaic | SUN | PV | (T) Regulatory approvals received. Not under construction | 50
2025 | 3 | 65079 | Solar Proponent LLC | IPP | Dogwood Creek Solar and BESS | TX | 65843 | DOGBS | 443.2 | Batteries | MWH | BA | (L) Regulatory approvals pending. Not under construction | 443.2
2025 | 3 | 65079 | Solar Proponent LLC | IPP | Dogwood Creek Solar and BESS | TX | 65843 | DOGPV | 435.5 | Solar Photovoltaic | SUN | PV | (L) Regulatory approvals pending. Not under construction | 435.5
2025 | 3 | 17633 | Southern Indiana Gas & Elec Co | Electric Utility | CrossTrack Solar | IN | 66781 | 1 | 130 | Solar Photovoltaic | SUN | PV | (L) Regulatory approvals pending. Not under construction | 130
2025 | 3 | 65203 | Sweden Solar, LLC | IPP | Sweden Solar | ME | 66038 | 13630 | 5 | Solar Photovoltaic | SUN | PV | (U) Under construction, less than or equal to 50 percent complete | 5
2025 | 3 | 65104 | Vermillion Rise Solar, LLC | IPP | Vermillion Rise Solar | IN | 65935 | 14 | 225 | Solar Photovoltaic | SUN | PV | (P) Planned for installation, but regulatory approvals not initiated | 225
2025 | 3 | 65104 | Vermillion Rise Solar, LLC | IPP | Vermillion Rise Solar | IN | 65935 | BAT | 40 | Batteries | MWH | BA | (P) Planned for installation, but regulatory approvals not initiated | 40
2025 | 3 | 65396 | Viracocha Wind LLC | IPP | Rooney Ranch | CA | 63088 | ROONR | 21 | Onshore Wind Turbine | WND | WT | (L) Regulatory approvals pending. Not under construction | 21
2025 | 3 | 65396 | Viracocha Wind LLC | IPP | Sand Hill A | CA | 63126 | SNDHA | 13.5 | Onshore Wind Turbine | WND | WT | (L) Regulatory approvals pending. Not under construction | 13.5
2025 | 3 | 65703 | Winfield Solar I, LLC | IPP | Winfield Solar | MO | 66696 | WINSP | 162.8 | Solar Photovoltaic | SUN | PV | (T) Regulatory approvals received. Not under construction | 162.8
2025 | 4 | 65997 | Amite Solar, LLC | IPP | Amite Solar, LLC | LA | 67088 | AMITE | 100 | Solar Photovoltaic | SUN | PV | (T) Regulatory approvals received. Not under construction | 100
2025 | 4 | 65673 | Blackwell Test Facility, LLC | IPP | Blackwell Test Facility, LLC | CA | 66648 | BLKWL | 2 | Batteries | MWH | BA | (L) Regulatory approvals pending. Not under construction | 2
2025 | 4 | 64518 | Deer Wood Energy, LLC | IPP | Deer Wood Energy, LLC | VA | 65144 | ENX11 | 50 | Solar Photovoltaic | SUN | PV | (P) Planned for installation, but regulatory approvals not initiated | 50
2025 | 4 | 64519 | Deer Wood Storage, LLC | IPP | Deer Wood Storage, LLC | VA | 65145 | ENX12 | 30 | Batteries | MWH | BA | (P) Planned for installation, but regulatory approvals not initiated | 30
2025 | 4 | 62842 | Lightsource Renewable Energy Asset Management, LLC | IPP | Mountain Holly Solar | PA | 66556 | PAMH1 | 20 | Solar Photovoltaic | SUN | PV | (L) Regulatory approvals pending. Not under construction | 20
2025 | 4 | 65676 | Long Lake Solar, LLC | IPP | Long Lake Solar, LLC | AR | 66649 | LLS | 200 | Solar Photovoltaic | SUN | PV | (P) Planned for installation, but regulatory approvals not initiated | 200
2025 | 4 | 65082 | Talitha Energy Project, LLC | IPP | Talitha Energy Project, LLC | TX | 65891 | TALBS | 61 | Batteries | MWH | BA | (P) Planned for installation, but regulatory approvals not initiated | 61
2025 | 4 | 65082 | Talitha Energy Project, LLC | IPP | Talitha Energy Project, LLC | TX | 65891 | TALPV | 131 | Solar Photovoltaic | SUN | PV | (P) Planned for installation, but regulatory approvals not initiated | 131
2025 | 4 | 18454 | Tampa Electric Co | Electric Utility | MacDill Storage | FL | 66869 | BESS1 | 20 | Batteries | MWH | BA | (P) Planned for installation, but regulatory approvals not initiated | 20
2025 | 4 | 64952 | Turner Meadow Solar Station, LLC | IPP | Turner Meadow Solar Station | ME | 65709 | TRNR | 20 | Solar Photovoltaic | SUN | PV | (L) Regulatory approvals pending. Not under construction | 20
2025 | 4 | 64808 | Verizon Communications | IPP | Verizon Comms Garage Top Solar Project | CA | 65507 | VCGSP | 2.3 | Solar Photovoltaic | SUN | PV | (V) Under construction, more than 50 percent complete | 2.3
2025 | 5 | 64244 | 92JT 8me, LLC | IPP | Big Rock Solar Farm | CA | 64636 | 92JTB | 200 | Batteries | MWH | BA | (P) Planned for installation, but regulatory approvals not initiated | 200
2025 | 5 | 65410 | ACTX BESS Project LLC | IPP | Ash Creek BESS | TX | 66391 | BESS | 306 | Batteries | MWH | BA | (P) Planned for installation, but regulatory approvals not initiated | 306
2025 | 5 | 65687 | Accalia Point Solar, LLC | IPP | Accalia Point Solar, LLC | TX | 66673 | 66666 | 190.5 | Solar Photovoltaic | SUN | PV | (P) Planned for installation, but regulatory approvals not initiated | 190.5
2025 | 5 | 1307 | Basin Electric Power Coop | Electric Utility | Pioneer Generation Station | ND | 57881 | 05 | 210 | Natural Gas Fired Combustion Turbine | NG | GT | (L) Regulatory approvals pending. Not under construction | 235
2025 | 5 | 1307 | Basin Electric Power Coop | Electric Utility | Pioneer Generation Station | ND | 57881 | 31 | 17.8 | Natural Gas Internal Combustion Engine | NG | IC | (L) Regulatory approvals pending. Not under construction | 18.8
2025 | 5 | 1307 | Basin Electric Power Coop | Electric Utility | Pioneer Generation Station | ND | 57881 | 32 | 17.8 | Natural Gas Internal Combustion Engine | NG | IC | (L) Regulatory approvals pending. Not under construction | 18.8
2025 | 5 | 1307 | Basin Electric Power Coop | Electric Utility | Pioneer Generation Station | ND | 57881 | 33 | 17.8 | Natural Gas Internal Combustion Engine | NG | IC | (L) Regulatory approvals pending. Not under construction | 18.8
2025 | 5 | 1307 | Basin Electric Power Coop | Electric Utility | Pioneer Generation Station | ND | 57881 | 34 | 17.8 | Natural Gas Internal Combustion Engine | NG | IC | (L) Regulatory approvals pending. Not under construction | 18.8
2025 | 5 | 1307 | Basin Electric Power Coop | Electric Utility | Pioneer Generation Station | ND | 57881 | 35 | 17.8 | Natural Gas Internal Combustion Engine | NG | IC | (L) Regulatory approvals pending. Not under construction | 18.8
2025 | 5 | 1307 | Basin Electric Power Coop | Electric Utility | Pioneer Generation Station | ND | 57881 | 36 | 17.8 | Natural Gas Internal Combustion Engine | NG | IC | (L) Regulatory approvals pending. Not under construction | 18.8
2025 | 5 | 64435 | Beaver Creek Wind II, LLC | IPP | Beaver Creek II | MT | 65020 | BCW2 | 60 | Onshore Wind Turbine | WND | WT | (U) Under construction, less than or equal to 50 percent complete | 60
2025 | 5 | 64435 | Beaver Creek Wind II, LLC | IPP | Beaver Creek II | MT | 65020 | BCW2B | 20 | Batteries | MWH | BA | (U) Under construction, less than or equal to 50 percent complete | 20
2025 | 5 | 64436 | Beaver Creek Wind III, LLC | IPP | Beaver Creek III | MT | 65021 | BCW3 | 60 | Onshore Wind Turbine | WND | WT | (U) Under construction, less than or equal to 50 percent complete | 60
2025 | 5 | 64436 | Beaver Creek Wind III, LLC | IPP | Beaver Creek III | MT | 65021 | BCW3B | 20 | Batteries | MWH | BA | (U) Under construction, less than or equal to 50 percent complete | 20
2025 | 5 | 65936 | CPV Backbone Solar, LLC | IPP | CPV Backbone Solar | MD | 67022 | BB1 | 146.6 | Solar Photovoltaic | SUN | PV | (L) Regulatory approvals pending. Not under construction | 146.6
2025 | 5 | 56769 | Consolidated Edison Development Inc. | IPP | Peregrine BESS 1 | TX | 66301 | PGBS1 | 150 | Batteries | MWH | BA | (P) Planned for installation, but regulatory approvals not initiated | 150
2025 | 5 | 56769 | Consolidated Edison Development Inc. | IPP | Peregrine BESS 2 | TX | 66302 | PGBS2 | 150 | Batteries | MWH | BA | (P) Planned for installation, but regulatory approvals not initiated | 150
2025 | 5 | 62733 | Cranberry Point Energy Storage LLC | IPP | Cranberry Point Energy Storage | MA | 62844 | NA | 150 | Batteries | MWH | BA | (P) Planned for installation, but regulatory approvals not initiated | 150
2025 | 5 | 61060 | Cypress Creek Renewables | IPP | High Top Solar | WA | 65325 | 98936 | 80 | Solar Photovoltaic | SUN | PV | (T) Regulatory approvals received. Not under construction | 80
2025 | 5 | 65814 | GGS Energy LLC | IPP | Indigo Solar & Storage | TX | 66891 | 245BS | 50 | Batteries | MWH | BA | (P) Planned for installation, but regulatory approvals not initiated | 50
2025 | 5 | 65814 | GGS Energy LLC | IPP | Indigo Solar & Storage | TX | 66891 | IS245 | 125 | Solar Photovoltaic | SUN | PV | (P) Planned for installation, but regulatory approvals not initiated | 125
2025 | 5 | 57045 | Guadalupe Power Partners LP | IPP | Guadalupe Generating Station | TX | 55153 | CTGP1 | 160 | Natural Gas Fired Combustion Turbine | NG | GT | (T) Regulatory approvals received. Not under construction | 160
2025 | 5 | 57045 | Guadalupe Power Partners LP | IPP | Guadalupe Generating Station | TX | 55153 | CTGP2 | 160 | Natural Gas Fired Combustion Turbine | NG | GT | (T) Regulatory approvals received. Not under construction | 160
2025 | 5 | 65454 | Healing Springs Solar, LLC | IPP | Healing Springs Solar, LLC | NC | 66382 | GEN1 | 55 | Solar Photovoltaic | SUN | PV | (L) Regulatory approvals pending. Not under construction | 55
2025 | 5 | 49893 | Invenergy Services LLC | IPP | Alle-Catt Wind Energy LLC | NY | 62954 | GEN1 | 340 | Onshore Wind Turbine | WND | WT | (U) Under construction, less than or equal to 50 percent complete | 340
2025 | 5 | 65920 | Kindle Energy LLC | IPP | Magnolia Power | LA | 67005 | MAGU1 | 678.7 | Natural Gas Fired Combined Cycle | NG | CS | (U) Under construction, less than or equal to 50 percent complete | 722.9
2025 | 5 | 62842 | Lightsource Renewable Energy Asset Management, LLC | IPP | Mountain Daisy | CO | 66557 | COMD1 | 161.7 | Solar Photovoltaic | SUN | PV | (P) Planned for installation, but regulatory approvals not initiated | 161.7
2025 | 5 | 11269 | Lower Colorado River Authority | Electric Utility | Maxwell Peaker Plant | TX | 66335 | G1 | 18.4 | Natural Gas Internal Combustion Engine | NG | IC | (L) Regulatory approvals pending. Not under construction | 18.8
2025 | 5 | 11269 | Lower Colorado River Authority | Electric Utility | Maxwell Peaker Plant | TX | 66335 | G10 | 18.4 | Natural Gas Internal Combustion Engine | NG | IC | (L) Regulatory approvals pending. Not under construction | 18.8
2025 | 5 | 11269 | Lower Colorado River Authority | Electric Utility | Maxwell Peaker Plant | TX | 66335 | G2 | 18.4 | Natural Gas Internal Combustion Engine | NG | IC | (L) Regulatory approvals pending. Not under construction | 18.8
2025 | 5 | 11269 | Lower Colorado River Authority | Electric Utility | Maxwell Peaker Plant | TX | 66335 | G3 | 18.4 | Natural Gas Internal Combustion Engine | NG | IC | (L) Regulatory approvals pending. Not under construction | 18.8
2025 | 5 | 11269 | Lower Colorado River Authority | Electric Utility | Maxwell Peaker Plant | TX | 66335 | G4 | 18.4 | Natural Gas Internal Combustion Engine | NG | IC | (L) Regulatory approvals pending. Not under construction | 18.8
2025 | 5 | 11269 | Lower Colorado River Authority | Electric Utility | Maxwell Peaker Plant | TX | 66335 | G5 | 18.4 | Natural Gas Internal Combustion Engine | NG | IC | (L) Regulatory approvals pending. Not under construction | 18.8
2025 | 5 | 11269 | Lower Colorado River Authority | Electric Utility | Maxwell Peaker Plant | TX | 66335 | G6 | 18.4 | Natural Gas Internal Combustion Engine | NG | IC | (L) Regulatory approvals pending. Not under construction | 18.8
2025 | 5 | 11269 | Lower Colorado River Authority | Electric Utility | Maxwell Peaker Plant | TX | 66335 | G7 | 18.4 | Natural Gas Internal Combustion Engine | NG | IC | (L) Regulatory approvals pending. Not under construction | 18.8
2025 | 5 | 11269 | Lower Colorado River Authority | Electric Utility | Maxwell Peaker Plant | TX | 66335 | G8 | 18.4 | Natural Gas Internal Combustion Engine | NG | IC | (L) Regulatory approvals pending. Not under construction | 18.8
2025 | 5 | 11269 | Lower Colorado River Authority | Electric Utility | Maxwell Peaker Plant | TX | 66335 | G9 | 18.4 | Natural Gas Internal Combustion Engine | NG | IC | (L) Regulatory approvals pending. Not under construction | 18.8
2025 | 5 | 65445 | MRG Goody Solar Project, LLC | IPP | MRG Goody Solar Project Hybrid | TX | 66390 | GDYES | 50.4 | Batteries | MWH | BA | (P) Planned for installation, but regulatory approvals not initiated | 50.4
2025 | 5 | 65445 | MRG Goody Solar Project, LLC | IPP | MRG Goody Solar Project Hybrid | TX | 66390 | GDYPV | 171.7 | Solar Photovoltaic | SUN | PV | (P) Planned for installation, but regulatory approvals not initiated | 171.7
2025 | 5 | 65751 | RE Papago LLC | IPP | Papago Energy Storage | AZ | 66779 | PPABA | 300 | Solar Photovoltaic | SUN | PV | (L) Regulatory approvals pending. Not under construction | 300
2025 | 5 | 65114 | Rocking R Solar, LLC | IPP | Rocking R Solar, LLC | LA | 65941 | RRS | 72.5 | Solar Photovoltaic | SUN | PV | (L) Regulatory approvals pending. Not under construction | 72.5
2025 | 5 | 65079 | Solar Proponent LLC | IPP | Rowdy Creek Solar and BESS | TX | 65854 | RDYBS | 350 | Batteries | MWH | BA | (L) Regulatory approvals pending. Not under construction | 350
2025 | 5 | 65079 | Solar Proponent LLC | IPP | Rowdy Creek Solar and BESS | TX | 65854 | RDYPV | 700 | Solar Photovoltaic | SUN | PV | (L) Regulatory approvals pending. Not under construction | 700
2025 | 5 | 17633 | Southern Indiana Gas & Elec Co | Electric Utility | A B Brown | IN | 6137 | 6 | 226.5 | Natural Gas Fired Combustion Turbine | NG | GT | (U) Under construction, less than or equal to 50 percent complete | 248.3
2025 | 5 | 17633 | Southern Indiana Gas & Elec Co | Electric Utility | A B Brown | IN | 6137 | 7 | 226.5 | Natural Gas Fired Combustion Turbine | NG | GT | (U) Under construction, less than or equal to 50 percent complete | 248.3
2025 | 5 | 17633 | Southern Indiana Gas & Elec Co | Electric Utility | Posey Solar | IN | 66780 | 1 | 191 | Solar Photovoltaic | SUN | PV | (L) Regulatory approvals pending. Not under construction | 191
2025 | 5 | 20847 | Wisconsin Electric Power Co | Electric Utility | Paris Solar | WI | 65967 | PSLR2 | 100 | Batteries | MWH | BA | (T) Regulatory approvals received. Not under construction | 100
2025 | 6 | 64245 | 90FI 8me, LLC | IPP | Kingsley Solar Farm | CA | 64634 | 90FIB | 360 | Batteries | MWH | BA | (P) Planned for installation, but regulatory approvals not initiated | 360
2025 | 6 | 60796 | 91MC 8me LLC | IPP | Aratina Solar Center 1 Hybrid | CA | 61167 | 91MC8 | 200 | Solar Photovoltaic | SUN | PV | (P) Planned for installation, but regulatory approvals not initiated | 200
2025 | 6 | 60796 | 91MC 8me LLC | IPP | Aratina Solar Center 1 Hybrid | CA | 61167 | BESS | 50 | Batteries | MWH | BA | (P) Planned for installation, but regulatory approvals not initiated | 50
2025 | 6 | 65759 | Ash Creek | IPP | Ash Creek Solar | TX | 66774 | 78663 | 408.9 | Solar Photovoltaic | SUN | PV | (T) Regulatory approvals received. Not under construction | 408.9
2025 | 6 | 15399 | Avangrid Renewables LLC | IPP | Powell Creek Solar | OH | 65997 | PCS1 | 150 | Solar Photovoltaic | SUN | PV | (P) Planned for installation, but regulatory approvals not initiated | 150
2025 | 6 | 64787 | Axial Basin Solar LLC | IPP | Axial Basin Solar | CO | 65480 | CO505 | 145 | Solar Photovoltaic | SUN | PV | (P) Planned for installation, but regulatory approvals not initiated | 145
2025 | 6 | 64217 | Bald Mountain Solar LLC | IPP | Bald Mountain Solar | NY | 64598 | GEN1 | 20 | Solar Photovoltaic | SUN | PV | (P) Planned for installation, but regulatory approvals not initiated | 20
2025 | 6 | 64739 | Black Walnut Energy Storage LLC | IPP | Black Walnut Energy Storage LLC | CA | 65396 | BW1 | 15 | Batteries | MWH | BA | (L) Regulatory approvals pending. Not under construction | 15
2025 | 6 | 4254 | Consumers Energy Co - (MI) | Electric Utility | Muskegon Solar | MI | 65572 | MSP | 250 | Solar Photovoltaic | SUN | PV | (U) Under construction, less than or equal to 50 percent complete | 250
2025 | 6 | 58970 | Ecoplexus, Inc | IPP | Grifton PV2 | NC | 63568 | GRFT2 | 56 | Solar Photovoltaic | SUN | PV | (L) Regulatory approvals pending. Not under construction | 56
2025 | 6 | 65084 | Eldora Energy LLC | IPP | Eldora Energy LLC | TX | 65847 | ELDBS | 200 | Batteries | MWH | BA | (P) Planned for installation, but regulatory approvals not initiated | 200
2025 | 6 | 65084 | Eldora Energy LLC | IPP | Eldora Energy LLC | TX | 65847 | ELDPV | 200 | Solar Photovoltaic | SUN | PV | (P) Planned for installation, but regulatory approvals not initiated | 200
2025 | 6 | 65762 | Elevate Middletown, LLC | IPP | Elevate Middletown | CT | 66786 | ELVMT | 275 | Batteries | MWH | BA | (P) Planned for installation, but regulatory approvals not initiated | 275
2025 | 6 | 65080 | Elio Energy LLC | IPP | Elio Energy LLC | TX | 65850 | ELIBS | 300 | Batteries | MWH | BA | (P) Planned for installation, but regulatory approvals not initiated | 300
2025 | 6 | 65080 | Elio Energy LLC | IPP | Elio Energy LLC | TX | 65850 | ELIPV | 160 | Solar Photovoltaic | SUN | PV | (P) Planned for installation, but regulatory approvals not initiated | 160
2025 | 6 | 58766 | FGE Texas II LLC | IPP | FGE Texas II | TX | 58930 | CA1 | 249.9 | Natural Gas Fired Combined Cycle | NG | CA | (T) Regulatory approvals received. Not under construction | 265.2
2025 | 6 | 58766 | FGE Texas II LLC | IPP | FGE Texas II | TX | 58930 | GT1 | 226.7 | Natural Gas Fired Combined Cycle | NG | CT | (T) Regulatory approvals received. Not under construction | 238.9
2025 | 6 | 58766 | FGE Texas II LLC | IPP | FGE Texas II | TX | 58930 | GT2 | 226.7 | Natural Gas Fired Combined Cycle | NG | CT | (T) Regulatory approvals received. Not under construction | 238.9
2025 | 6 | 63524 | Freepoint Commodities LLC | IPP | Raceway Solar | DE | 63846 | RACE | 50 | Solar Photovoltaic | SUN | PV | (T) Regulatory approvals received. Not under construction | 50
2025 | 6 | 65761 | GB Arthur Kill Storage LLC | IPP | Elevate Arthur Kill | NY | 66785 | ELVAK | 15.1 | Batteries | MWH | BA | (P) Planned for installation, but regulatory approvals not initiated | 15.1
2025 | 6 | 65961 | Grimes County Solar Project, LLC | IPP | Grimes County Solar | TX | 67046 | GS1 | 210 | Solar Photovoltaic | SUN | PV | (U) Under construction, less than or equal to 50 percent complete | 210
2025 | 6 | 63474 | Hecate Energy Gedney Hill LLC | IPP | Hecate Energy Gedney Hill | NY | 63815 | GEDNY | 20 | Solar Photovoltaic | SUN | PV | (P) Planned for installation, but regulatory approvals not initiated | 20
2025 | 6 | 64970 | Hecate Grid Humidor Storage 1 LLC | IPP | Humidor Storage I | CA | 65703 | HEHUM | 300 | Batteries | MWH | BA | (L) Regulatory approvals pending. Not under construction | 300
2025 | 6 | 64476 | Hope Solar One, LLC | IPP | Hope Solar One | RI | 65060 | VCP02 | 3.5 | Solar Photovoltaic | SUN | PV | (P) Planned for installation, but regulatory approvals not initiated | 3.5
2025 | 6 | 66070 | Hornshadow Solar II, LLC | IPP | Hornshadow Solar II | UT | 67191 | HS2 | 75 | Batteries | MWH | BA | (T) Regulatory approvals received. Not under construction | 75
2025 | 6 | 66059 | Hornshadow Solar, LLC | IPP | Hornshadow Solar | UT | 67189 | HSS | 75 | Batteries | MWH | BA | (T) Regulatory approvals received. Not under construction | 75
2025 | 6 | 61001 | Hu Honua Bioenergy, LLC | IPP | Hu Honua Bioenergy Facility | HI | 61364 | HHB | 32 | Other Waste Biomass | OBS | ST | (V) Under construction, more than 50 percent complete | 36
2025 | 6 | 65792 | IIT Energy Tech Partners, LLC | Commercial | ITT Cogen Facility | IL | 52021 | GEN3 | 4.1 | Natural Gas Internal Combustion Engine | NG | IC | (P) Planned for installation, but regulatory approvals not initiated | 4.1
2025 | 6 | 65792 | IIT Energy Tech Partners, LLC | Commercial | ITT Cogen Facility | IL | 52021 | GEN4 | 4.1 | Natural Gas Internal Combustion Engine | NG | IC | (P) Planned for installation, but regulatory approvals not initiated | 4.1
2025 | 6 | 50123 | Leeward Asset Management, LLC | IPP | Union Ridge Solar | OH | 65338 | UNIS1 | 108 | Solar Photovoltaic | SUN | PV | (T) Regulatory approvals received. Not under construction | 108
2025 | 6 | 63576 | MEC North | IPP | MEC North | MI | 63911 | MECN | 500 | Natural Gas Fired Combined Cycle | NG | CS | (T) Regulatory approvals received. Not under construction | 500
2025 | 6 | 63577 | MEC South | IPP | MEC South | MI | 63912 | MECS | 500 | Natural Gas Fired Combined Cycle | NG | CS | (L) Regulatory approvals pending. Not under construction | 500
2025 | 6 | 64684 | Mulligan Solar | IPP | Mulligan Solar, LLC | IL | 65349 | MLGA2 | 40 | Batteries | MWH | BA | (P) Planned for installation, but regulatory approvals not initiated | 40
2025 | 6 | 65627 | NRG THW GT LLC | IPP | NRG THW GT Electric Generating Station | TX | 66601 | GT61 | 204 | Natural Gas Fired Combustion Turbine | NG | GT | (T) Regulatory approvals received. Not under construction | 188.7
2025 | 6 | 65627 | NRG THW GT LLC | IPP | NRG THW GT Electric Generating Station | TX | 66601 | GT62 | 204 | Natural Gas Fired Combustion Turbine | NG | GT | (T) Regulatory approvals received. Not under construction | 188.7
2025 | 6 | 13902 | NorthWestern Energy (MT Hydro) | Electric Utility | Hauser | MT | 2185 | HAU10 | 3.5 | Conventional Hydroelectric | WAT | HY | (P) Planned for installation, but regulatory approvals not initiated | 3.5
2025 | 6 | 58489 | OCI Solar Power | IPP | OCI Stillhouse Solar | TX | 65894 | OCISS | 210 | Solar Photovoltaic | SUN | PV | (L) Regulatory approvals pending. Not under construction | 210
2025 | 6 | 58489 | OCI Solar Power | IPP | OCI SunRoper | TX | 65893 | OCIES | 260 | Batteries | MWH | BA | (L) Regulatory approvals pending. Not under construction | 260
2025 | 6 | 58489 | OCI Solar Power | IPP | OCI SunRoper | TX | 65893 | OCIRO | 260 | Solar Photovoltaic | SUN | PV | (L) Regulatory approvals pending. Not under construction | 260
2025 | 6 | 64953 | Putnam Meadow Solar Station, LLC | IPP | Putnam Meadow Solar Station | CT | 65710 | PTNM | 4 | Solar Photovoltaic | SUN | PV | (L) Regulatory approvals pending. Not under construction | 4
2025 | 6 | 64387 | Sandy Creek Solar LLC | IPP | Sandy Creek Solar | NY | 64913 | GEN1 | 20 | Solar Photovoltaic | SUN | PV | (P) Planned for installation, but regulatory approvals not initiated | 20
2025 | 6 | 64355 | Solariant Capital, LLC | IPP | Wildcat Solar Power Plant LLC | NM | 64849 | WILDC | 90 | Solar Photovoltaic | SUN | PV | (P) Planned for installation, but regulatory approvals not initiated | 90
2025 | 6 | 65815 | Sunraycer Assets I LLC | IPP | Albatross Solar, LLC | TX | 66894 | ALBBA | 50.4 | Batteries | MWH | BA | (P) Planned for installation, but regulatory approvals not initiated | 50.4
2025 | 6 | 65815 | Sunraycer Assets I LLC | IPP | Albatross Solar, LLC | TX | 66894 | ALBPV | 101 | Solar Photovoltaic | SUN | PV | (P) Planned for installation, but regulatory approvals not initiated | 101
2025 | 6 | 63626 | Two Rivers Wind LLC | IPP | Two Rivers Wind Facility | WY | 63972 | TR1 | 6.1 | Onshore Wind Turbine | WND | WT | (L) Regulatory approvals pending. Not under construction | 6.1
2025 | 6 | 65777 | Urban Grid Solar | IPP | Beaver Creek Solar | PA | 66850 | BEAC1 | 34.2 | Solar Photovoltaic | SUN | PV | (L) Regulatory approvals pending. Not under construction | 34.2
2025 | 6 | 65777 | Urban Grid Solar | IPP | Morgnec Solar | MD | 66843 | MORG1 | 55.8 | Solar Photovoltaic | SUN | PV | (T) Regulatory approvals received. Not under construction | 55.8
2025 | 6 | 64457 | VCP, LLC d/b/a Verogy | IPP | Woodstock Solar One | CT | 65139 | VCP19 | 3 | Solar Photovoltaic | SUN | PV | (P) Planned for installation, but regulatory approvals not initiated | 3
2025 | 6 | 65329 | Yaupon Solar, LLC | IPP | Yaupon Solar Project (Hybrid) | TX | 66216 | BESS | 100 | Batteries | MWH | BA | (P) Planned for installation, but regulatory approvals not initiated | 100
2025 | 6 | 65329 | Yaupon Solar, LLC | IPP | Yaupon Solar Project (Hybrid) | TX | 66216 | SOL | 200 | Solar Photovoltaic | SUN | PV | (P) Planned for installation, but regulatory approvals not initiated | 200
2025 | 7 | 61012 | AES Distributed Energy | IPP | Glen Canyon Solar A, LLC | UT | 66484 | GCA | 95 | Solar Photovoltaic | SUN | PV | (U) Under construction, less than or equal to 50 percent complete | 95
2025 | 7 | 13157 | City of Omaha | Commercial | Papillion Creek Wastewater | NE | 55027 | 1600C | 2.4 | Natural Gas Internal Combustion Engine | NG | IC | (L) Regulatory approvals pending. Not under construction | 2.5
2025 | 7 | 13157 | City of Omaha | Commercial | Papillion Creek Wastewater | NE | 55027 | 1600D | 2.4 | Natural Gas Internal Combustion Engine | NG | IC | (L) Regulatory approvals pending. Not under construction | 2.5
2025 | 7 | 17539 | Dominion Energy South Carolina, Inc | Electric Utility | Parr GT | SC | 3291 | GT5 | 40.3 | Natural Gas Fired Combustion Turbine | NG | GT | (T) Regulatory approvals received. Not under construction | 65.4
2025 | 7 | 17539 | Dominion Energy South Carolina, Inc | Electric Utility | Parr GT | SC | 3291 | GT6 | 40.3 | Natural Gas Fired Combustion Turbine | NG | GT | (T) Regulatory approvals received. Not under construction | 65.4
2025 | 7 | 65096 | Hatchery Solar, LLC | IPP | Hatchery Solar | NY | 65901 | 6 | 20 | Solar Photovoltaic | SUN | PV | (P) Planned for installation, but regulatory approvals not initiated | 20
2025 | 7 | 11208 | Los Angeles Department of Water & Power | Electric Utility | Intermountain Power Project | UT | 6481 | 3 | 420 | Natural Gas Fired Combined Cycle | NG | CS | (P) Planned for installation, but regulatory approvals not initiated | 420
2025 | 7 | 11208 | Los Angeles Department of Water & Power | Electric Utility | Intermountain Power Project | UT | 6481 | 4 | 420 | Natural Gas Fired Combined Cycle | NG | CS | (P) Planned for installation, but regulatory approvals not initiated | 420
2025 | 7 | 58489 | OCI Solar Power | IPP | OCI Lone Sun | TX | 66399 | OCILS | 100 | Solar Photovoltaic | SUN | PV | (P) Planned for installation, but regulatory approvals not initiated | 100
2025 | 7 | 65079 | Solar Proponent LLC | IPP | Flag City Solar | TX | 65844 | FCSPV | 167.3 | Solar Photovoltaic | SUN | PV | (L) Regulatory approvals pending. Not under construction | 167.3
2025 | 7 | 65079 | Solar Proponent LLC | IPP | Lunis Creek Solar and BESS SLF | TX | 65852 | LUNBS | 621.4 | Batteries | MWH | BA | (L) Regulatory approvals pending. Not under construction | 621.4
2025 | 7 | 65079 | Solar Proponent LLC | IPP | Lunis Creek Solar and BESS SLF | TX | 65852 | LUNPV | 617.1 | Solar Photovoltaic | SUN | PV | (L) Regulatory approvals pending. Not under construction | 617.1
2025 | 7 | 65079 | Solar Proponent LLC | IPP | Tehuacana Creek 1 Solar and BESS | TX | 65855 | TE1BS | 418 | Batteries | MWH | BA | (L) Regulatory approvals pending. Not under construction | 418
2025 | 7 | 65079 | Solar Proponent LLC | IPP | Tehuacana Creek 1 Solar and BESS | TX | 65855 | TE1PV | 836.8 | Solar Photovoltaic | SUN | PV | (L) Regulatory approvals pending. Not under construction | 836.8
2025 | 8 | 64842 | Baron Winds II | IPP | Baron Winds II | NY | 65513 | BRNW2 | 113.2 | Onshore Wind Turbine | WND | WT | (L) Regulatory approvals pending. Not under construction | 113.2
2025 | 8 | 65476 | Gransolar Texas Eight, LLC | IPP | Tokio Solar | TX | 66397 | TOKIO | 158.1 | Solar Photovoltaic | SUN | PV | (P) Planned for installation, but regulatory approvals not initiated | 175
2025 | 8 | 63832 | Hecate Energy Harley Hand Solar LLC | IPP | Hecate Energy Harley Hand Solar LLC | TX | 64234 | 19936 | 514 | Solar Photovoltaic | SUN | PV | (P) Planned for installation, but regulatory approvals not initiated | 514
2025 | 8 | 62842 | Lightsource Renewable Energy Asset Management, LLC | IPP | Big Elk Solar | NE | 66113 | NEBE1 | 100 | Solar Photovoltaic | SUN | PV | (L) Regulatory approvals pending. Not under construction | 100
2025 | 8 | 65815 | Sunraycer Assets I LLC | IPP | Midpoint Solar, LLC | TX | 66897 | MIDBA | 52.2 | Batteries | MWH | BA | (P) Planned for installation, but regulatory approvals not initiated | 52.2
2025 | 8 | 65815 | Sunraycer Assets I LLC | IPP | Midpoint Solar, LLC | TX | 66897 | MIDPV | 104 | Solar Photovoltaic | SUN | PV | (P) Planned for installation, but regulatory approvals not initiated | 104
2025 | 8 | 62650 | Victorville Energy Center, LLC | Industrial | Victorville Energy Center, LLC (CA) | CA | 62726 | 1 | 20.1 | All Other | WH | ST | (P) Planned for installation, but regulatory approvals not initiated | 20.1
2025 | 9 | 64172 | Arevon Asset Management | IPP | Elliot Solar LLC | IN | 64904 | 1 | 200 | Solar Photovoltaic | SUN | PV | (U) Under construction, less than or equal to 50 percent complete | 200
2025 | 9 | 63965 | Badger Wind , LLC | IPP | Badger Wind, LLC | ND | 64342 | 5555 | 252 | Onshore Wind Turbine | WND | WT | (T) Regulatory approvals received. Not under construction | 252
2025 | 9 | 64858 | Balanced Rock Power, LLC | IPP | Windhub Solar B, LLC | CA | 59969 | GEN01 | 20 | Solar Photovoltaic | SUN | PV | (L) Regulatory approvals pending. Not under construction | 20
2025 | 9 | 64434 | Beaver Creek Wind I, LLC | IPP | Beaver Creek I | MT | 65019 | BCW1 | 50 | Onshore Wind Turbine | WND | WT | (U) Under construction, less than or equal to 50 percent complete | 50
2025 | 9 | 64434 | Beaver Creek Wind I, LLC | IPP | Beaver Creek I | MT | 65019 | BCW1B | 30 | Batteries | MWH | BA | (U) Under construction, less than or equal to 50 percent complete | 30
2025 | 9 | 64437 | Beaver Creek Wind IV, LLC | IPP | Beaver Creek IV | MT | 65023 | BCW4 | 50 | Onshore Wind Turbine | WND | WT | (U) Under construction, less than or equal to 50 percent complete | 50
2025 | 9 | 64437 | Beaver Creek Wind IV, LLC | IPP | Beaver Creek IV | MT | 65023 | BCW4B | 30 | Batteries | MWH | BA | (U) Under construction, less than or equal to 50 percent complete | 30
2025 | 9 | 66053 | Beehive Energy Storage, LLC | IPP | Beehive Energy Storage | AZ | 67184 | BHV1 | 250 | Batteries | MWH | BA | (T) Regulatory approvals received. Not under construction | 250
2025 | 9 | 63421 | Biggs Ford Solar Center, LLC | IPP | Biggs Ford Solar Center | MD | 61321 | BFSC | 15 | Solar Photovoltaic | SUN | PV | (L) Regulatory approvals pending. Not under construction | 15
2025 | 9 | 65102 | Clear View Solar, LLC | IPP | Clear View Solar | NY | 65931 | 3 | 20 | Solar Photovoltaic | SUN | PV | (P) Planned for installation, but regulatory approvals not initiated | 20
2025 | 9 | 65982 | Flat Fork Solar, LLC | IPP | Flat Fork Solar | AR | 67076 | FFOR1 | 200 | Solar Photovoltaic | SUN | PV | (P) Planned for installation, but regulatory approvals not initiated | 200
2025 | 9 | 61421 | LeGore Bridge Solar Center, LLC | IPP | LeGore Bridge Solar Center | MD | 61796 | LGBSC | 20 | Solar Photovoltaic | SUN | PV | (L) Regulatory approvals pending. Not under construction | 20
2025 | 9 | 58783 | Marseilles Land and Water Company | IPP | Marseilles Lock and Dam Hydro | IL | 58903 | UNIT1 | 2.6 | Conventional Hydroelectric | WAT | HY | (U) Under construction, less than or equal to 50 percent complete | 2.6
2025 | 9 | 58783 | Marseilles Land and Water Company | IPP | Marseilles Lock and Dam Hydro | IL | 58903 | UNIT2 | 2.6 | Conventional Hydroelectric | WAT | HY | (U) Under construction, less than or equal to 50 percent complete | 2.6
2025 | 9 | 58783 | Marseilles Land and Water Company | IPP | Marseilles Lock and Dam Hydro | IL | 58903 | UNIT3 | 2.6 | Conventional Hydroelectric | WAT | HY | (U) Under construction, less than or equal to 50 percent complete | 2.6
2025 | 9 | 58783 | Marseilles Land and Water Company | IPP | Marseilles Lock and Dam Hydro | IL | 58903 | UNIT4 | 2.6 | Conventional Hydroelectric | WAT | HY | (U) Under construction, less than or equal to 50 percent complete | 2.6
2025 | 9 | 64674 | Noria Hondo Solar LLC | IPP | Noria Hondo Solar (Hybrid) | TX | 65344 | 66148 | 145 | Solar Photovoltaic | SUN | PV | (L) Regulatory approvals pending. Not under construction | 145
2025 | 9 | 64674 | Noria Hondo Solar LLC | IPP | Noria Hondo Solar (Hybrid) | TX | 65344 | 66149 | 75 | Batteries | MWH | BA | (L) Regulatory approvals pending. Not under construction | 75
2025 | 9 | 5504 | Vistra Corp | IPP | Newton Solar BESS LLC | IL | 65401 | BA | 2 | Batteries | MWH | BA | (P) Planned for installation, but regulatory approvals not initiated | 2
2025 | 9 | 5504 | Vistra Corp | IPP | Newton Solar BESS LLC | IL | 65401 | PV | 52 | Solar Photovoltaic | SUN | PV | (P) Planned for installation, but regulatory approvals not initiated | 52
2025 | 10 | 61525 | 231RC 8me LLC | IPP | Norton Solar Farm | TX | 61967 | NSM01 | 125 | Solar Photovoltaic | SUN | PV | (P) Planned for installation, but regulatory approvals not initiated | 125
2025 | 10 | 64904 | AES Clean Energy | IPP | Baldy Mesa Solar & Storage | CA | 66598 | BDMSS | 75 | Batteries | MWH | BA | (V) Under construction, more than 50 percent complete | 75
2025 | 10 | 64904 | AES Clean Energy | IPP | Baldy Mesa Solar & Storage | CA | 66598 | BLDMS | 150 | Solar Photovoltaic | SUN | PV | (V) Under construction, more than 50 percent complete | 150
2025 | 10 | 56769 | Consolidated Edison Development Inc. | IPP | Burt County Wind | NE | 61511 | BCNE | 75 | Onshore Wind Turbine | WND | WT | (L) Regulatory approvals pending. Not under construction | 75
2025 | 10 | 61785 | EDP Renewables North America LLC | IPP | Saddle Mountain East Wind Farm | WA | 62263 | GEN1 | 126 | Onshore Wind Turbine | WND | WT | (P) Planned for installation, but regulatory approvals not initiated | 126
2025 | 10 | 5701 | El Paso Electric Co | Electric Utility | Felina | TX | 67177 | PV150 | 150 | Solar Photovoltaic | SUN | PV | (L) Regulatory approvals pending. Not under construction | 153
2025 | 10 | 65475 | Gransolar Texas Fifteen, LLC | IPP | Naduah Solar | TX | 66396 | NDUAH | 180.6 | Solar Photovoltaic | SUN | PV | (P) Planned for installation, but regulatory approvals not initiated | 181.6
2025 | 10 | 65103 | Highbanks Solar, LLC | IPP | Highbanks Solar | NY | 65934 | 7 | 20 | Solar Photovoltaic | SUN | PV | (P) Planned for installation, but regulatory approvals not initiated | 20
2025 | 10 | 49805 | Kennecott Utah Copper | Industrial | Copperton Solar Plant No. 1 | UT | 64427 | CSP2 | 11.5 | Solar Photovoltaic | SUN | PV | (P) Planned for installation, but regulatory approvals not initiated | 25
2025 | 10 | 65550 | Nova Power, LLC | IPP | Menifee Power Bank | CA | 66494 | NOVA5 | 55 | Batteries | MWH | BA | (U) Under construction, less than or equal to 50 percent complete | 55
2025 | 10 | 66002 | Pastoria Solar Energy Company, LLC | IPP | Pastoria Solar | CA | 67105 | CPP01 | 105.2 | Solar Photovoltaic | SUN | PV | (U) Under construction, less than or equal to 50 percent complete | 105.2
2025 | 10 | 65105 | Peeler Solar, LLC | IPP | Peeler Solar, LLC | TX | 65932 | PEEL2 | 100 | Batteries | MWH | BA | (P) Planned for installation, but regulatory approvals not initiated | 100
2025 | 10 | 65124 | Plum Nellie Wind Farm LLC | IPP | Plum Nellie Wind Farm LLC | KS | 65948 | PNW01 | 201.6 | Onshore Wind Turbine | WND | WT | (P) Planned for installation, but regulatory approvals not initiated | 201.6
2025 | 10 | 64347 | Silver Queen Wind Farm, LLC | IPP | Silver Queen Wind Farm | IA | 64835 | NA | 258 | Onshore Wind Turbine | WND | WT | (L) Regulatory approvals pending. Not under construction | 258
2025 | 10 | 65179 | SolarGen of South Carolina, LLC | IPP | Brogdon Family Solar Park | SC | 66012 | BROGD | 65 | Solar Photovoltaic | SUN | PV | (L) Regulatory approvals pending. Not under construction | 65
2025 | 10 | 65562 | TJA Off South Main St. Lanesboro, LLC | IPP | MA Lanesboro S. Main St. | MA | 66514 | 18233 | 4.2 | Solar Photovoltaic | SUN | PV | (P) Planned for installation, but regulatory approvals not initiated | 4.2
2025 | 10 | 65562 | TJA Off South Main St. Lanesboro, LLC | IPP | MA Lanesboro S. Main St. | MA | 66514 | B8233 | 2.5 | Batteries | MWH | BA | (P) Planned for installation, but regulatory approvals not initiated | 2.5
2025 | 10 | 58113 | Texas A&M, Utilities & Energy Services | Commercial | Central Utility Plant - Texas A&M | TX | 58151 | STG03 | 5 | Natural Gas Fired Combined Cycle | NG | CA | (P) Planned for installation, but regulatory approvals not initiated | 5
2025 | 10 | 63140 | Three Rivers Solar Power, LLC | IPP | Three Rivers Solar Power, LLC | ME | 63386 | 3RIVS | 100 | Solar Photovoltaic | SUN | PV | (L) Regulatory approvals pending. Not under construction | 100
2025 | 10 | 65777 | Urban Grid Solar | IPP | Spring Grove Solar 2 | VA | 66844 | SPRG2 | 194.9 | Solar Photovoltaic | SUN | PV | (T) Regulatory approvals received. Not under construction | 150
2025 | 10 | 63726 | Vistra Zero LLC | IPP | Forest Grove - Dodd | TX | 64131 | ESS1 | 100 | Batteries | MWH | BA | (P) Planned for installation, but regulatory approvals not initiated | 100.2
2025 | 10 | 64951 | Warren Meadow Solar Station, LLC | IPP | Warren Meadow Solar Station | ME | 65708 | WMSS | 74.5 | Solar Photovoltaic | SUN | PV | (L) Regulatory approvals pending. Not under construction | 74.5
2025 | 11 | 65691 | Branch Solar, LLC | IPP | Branch Solar Project | MI | 66697 | BS1 | 200 | Solar Photovoltaic | SUN | PV | (L) Regulatory approvals pending. Not under construction | 200
2025 | 11 | 64388 | ConnectGen Montgomery County LLC | IPP | Mill Point Solar | NY | 64912 | CMPS1 | 250 | Solar Photovoltaic | SUN | PV | (P) Planned for installation, but regulatory approvals not initiated | 250
2025 | 11 | 65116 | Discovery Wind, LLC | IPP | Discovery Wind, LLC | ND | 65944 | DISC | 400 | Onshore Wind Turbine | WND | WT | (L) Regulatory approvals pending. Not under construction | 400
2025 | 11 | 63966 | Emerick Wind, LLC | IPP | Emerick Wind | NE | 64344 | 9999 | 396.3 | Onshore Wind Turbine | WND | WT | (P) Planned for installation, but regulatory approvals not initiated | 396.3
2025 | 11 | 65981 | Forgeview Solar, LLC | IPP | Forgeview Solar | AR | 67075 | FFOR1 | 200 | Solar Photovoltaic | SUN | PV | (P) Planned for installation, but regulatory approvals not initiated | 200
2025 | 11 | 61797 | Hecate Energy LLC | IPP | Hecate Energy Columbia County Solar | NY | 62273 | HECC1 | 60 | Solar Photovoltaic | SUN | PV | (P) Planned for installation, but regulatory approvals not initiated | 60
2025 | 11 | 50123 | Leeward Asset Management, LLC | IPP | Parowan Solar | UT | 65823 | PARB | 58 | Batteries | MWH | BA | (L) Regulatory approvals pending. Not under construction | 58
2025 | 11 | 50123 | Leeward Asset Management, LLC | IPP | Parowan Solar | UT | 65823 | PARS0 | 58 | Solar Photovoltaic | SUN | PV | (L) Regulatory approvals pending. Not under construction | 58
2025 | 11 | 62842 | Lightsource Renewable Energy Asset Management, LLC | IPP | Jones City 1 Solar | TX | 66559 | TXJC1 | 215 | Solar Photovoltaic | SUN | PV | (L) Regulatory approvals pending. Not under construction | 215
2025 | 11 | 62842 | Lightsource Renewable Energy Asset Management, LLC | IPP | Trinity River Solar 1 | TX | 66132 | TXTR1 | 150 | Solar Photovoltaic | SUN | PV | (P) Planned for installation, but regulatory approvals not initiated | 150
2025 | 11 | 62842 | Lightsource Renewable Energy Asset Management, LLC | IPP | Trinity River Solar 1 | TX | 66132 | TXTR2 | 75 | Batteries | MWH | BA | (P) Planned for installation, but regulatory approvals not initiated | 75
2025 | 11 | 55983 | Luminant Generation Company LLC | IPP | Jayhawk | TX | 59806 | SOLAR | 101 | Solar Photovoltaic | SUN | PV | (L) Regulatory approvals pending. Not under construction | 101
2025 | 11 | 64169 | Prairie Solar LLC | IPP | Prairie Solar LLC | IL | 64536 | KOV4A | 150 | Solar Photovoltaic | SUN | PV | (L) Regulatory approvals pending. Not under construction | 150
2025 | 11 | 58846 | Southeast Renewable Fuels, LLC | Industrial | SRF Pulp Processing Facility | FL | 58997 | G1001 | 20 | Wood/Wood Waste Biomass | WDS | ST | (U) Under construction, less than or equal to 50 percent complete | 20
2025 | 11 | 64690 | Topsham Meadow Solar Station LLC | IPP | Topsham Meadow Solar Station | ME | 65369 | TMSS | 17.2 | Solar Photovoltaic | SUN | PV | (L) Regulatory approvals pending. Not under construction | 17.2
2025 | 11 | 64691 | West Baldwin Solar Station LLC | IPP | West Baldwin Solar Station | ME | 65371 | WBSS | 17.1 | Solar Photovoltaic | SUN | PV | (L) Regulatory approvals pending. Not under construction | 17.1
2025 | 12 | 61222 | 174 Power Global Corp. | IPP | Boulder Solar III LLC | NV | 65141 | BS301 | 127.9 | Solar Photovoltaic | SUN | PV | (P) Planned for installation, but regulatory approvals not initiated | 127.9
2025 | 12 | 61222 | 174 Power Global Corp. | IPP | Boulder Solar III LLC | NV | 65141 | BS3ES | 58 | Batteries | MWH | BA | (P) Planned for installation, but regulatory approvals not initiated | 58
2025 | 12 | 63805 | 50LW 8me LLC | IPP | Bellefield Solar and Energy Storage Farm | CA | 64210 | 50LWA | 500 | Solar Photovoltaic | SUN | PV | (P) Planned for installation, but regulatory approvals not initiated | 500
2025 | 12 | 63805 | 50LW 8me LLC | IPP | Bellefield Solar and Energy Storage Farm | CA | 64210 | 50LWB | 500 | Batteries | MWH | BA | (P) Planned for installation, but regulatory approvals not initiated | 500
2025 | 12 | 64245 | 90FI 8me, LLC | IPP | Kingsley Solar Farm | CA | 64634 | 90FI8 | 360 | Solar Photovoltaic | SUN | PV | (P) Planned for installation, but regulatory approvals not initiated | 360
2025 | 12 | 64615 | Antares Group Inc | IPP | Elm Spring Solar 1 | VA | 65313 | ES | 3 | Solar Photovoltaic | SUN | PV | (P) Planned for installation, but regulatory approvals not initiated | 3
2025 | 12 | 64615 | Antares Group Inc | IPP | Shenvalee Solar | VA | 65312 | SV | 3 | Solar Photovoltaic | SUN | PV | (P) Planned for installation, but regulatory approvals not initiated | 3
2025 | 12 | 15399 | Avangrid Renewables LLC | IPP | Sunset Solar | OR | 65326 | SS1 | 103 | Solar Photovoltaic | SUN | PV | (P) Planned for installation, but regulatory approvals not initiated | 103
2025 | 12 | 65824 | BT Hickerson Solar, LLC | IPP | BT Hickerson Solar, LLC | TX | 66903 | 5105 | 310 | Solar Photovoltaic | SUN | PV | (L) Regulatory approvals pending. Not under construction | 310
2025 | 12 | 65697 | Briggs Solar, LLC | IPP | Briggs Solar, LLC | TX | 66691 | BRIGG | 305 | Solar Photovoltaic | SUN | PV | (L) Regulatory approvals pending. Not under construction | 305
2025 | 12 | 65697 | Briggs Solar, LLC | IPP | Briggs Solar, LLC | TX | 66691 | BRUGG | 70 | Batteries | MWH | BA | (L) Regulatory approvals pending. Not under construction | 70
2025 | 12 | 61818 | CC Polymers LLC | Industrial | M&G Resins USA | TX | 60642 | 1 | 11.7 | All Other | WH | OT | (U) Under construction, less than or equal to 50 percent complete | 14.3
2025 | 12 | 61818 | CC Polymers LLC | Industrial | M&G Resins USA | TX | 60642 | 2 | 11.7 | All Other | WH | OT | (U) Under construction, less than or equal to 50 percent complete | 14.3
2025 | 12 | 64475 | CG Leon County II LLC | IPP | Pecan Prairie North Solar | TX | 64999 | CPNS1 | 360 | Solar Photovoltaic | SUN | PV | (L) Regulatory approvals pending. Not under construction | 360
2025 | 12 | 64410 | CG Leon County LLC | IPP | Pecan Prairie South Solar | TX | 64981 | CPSS1 | 135 | Solar Photovoltaic | SUN | PV | (L) Regulatory approvals pending. Not under construction | 135
2025 | 12 | 64578 | Caden Energix Piney River LLC | IPP | Caden Energix Piney River LLC | VA | 65286 | ENX18 | 50 | Solar Photovoltaic | SUN | PV | (L) Regulatory approvals pending. Not under construction | 50
2025 | 12 | 64934 | Chiquito Grid, LLC | IPP | Chiquito Grid, LLC | CA | 65655 | HECHQ | 80 | Batteries | MWH | BA | (L) Regulatory approvals pending. Not under construction | 80
2025 | 12 | 56769 | Consolidated Edison Development Inc. | IPP | Arlington Valley Solar Energy I | AZ | 57679 | AVSE1 | 125 | Solar Photovoltaic | SUN | PV | (T) Regulatory approvals received. Not under construction | 127
2025 | 12 | 5109 | DTE Electric Company | Electric Utility | Wheeler Center Solar Park | MI | 65327 | WCTSP | 20 | Solar Photovoltaic | SUN | PV | (P) Planned for installation, but regulatory approvals not initiated | 20
2025 | 12 | 65543 | Desert Vine Solar LLC | IPP | Desert Vine Solar | TX | 66493 | DVS | 121.3 | Solar Photovoltaic | SUN | PV | (L) Regulatory approvals pending. Not under construction | 121.3
2025 | 12 | 65516 | ECG Utah Solar1, LLC | IPP | Utah Solar 1 | UT | 66426 | 1EUS | 300 | Solar Photovoltaic | SUN | PV | (P) Planned for installation, but regulatory approvals not initiated | 300
2025 | 12 | 58970 | Ecoplexus, Inc | IPP | CSP Solano | CA | 65181 | CSLNO | 5.1 | Solar Photovoltaic | SUN | PV | (V) Under construction, more than 50 percent complete | 5.1
2025 | 12 | 58970 | Ecoplexus, Inc | IPP | Westminister NC | NC | 63567 | WSMTR | 75 | Solar Photovoltaic | SUN | PV | (T) Regulatory approvals received. Not under construction | 75
2025 | 12 | 65672 | Elkhart County Solar Project, LLC | IPP | Elkhart County Solar Project | IN | 66647 | USELT | 100 | Solar Photovoltaic | SUN | PV | (T) Regulatory approvals received. Not under construction | 100
2025 | 12 | 58765 | FGE Texas I LLC | IPP | FGE Texas I | TX | 58931 | CA1 | 249.9 | Natural Gas Fired Combined Cycle | NG | CA | (T) Regulatory approvals received. Not under construction | 265.2
2025 | 12 | 58765 | FGE Texas I LLC | IPP | FGE Texas I | TX | 58931 | GT1 | 226.7 | Natural Gas Fired Combined Cycle | NG | CT | (T) Regulatory approvals received. Not under construction | 238.9
2025 | 12 | 58765 | FGE Texas I LLC | IPP | FGE Texas I | TX | 58931 | GT2 | 226.7 | Natural Gas Fired Combined Cycle | NG | CT | (T) Regulatory approvals received. Not under construction | 238.9
2025 | 12 | 64174 | FPS Cedar Creek Solar LLC | IPP | Cedar Creek Solar | DE | 64543 | 1 | 114 | Solar Photovoltaic | SUN | PV | (L) Regulatory approvals pending. Not under construction | 114
2025 | 12 | 64176 | FPS Potic Solar LLC | IPP | Potic Solar | NY | 64541 | 1 | 4.9 | Solar Photovoltaic | SUN | PV | (L) Regulatory approvals pending. Not under construction | 4.9
2025 | 12 | 63524 | Freepoint Commodities LLC | IPP | Shaftsbury Solar | VT | 64064 | SHAFT | 20 | Solar Photovoltaic | SUN | PV | (P) Planned for installation, but regulatory approvals not initiated | 20
2025 | 12 | 65586 | GEG PA Solar LLC | IPP | Goonies Solar Project | PA | 66547 | GOONS | 106.7 | Solar Photovoltaic | SUN | PV | (L) Regulatory approvals pending. Not under construction | 194
2025 | 12 | 58880 | Gallegos Wind Farm LLC | IPP | Gallegos Wind Farm, Phase 1 | NM | 59047 | GEN 1 | 190 | Onshore Wind Turbine | WND | WT | (P) Planned for installation, but regulatory approvals not initiated | 190
2025 | 12 | 65740 | Genesee Solar Energy, LLC | IPP | Genesee Solar Project | MI | 66756 | GS1 | 50 | Solar Photovoltaic | SUN | PV | (P) Planned for installation, but regulatory approvals not initiated | 51
2025 | 12 | 61166 | Green Power Energy LLC | IPP | Cody Road Wind Farm | NY | 61592 | WT1 | 2.4 | Onshore Wind Turbine | WND | WT | (U) Under construction, less than or equal to 50 percent complete | 2.4
2025 | 12 | 61166 | Green Power Energy LLC | IPP | Cody Road Wind Farm | NY | 61592 | WT2 | 2.4 | Onshore Wind Turbine | WND | WT | (U) Under construction, less than or equal to 50 percent complete | 2.4
2025 | 12 | 61166 | Green Power Energy LLC | IPP | Cody Road Wind Farm | NY | 61592 | WT3 | 2.4 | Onshore Wind Turbine | WND | WT | (U) Under construction, less than or equal to 50 percent complete | 2.4
2025 | 12 | 61166 | Green Power Energy LLC | IPP | Cody Road Wind Farm | NY | 61592 | WT4 | 2.4 | Onshore Wind Turbine | WND | WT | (U) Under construction, less than or equal to 50 percent complete | 2.4
2025 | 12 | 61166 | Green Power Energy LLC | IPP | Cody Road Wind Farm | NY | 61592 | WT5 | 2.4 | Onshore Wind Turbine | WND | WT | (U) Under construction, less than or equal to 50 percent complete | 2.4
2025 | 12 | 65113 | Grey Fox Wind | IPP | Grey Fox Wind | IL | 65939 | WINDG | 400 | Onshore Wind Turbine | WND | WT | (L) Regulatory approvals pending. Not under construction | 400
2025 | 12 | 65741 | Hart Solar Partners, LLC | IPP | Hart Solar Project | MI | 66778 | HS1 | 100 | Solar Photovoltaic | SUN | PV | (P) Planned for installation, but regulatory approvals not initiated | 104
2025 | 12 | 63782 | Hecate Energy Cider Solar LLC | IPP | Hecate Energy Cider Solar LLC | NY | 64163 | 11111 | 500 | Solar Photovoltaic | SUN | PV | (P) Planned for installation, but regulatory approvals not initiated | 500
2025 | 12 | 65483 | Hecate Energy Ramsey Storage, LLC | IPP | Hecate Energy Ramsey Storage | TX | 66414 | RMSY | 500 | Batteries | MWH | BA | (P) Planned for installation, but regulatory approvals not initiated | 500
2025 | 12 | 65485 | Hecate Grid East Valley Storage, LLC | IPP | Hecate Grid East Valley Storage | TX | 66411 | RMSY | 255 | Batteries | MWH | BA | (P) Planned for installation, but regulatory approvals not initiated | 255
2025 | 12 | 62765 | High Bridge Wind, LLC | IPP | High Bridge Wind Project | NY | 62894 | HBBSF | 7 | Batteries | MWH | BA | (P) Planned for installation, but regulatory approvals not initiated | 7
2025 | 12 | 62765 | High Bridge Wind, LLC | IPP | High Bridge Wind Project | NY | 62894 | WT | 103.2 | Onshore Wind Turbine | WND | WT | (P) Planned for installation, but regulatory approvals not initiated | 103.2
2025 | 12 | 65701 | Horsepen Branch Solar | IPP | Horsepen Branch Solar | VA | 66695 | HRSPN | 25 | Solar Photovoltaic | SUN | PV | (P) Planned for installation, but regulatory approvals not initiated | 25
2025 | 12 | 65682 | IP Aramis, LLC | IPP | Aramis I Solar Project | CA | 66678 | IPAR1 | 100 | Solar Photovoltaic | SUN | PV | (L) Regulatory approvals pending. Not under construction | 100
2025 | 12 | 63137 | Idemitsu Renewables | IPP | Azalea (CA) | CA | 66890 | AZAL | 60 | Solar Photovoltaic | SUN | PV | (P) Planned for installation, but regulatory approvals not initiated | 60
2025 | 12 | 49893 | Invenergy Services LLC | IPP | Crescent Valley Solar | NV | 62888 | GEN1 | 149 | Solar Photovoltaic | SUN | PV | (U) Under construction, less than or equal to 50 percent complete | 149
2025 | 12 | 49893 | Invenergy Services LLC | IPP | Horseshoe Solar Energy | NY | 63096 | GEN1 | 180 | Solar Photovoltaic | SUN | PV | (U) Under construction, less than or equal to 50 percent complete | 180
2025 | 12 | 49893 | Invenergy Services LLC | IPP | Lovelock Solar | NV | 62934 | GEN1 | 190 | Solar Photovoltaic | SUN | PV | (U) Under construction, less than or equal to 50 percent complete | 190
2025 | 12 | 65967 | Iron Belt Energy Storage Project, LLC | IPP | Iron Belt | TX | 67059 | 1 | 400 | Batteries | MWH | BA | (P) Planned for installation, but regulatory approvals not initiated | 400
2025 | 12 | 10071 | Kauai Island Utility Cooperative | Electric Utility | KRS I Anahola Solar Hybrid | HI | 58639 | BESS8 | 12 | Batteries | MWH | BA | (P) Planned for installation, but regulatory approvals not initiated | 12
2025 | 12 | 10071 | Kauai Island Utility Cooperative | Electric Utility | KRS II Koloa Solar | HI | 58640 | BESS7 | 12 | Batteries | MWH | BA | (P) Planned for installation, but regulatory approvals not initiated | 12
2025 | 12 | 65739 | Lake Iris Solar, LLC | IPP | Lake Iris Solar Project | MI | 66745 | LIS1 | 100 | Solar Photovoltaic | SUN | PV | (P) Planned for installation, but regulatory approvals not initiated | 107.7
2025 | 12 | 50123 | Leeward Asset Management, LLC | IPP | Barilla Solar | TX | 58710 | BARBA | 20 | Batteries | MWH | BA | (P) Planned for installation, but regulatory approvals not initiated | 20
2025 | 12 | 50123 | Leeward Asset Management, LLC | IPP | Blackford Solar | IN | 66960 | BLKSL | 150 | Solar Photovoltaic | SUN | PV | (L) Regulatory approvals pending. Not under construction | 150
2025 | 12 | 50123 | Leeward Asset Management, LLC | IPP | Blackford Wind | IN | 66968 | BFW00 | 200 | Onshore Wind Turbine | WND | WT | (U) Under construction, less than or equal to 50 percent complete | 200
2025 | 12 | 50123 | Leeward Asset Management, LLC | IPP | Cradle Solar | TX | 65822 | CRAS0 | 225 | Solar Photovoltaic | SUN | PV | (U) Under construction, less than or equal to 50 percent complete | 225
2025 | 12 | 50123 | Leeward Asset Management, LLC | IPP | Northern Prairie 1 | WI | 66958 | NOPR1 | 101 | Solar Photovoltaic | SUN | PV | (T) Regulatory approvals received. Not under construction | 101
2025 | 12 | 50123 | Leeward Asset Management, LLC | IPP | Rose Gold Solar | IN | 65471 | RGS01 | 150 | Solar Photovoltaic | SUN | PV | (T) Regulatory approvals received. Not under construction | 150
2025 | 12 | 62842 | Lightsource Renewable Energy Asset Management, LLC | IPP | Mayapple Solar 1 | IN | 66138 | INMA1 | 224 | Solar Photovoltaic | SUN | PV | (P) Planned for installation, but regulatory approvals not initiated | 224
2025 | 12 | 62842 | Lightsource Renewable Energy Asset Management, LLC | IPP | Sycamore Trail Solar | PA | 66196 | PAST1 | 20 | Solar Photovoltaic | SUN | PV | (P) Planned for installation, but regulatory approvals not initiated | 20
2025 | 12 | 65587 | Mammoth Central LLC | IPP | Mammoth Central Solar Project | IN | 66546 | MMTHC | 300 | Solar Photovoltaic | SUN | PV | (T) Regulatory approvals received. Not under construction | 300
2025 | 12 | 65587 | Mammoth Central LLC | IPP | Mammoth Central Solar Project | IN | 66546 | MTHC2 | 300 | Solar Photovoltaic | SUN | PV | (T) Regulatory approvals received. Not under construction | 300
2025 | 12 | 65588 | Mammoth South LLC | IPP | Mammoth South Solar Project | IN | 66545 | MMTHS | 300 | Solar Photovoltaic | SUN | PV | (U) Under construction, less than or equal to 50 percent complete | 300
2025 | 12 | 63467 | Naturgy Candela DevCo LLC | IPP | Mark Center Solar Project | OH | 65050 | MRC1 | 110 | Solar Photovoltaic | SUN | PV | (T) Regulatory approvals received. Not under construction | 110
2025 | 12 | 64800 | Nolin Hills Wind, LLC | IPP | Nolin Hills | OR | 60070 | GEN | 300 | Onshore Wind Turbine | WND | WT | (L) Regulatory approvals pending. Not under construction | 300
2025 | 12 | 63463 | Palomino Solar, LLC | IPP | Palomino Solar | OH | 63784 | PLMNO | 200 | Solar Photovoltaic | SUN | PV | (P) Planned for installation, but regulatory approvals not initiated | 200
2025 | 12 | 63501 | Panther Grove Wind, LLC | IPP | Panther Grove Wind, LLC | IL | 63818 | 78787 | 400 | Onshore Wind Turbine | WND | WT | (P) Planned for installation, but regulatory approvals not initiated | 400
2025 | 12 | 65144 | Samsung C&T Renewables, LLC | IPP | Eagle Springs Hybrid | TX | 66341 | EGSB | 61.5 | Batteries | MWH | BA | (P) Planned for installation, but regulatory approvals not initiated | 55.1
2025 | 12 | 65144 | Samsung C&T Renewables, LLC | IPP | Eagle Springs Hybrid | TX | 66341 | EGSS | 150 | Solar Photovoltaic | SUN | PV | (P) Planned for installation, but regulatory approvals not initiated | 110.1
2025 | 12 | 65144 | Samsung C&T Renewables, LLC | IPP | Gaia Hybrid | TX | 66342 | GAIAB | 76.8 | Batteries | MWH | BA | (P) Planned for installation, but regulatory approvals not initiated | 76.8
2025 | 12 | 65144 | Samsung C&T Renewables, LLC | IPP | Gaia Hybrid | TX | 66342 | GAIAS | 152.7 | Solar Photovoltaic | SUN | PV | (P) Planned for installation, but regulatory approvals not initiated | 152.7
2025 | 12 | 65343 | Sculpin Solar LLC | IPP | Sculpin Solar | IN | 66238 | 1SPS | 180 | Solar Photovoltaic | SUN | PV | (P) Planned for installation, but regulatory approvals not initiated | 180
2025 | 12 | 65695 | Seven Flags BESS LLC | IPP | Seven Flags BESS LLC | TX | 66689 | 7FLAG | 100 | Batteries | MWH | BA | (P) Planned for installation, but regulatory approvals not initiated | 100
2025 | 12 | 63954 | Shepherd's Run Solar | IPP | Shepherd's Run Solar | NY | 64188 | PV | 60 | Solar Photovoltaic | SUN | PV | (P) Planned for installation, but regulatory approvals not initiated | 60
2025 | 12 | 62023 | Skeleton Creek Energy Center | IPP | Skeleton Creek Energy Center Hybrid | OK | 62494 | SCBAT | 200 | Batteries | MWH | BA | (P) Planned for installation, but regulatory approvals not initiated | 200
2025 | 12 | 62023 | Skeleton Creek Energy Center | IPP | Skeleton Creek Energy Center Hybrid | OK | 62494 | SCSOL | 250 | Solar Photovoltaic | SUN | PV | (P) Planned for installation, but regulatory approvals not initiated | 250
2025 | 12 | 64994 | SolRiver Capital LLC | IPP | Washington Solar | NC | 60948 | PV1 | 5 | Solar Photovoltaic | SUN | PV | (P) Planned for installation, but regulatory approvals not initiated | 5
2025 | 12 | 65079 | Solar Proponent LLC | IPP | Clear Fork Creek Solar and BESS SLF | TX | 65842 | CFCBS | 600 | Batteries | MWH | BA | (L) Regulatory approvals pending. Not under construction | 600
2025 | 12 | 65079 | Solar Proponent LLC | IPP | Clear Fork Creek Solar and BESS SLF | TX | 65842 | CFCPV | 600 | Solar Photovoltaic | SUN | PV | (L) Regulatory approvals pending. Not under construction | 600
2025 | 12 | 65079 | Solar Proponent LLC | IPP | Hollow Branch Creek 1 Solar | TX | 65846 | HB1PV | 700 | Solar Photovoltaic | SUN | PV | (L) Regulatory approvals pending. Not under construction | 700
2025 | 12 | 65079 | Solar Proponent LLC | IPP | Hollow Branch Creek 2 Solar and BESS SLF | TX | 65851 | HB2BS | 400 | Batteries | MWH | BA | (L) Regulatory approvals pending. Not under construction | 400
2025 | 12 | 65079 | Solar Proponent LLC | IPP | Hollow Branch Creek 2 Solar and BESS SLF | TX | 65851 | HB2PV | 700 | Solar Photovoltaic | SUN | PV | (L) Regulatory approvals pending. Not under construction | 700
2025 | 12 | 65366 | Speedway Solar, LLC | IPP | Speedway Solar, LLC | IN | 66264 | SDS | 199 | Solar Photovoltaic | SUN | PV | (U) Under construction, less than or equal to 50 percent complete | 199
2025 | 12 | 62700 | SunEast Clay Solar LLC | IPP | SunEast Clay Solar Project | NY | 62819 | Q669 | 20 | Solar Photovoltaic | SUN | PV | (T) Regulatory approvals received. Not under construction | 50
2025 | 12 | 62699 | SunEast Dog Corners Solar LLC | IPP | SunEast Dog Corners Solar Project | NY | 62823 | Q584 | 20 | Solar Photovoltaic | SUN | PV | (T) Regulatory approvals received. Not under construction | 20
2025 | 12 | 63539 | SunEast Fairway Solar LLC | IPP | SunEast Fariway Solar Project | NY | 63865 | Q#848 | 20 | Solar Photovoltaic | SUN | PV | (P) Planned for installation, but regulatory approvals not initiated | 20
2025 | 12 | 63551 | SunEast Flat Hill Solar LLC | IPP | SunEast Flat Hill Solar Project | NY | 63901 | Q#865 | 20 | Solar Photovoltaic | SUN | PV | (T) Regulatory approvals received. Not under construction | 20
2025 | 12 | 63537 | SunEast Grassy Knoll Solar LLC | IPP | SunEast Grassy Knoll Solar Project | NY | 63863 | Q#885 | 20 | Solar Photovoltaic | SUN | PV | (T) Regulatory approvals received. Not under construction | 20
2025 | 12 | 63540 | SunEast Highview Solar LLC | IPP | SunEast Highview Solar Project | NY | 63866 | Q#591 | 20 | Solar Photovoltaic | SUN | PV | (T) Regulatory approvals received. Not under construction | 20
2025 | 12 | 62757 | SunEast Hills Solar LLC | IPP | SunEast Hills Solar Project | NY | 62895 | Q581 | 20 | Solar Photovoltaic | SUN | PV | (T) Regulatory approvals received. Not under construction | 20
2025 | 12 | 63543 | SunEast Hilltop Solar LLC | IPP | SunEast Hilltop Solar Project | NY | 63868 | Q#807 | 20 | Solar Photovoltaic | SUN | PV | (T) Regulatory approvals received. Not under construction | 20
2025 | 12 | 63538 | SunEast Limestone Solar LLC | IPP | SunEast Limestone Solar Project | NY | 63864 | Q#806 | 20 | Solar Photovoltaic | SUN | PV | (T) Regulatory approvals received. Not under construction | 20
2025 | 12 | 63678 | SunEast Manchester Solar LLC | IPP | SunEast Manchester Solar Project | NY | 64037 | Q#913 | 20 | Solar Photovoltaic | SUN | PV | (T) Regulatory approvals received. Not under construction | 20
2025 | 12 | 62698 | SunEast Skyline Solar LLC | IPP | SunEast Skyline Solar Project | NY | 62816 | Q670 | 20 | Solar Photovoltaic | SUN | PV | (P) Planned for installation, but regulatory approvals not initiated | 20
2025 | 12 | 63541 | SunEast Tabletop Solar LLC | IPP | SunEast Tabletop Solar Project | NY | 63867 | Q#869 | 80 | Solar Photovoltaic | SUN | PV | (P) Planned for installation, but regulatory approvals not initiated | 80
2025 | 12 | 63536 | SunEast Valley Solar LLC | IPP | SunEast Valley Solar Project | NY | 63862 | Q#828 | 20 | Solar Photovoltaic | SUN | PV | (T) Regulatory approvals received. Not under construction | 20
2025 | 12 | 62756 | SunEast Watkins Road Solar LLC | IPP | SunEast Watkins Road Solar Project | NY | 62896 | Q586 | 20 | Solar Photovoltaic | SUN | PV | (T) Regulatory approvals received. Not under construction | 20
2025 | 12 | 65561 | TJA 540R Main St. Acushnet, LLC | IPP | MA Acushnet 540R Main St | MA | 66513 | 18229 | 4 | Solar Photovoltaic | SUN | PV | (L) Regulatory approvals pending. Not under construction | 4
2025 | 12 | 65561 | TJA 540R Main St. Acushnet, LLC | IPP | MA Acushnet 540R Main St | MA | 66513 | B8229 | 2 | Batteries | MWH | BA | (L) Regulatory approvals pending. Not under construction | 2
2025 | 12 | 59056 | Tri Global Energy, LLC | IPP | Cone Renewable Energy Project, LLC | TX | 60272 | WT1 | 150 | Onshore Wind Turbine | WND | WT | (P) Planned for installation, but regulatory approvals not initiated | 150
2025 | 12 | 59056 | Tri Global Energy, LLC | IPP | Crosby County Wind Farm, LLC | TX | 60273 | WT1 | 150 | Onshore Wind Turbine | WND | WT | (P) Planned for installation, but regulatory approvals not initiated | 150
2025 | 12 | 59056 | Tri Global Energy, LLC | IPP | Easter | TX | 59971 | ESTR1 | 150 | Onshore Wind Turbine | WND | WT | (P) Planned for installation, but regulatory approvals not initiated | 150
2025 | 12 | 63759 | Triple Oak Power LLC | IPP | Jawbone Wind Project | MT | 58175 | JWPI | 80 | Onshore Wind Turbine | WND | WT | (U) Under construction, less than or equal to 50 percent complete | 80
2025 | 12 | 65777 | Urban Grid Solar | IPP | Fairview Solar (AR) | AR | 66851 | FAIR1 | 75 | Solar Photovoltaic | SUN | PV | (L) Regulatory approvals pending. Not under construction | 75
2025 | 12 | 64457 | VCP, LLC d/b/a Verogy | IPP | Emery Shute Solar One | ME | 65045 | VCP14 | 1.4 | Solar Photovoltaic | SUN | PV | (P) Planned for installation, but regulatory approvals not initiated | 1.4
2025 | 12 | 64354 | Wilkes Solar, LLC | IPP | Wilkes Solar, LLC | NC | 64850 | WS | 75 | Solar Photovoltaic | SUN | PV | (P) Planned for installation, but regulatory approvals not initiated | 75
2026 | 1 | 65384 | Cartier Energy, LLC | Commercial | Hartford Hospital Cogeneration | CT | 52061 | GEN5 | 5.4 | Natural Gas Fired Combined Cycle | NG | CC | (P) Planned for installation, but regulatory approvals not initiated | 5.5
2026 | 1 | 65835 | Clean Energy Future - Trumbull, LLC. | IPP | Trumbull Energy Center | OH | 66918 | GT11 | 350 | Natural Gas Fired Combined Cycle | NG | CT | (U) Under construction, less than or equal to 50 percent complete | 350
2026 | 1 | 65835 | Clean Energy Future - Trumbull, LLC. | IPP | Trumbull Energy Center | OH | 66918 | GT12 | 350 | Natural Gas Fired Combined Cycle | NG | CT | (U) Under construction, less than or equal to 50 percent complete | 350
2026 | 1 | 65835 | Clean Energy Future - Trumbull, LLC. | IPP | Trumbull Energy Center | OH | 66918 | STG | 250 | Natural Gas Fired Combined Cycle | NG | CA | (U) Under construction, less than or equal to 50 percent complete | 250
2026 | 1 | 5248 | Dominion Energy Inc. | Electric Utility | Dulles Solar and Storage | VA | 65043 | DUSO | 100 | Solar Photovoltaic | SUN | PV | (L) Regulatory approvals pending. Not under construction | 100
2026 | 1 | 11241 | Entergy Louisiana LLC | Electric Utility | Sterlington Solar | LA | 66681 | STS | 49 | Solar Photovoltaic | SUN | PV | (P) Planned for installation, but regulatory approvals not initiated | 49
2026 | 1 | 6452 | Florida Power & Light Co | Electric Utility | Boardwalk | FL | 65885 | 1 | 74.5 | Solar Photovoltaic | SUN | PV | (U) Under construction, less than or equal to 50 percent complete | 74.5
2026 | 1 | 6452 | Florida Power & Light Co | Electric Utility | Kayak | FL | 65888 | 1 | 74.5 | Solar Photovoltaic | SUN | PV | (U) Under construction, less than or equal to 50 percent complete | 74.5
2026 | 1 | 6452 | Florida Power & Light Co | Electric Utility | Long Creek | FL | 65906 | 1 | 74.5 | Solar Photovoltaic | SUN | PV | (U) Under construction, less than or equal to 50 percent complete | 74.5
2026 | 1 | 6452 | Florida Power & Light Co | Electric Utility | Mare Branch | FL | 65905 | 1 | 74.5 | Solar Photovoltaic | SUN | PV | (U) Under construction, less than or equal to 50 percent complete | 74.5
2026 | 1 | 6452 | Florida Power & Light Co | Electric Utility | North Orange | FL | 65883 | 1 | 74.5 | Solar Photovoltaic | SUN | PV | (U) Under construction, less than or equal to 50 percent complete | 74.5
2026 | 1 | 6452 | Florida Power & Light Co | Electric Utility | Price Creek | FL | 65887 | 1 | 74.5 | Solar Photovoltaic | SUN | PV | (U) Under construction, less than or equal to 50 percent complete | 74.5
2026 | 1 | 6452 | Florida Power & Light Co | Electric Utility | Tenmile Creek | FL | 65886 | 1 | 74.5 | Solar Photovoltaic | SUN | PV | (U) Under construction, less than or equal to 50 percent complete | 74.5
2026 | 1 | 65482 | Gransolar Texas Thirteen, LLC | IPP | Despain Solar | TX | 66421 | GRS13 | 236.2 | Solar Photovoltaic | SUN | PV | (L) Regulatory approvals pending. Not under construction | 236.2
2026 | 1 | 49893 | Invenergy Services LLC | IPP | Canisteo Wind Farm | NY | 62947 | GEN1 | 290.7 | Onshore Wind Turbine | WND | WT | (V) Under construction, more than 50 percent complete | 290.7
2026 | 1 | 60349 | Juneau Hydropower, Inc | IPP | Sweetheart Lake Hydroelectric Facility | AK | 60588 | JHI01 | 6.6 | Conventional Hydroelectric | WAT | HY | (P) Planned for installation, but regulatory approvals not initiated | 6.6
2026 | 1 | 60349 | Juneau Hydropower, Inc | IPP | Sweetheart Lake Hydroelectric Facility | AK | 60588 | JHI02 | 6.6 | Conventional Hydroelectric | WAT | HY | (P) Planned for installation, but regulatory approvals not initiated | 6.6
2026 | 1 | 60349 | Juneau Hydropower, Inc | IPP | Sweetheart Lake Hydroelectric Facility | AK | 60588 | JHI03 | 6.6 | Conventional Hydroelectric | WAT | HY | (P) Planned for installation, but regulatory approvals not initiated | 6.6
2026 | 1 | 63289 | Key Capture Energy | IPP | TX 14 Venus Mill Storage | TX | 65788 | TX14 | 100 | Batteries | MWH | BA | (P) Planned for installation, but regulatory approvals not initiated | 100
2026 | 1 | 62842 | Lightsource Renewable Energy Asset Management, LLC | IPP | Granite Hill Solar | PA | 66440 | PAGH1 | 70 | Solar Photovoltaic | SUN | PV | (L) Regulatory approvals pending. Not under construction | 70
2026 | 1 | 62842 | Lightsource Renewable Energy Asset Management, LLC | IPP | Jones City 2 Solar | TX | 66893 | TXJC2 | 185 | Solar Photovoltaic | SUN | PV | (P) Planned for installation, but regulatory approvals not initiated | 185
2026 | 1 | 62842 | Lightsource Renewable Energy Asset Management, LLC | IPP | Mowata Solar | LA | 66558 | LAMO1 | 150 | Solar Photovoltaic | SUN | PV | (P) Planned for installation, but regulatory approvals not initiated | 150
2026 | 1 | 62842 | Lightsource Renewable Energy Asset Management, LLC | IPP | White Trillium Solar | OH | 65904 | OHWT1 | 49.5 | Solar Photovoltaic | SUN | PV | (P) Planned for installation, but regulatory approvals not initiated | 49.5
2026 | 1 | 65785 | Luminace Sunbeam Development Holdings, LLC | IPP | Cenergy - Pulk | ME | 66874 | PUL | 5 | Solar Photovoltaic | SUN | PV | (OT) Other | 5
2026 | 1 | 64477 | Meriden Solar One, LLC | IPP | Meriden Solar One | CT | 65061 | VCP08 | 1 | Solar Photovoltaic | SUN | PV | (P) Planned for installation, but regulatory approvals not initiated | 1
2026 | 1 | 12796 | Monongahela Power Co | Electric Utility | Davis Solar (WV) | WV | 66870 | DAVS | 11.5 | Solar Photovoltaic | SUN | PV | (L) Regulatory approvals pending. Not under construction | 11.5
2026 | 1 | 63726 | Vistra Zero LLC | IPP | Forest Grove - Dodd | TX | 64131 | FGPV1 | 400 | Solar Photovoltaic | SUN | PV | (P) Planned for installation, but regulatory approvals not initiated | 400.6
2026 | 1 | 63726 | Vistra Zero LLC | IPP | Oak Hill - Dry Creek | TX | 64132 | PV1 | 390 | Solar Photovoltaic | SUN | PV | (P) Planned for installation, but regulatory approvals not initiated | 390.9
2026 | 1 | 64515 | Waterbury Solar One, LLC | IPP | Waterbury Solar One | CT | 65137 | VCP12 | 2 | Solar Photovoltaic | SUN | PV | (P) Planned for installation, but regulatory approvals not initiated | 2
2026 | 2 | 65644 | Fish Lake Geothermal LLC | IPP | Fish Lake Geothermal | NV | 66618 | FL1 | 4 | Geothermal | GEO | ST | (P) Planned for installation, but regulatory approvals not initiated | 5
2026 | 2 | 65644 | Fish Lake Geothermal LLC | IPP | Fish Lake Geothermal | NV | 66618 | FL2 | 4 | Geothermal | GEO | ST | (P) Planned for installation, but regulatory approvals not initiated | 5
2026 | 2 | 65644 | Fish Lake Geothermal LLC | IPP | Fish Lake Geothermal | NV | 66618 | FL3 | 4 | Geothermal | GEO | ST | (P) Planned for installation, but regulatory approvals not initiated | 5
2026 | 2 | 65644 | Fish Lake Geothermal LLC | IPP | Fish Lake Geothermal | NV | 66618 | FL4 | 4 | Geothermal | GEO | ST | (P) Planned for installation, but regulatory approvals not initiated | 5
2026 | 2 | 65439 | Lotus Infrastructure Global Operations, LLC | IPP | Grover Hill Wind, LLC | OH | 66359 | GHW | 140.3 | Onshore Wind Turbine | WND | WT | (T) Regulatory approvals received. Not under construction | 140.3
2026 | 2 | 65079 | Solar Proponent LLC | IPP | Middlebrook Creek Solar and BESS | TX | 65853 | MIDBS | 302.9 | Batteries | MWH | BA | (L) Regulatory approvals pending. Not under construction | 302.9
2026 | 2 | 65079 | Solar Proponent LLC | IPP | Middlebrook Creek Solar and BESS | TX | 65853 | MIDPV | 609.1 | Solar Photovoltaic | SUN | PV | (L) Regulatory approvals pending. Not under construction | 609.1
2026 | 2 | 65092 | Springwater Solar, LLC | IPP | Springwater Solar, LLC | OH | 65900 | SPRI2 | 75 | Batteries | MWH | BA | (P) Planned for installation, but regulatory approvals not initiated | 75
2026 | 2 | 64457 | VCP, LLC d/b/a Verogy | IPP | Spencer Drive Solar One | ME | 65138 | VCP18 | 2 | Solar Photovoltaic | SUN | PV | (P) Planned for installation, but regulatory approvals not initiated | 2
2026 | 3 | 59474 | BQ Energy LLC | IPP | Nottingham Solar | OH | 66658 | NOTT | 100 | Solar Photovoltaic | SUN | PV | (P) Planned for installation, but regulatory approvals not initiated | 100
2026 | 3 | 59474 | BQ Energy LLC | IPP | Steubenville Solar | OH | 66657 | STEUB | 50 | Solar Photovoltaic | SUN | PV | (P) Planned for installation, but regulatory approvals not initiated | 50
2026 | 3 | 1307 | Basin Electric Power Coop | Electric Utility | Pioneer Generation Station | ND | 57881 | 04 | 210 | Natural Gas Fired Combustion Turbine | NG | GT | (L) Regulatory approvals pending. Not under construction | 235
2026 | 3 | 65998 | Flint Mine Solar, LLC | IPP | Flint Mine Solar | NY | 67090 | FMS | 100 | Solar Photovoltaic | SUN | PV | (L) Regulatory approvals pending. Not under construction | 100
2026 | 3 | 63289 | Key Capture Energy | IPP | KCE NY 10, LLC | NY | 66682 | NY10 | 20 | Batteries | MWH | BA | (P) Planned for installation, but regulatory approvals not initiated | 20
2026 | 3 | 63289 | Key Capture Energy | IPP | KCE NY 29, LLC | NY | 66862 | NY29 | 150 | Batteries | MWH | BA | (P) Planned for installation, but regulatory approvals not initiated | 150
2026 | 3 | 62842 | Lightsource Renewable Energy Asset Management, LLC | IPP | Crossvine Solar | IN | 66441 | INCV1 | 100 | Solar Photovoltaic | SUN | PV | (P) Planned for installation, but regulatory approvals not initiated | 100
2026 | 3 | 60971 | NYC Energy LLC | IPP | NISA Electric Generation Project | NY | 61331 | BA1 | 79.9 | Batteries | MWH | BA | (T) Regulatory approvals received. Not under construction | 79.9
2026 | 3 | 60971 | NYC Energy LLC | IPP | NISA Electric Generation Project | NY | 61331 | BA2 | 220.1 | Batteries | MWH | BA | (T) Regulatory approvals received. Not under construction | 220.1
2026 | 3 | 65715 | Strata Clean Energy | IPP | Longwing Solar | TX | 66705 | 11105 | 140 | Solar Photovoltaic | SUN | PV | (P) Planned for installation, but regulatory approvals not initiated | 140
2026 | 3 | 65715 | Strata Clean Energy | IPP | Peri Peri Solar | TX | 66708 | 11104 | 115 | Solar Photovoltaic | SUN | PV | (P) Planned for installation, but regulatory approvals not initiated | 115
2026 | 4 | 5248 | Dominion Energy Inc. | Electric Utility | Moon Corner Solar | VA | 66313 | MOCO | 60 | Solar Photovoltaic | SUN | PV | (L) Regulatory approvals pending. Not under construction | 60
2026 | 4 | 7490 | Grand River Dam Authority | Electric Utility | GREC | OK | 165 | 4 | 444 | Natural Gas Fired Combustion Turbine | NG | GT | (P) Planned for installation, but regulatory approvals not initiated | 450
2026 | 4 | 64776 | Wolf Pit Branch Solar, LLC | IPP | Wolf Pit Branch Solar, LLC | SC | 65437 | PGB38 | 15.5 | Batteries | MWH | BA | (L) Regulatory approvals pending. Not under construction | 15.5
2026 | 4 | 64776 | Wolf Pit Branch Solar, LLC | IPP | Wolf Pit Branch Solar, LLC | SC | 65437 | PGR38 | 62 | Solar Photovoltaic | SUN | PV | (L) Regulatory approvals pending. Not under construction | 62
2026 | 5 | 65689 | Alfred Oaks Solar, LLC | IPP | Alfred Oaks Solar, LLC | NY | 66675 | ALOAK | 115.2 | Solar Photovoltaic | SUN | PV | (P) Planned for installation, but regulatory approvals not initiated | 115.2
2026 | 5 | 65689 | Alfred Oaks Solar, LLC | IPP | Alfred Oaks Solar, LLC | NY | 66675 | BA | 20 | Batteries | MWH | BA | (P) Planned for installation, but regulatory approvals not initiated | 20
2026 | 5 | 56769 | Consolidated Edison Development Inc. | IPP | Uvalde Solar 1 | TX | 66306 | UVPV1 | 150 | Solar Photovoltaic | SUN | PV | (P) Planned for installation, but regulatory approvals not initiated | 150
2026 | 5 | 64545 | Vesper Energy Development LLC | IPP | Axton Solar | VA | 65462 | AXTON | 200 | Solar Photovoltaic | SUN | PV | (L) Regulatory approvals pending. Not under construction | 200
2026 | 6 | 63826 | 201LC 8me LLC | IPP | Rockmont Solar and Storage Project | NM | 64216 | 201LC | 100 | Solar Photovoltaic | SUN | PV | (P) Planned for installation, but regulatory approvals not initiated | 100
2026 | 6 | 63826 | 201LC 8me LLC | IPP | Rockmont Solar and Storage Project | NM | 64216 | 309SJ | 30 | Batteries | MWH | BA | (P) Planned for installation, but regulatory approvals not initiated | 30
2026 | 6 | 57416 | Acciona Energy USA Global, LLC | IPP | AEUG Fleming Solar, LLC | KY | 64658 | AFS | 188.5 | Solar Photovoltaic | SUN | PV | (L) Regulatory approvals pending. Not under construction | 188.5
2026 | 6 | 61713 | B & K Solar | IPP | B & K Solar | SC | 62181 | 23 | 74.9 | Solar Photovoltaic | SUN | PV | (T) Regulatory approvals received. Not under construction | 74.9
2026 | 6 | 63793 | Bear Branch Solar LLC | IPP | Bear Branch Solar | NC | 64168 | GEN | 34.5 | Solar Photovoltaic | SUN | PV | (L) Regulatory approvals pending. Not under construction | 34.5
2026 | 6 | 64356 | Bedington Energy Facility, LLC | IPP | Bedington Energy Facility, LLC | WV | 64848 | BEF1 | 50 | Solar Photovoltaic | SUN | PV | (P) Planned for installation, but regulatory approvals not initiated | 50
2026 | 6 | 61716 | Big Fork Solar | IPP | Big Fork Solar | SC | 62184 | 26 | 74.9 | Solar Photovoltaic | SUN | PV | (T) Regulatory approvals received. Not under construction | 74.9
2026 | 6 | 60395 | California Ethanol Power, LLC | Industrial | CE&P Imperial Valley 1 | CA | 60670 | 1 | 50 | All Other | OTH | CC | (T) Regulatory approvals received. Not under construction | 50
2026 | 6 | 65384 | Cartier Energy, LLC | Commercial | Hartford Hospital Cogeneration | CT | 52061 | GEN6 | 6 | Natural Gas Fired Combustion Turbine | NG | GT | (P) Planned for installation, but regulatory approvals not initiated | 6
2026 | 6 | 61718 | Chapman Solar | IPP | Chapman Solar | SC | 62186 | 28 | 2 | Solar Photovoltaic | SUN | PV | (V) Under construction, more than 50 percent complete | 2
2026 | 6 | 61719 | Clark Solar | IPP | Clark Solar | SC | 62187 | 29 | 2 | Solar Photovoltaic | SUN | PV | (T) Regulatory approvals received. Not under construction | 2
2026 | 6 | 61720 | Colleton Solar | IPP | Colleton Solar | SC | 62188 | 30 | 74.9 | Solar Photovoltaic | SUN | PV | (T) Regulatory approvals received. Not under construction | 74.9
2026 | 6 | 61721 | Collins Farm Solar | IPP | Collins Farm Solar | SC | 62189 | 31 | 5.4 | Solar Photovoltaic | SUN | PV | (T) Regulatory approvals received. Not under construction | 5.4
2026 | 6 | 61722 | Crossroads Solar | IPP | Crossroads Solar | SC | 62190 | 32 | 50 | Solar Photovoltaic | SUN | PV | (T) Regulatory approvals received. Not under construction | 50
2026 | 6 | 61729 | Culpepper Solar | IPP | Culpepper Solar | SC | 62221 | 33 | 74.9 | Solar Photovoltaic | SUN | PV | (T) Regulatory approvals received. Not under construction | 74.9
2026 | 6 | 58970 | Ecoplexus, Inc | IPP | OAKBORO PV1 | NC | 63162 | OAKPV | 40 | Solar Photovoltaic | SUN | PV | (P) Planned for installation, but regulatory approvals not initiated | 40
2026 | 6 | 64689 | Emery Meadow Solar Station, LLC | IPP | Emery Meadow Solar Station | ME | 65366 | EMSS | 16.4 | Solar Photovoltaic | SUN | PV | (L) Regulatory approvals pending. Not under construction | 16.4
2026 | 6 | 55937 | Entergy Texas Inc. | Electric Utility | Orange County Advanced Power Station | TX | 66621 | 1A | 396.6 | Natural Gas Fired Combined Cycle | NG | CT | (T) Regulatory approvals received. Not under construction | 453
2026 | 6 | 55937 | Entergy Texas Inc. | Electric Utility | Orange County Advanced Power Station | TX | 66621 | 1B | 396.6 | Natural Gas Fired Combined Cycle | NG | CT | (T) Regulatory approvals received. Not under construction | 453
2026 | 6 | 55937 | Entergy Texas Inc. | Electric Utility | Orange County Advanced Power Station | TX | 66621 | 1C | 365 | Natural Gas Fired Combined Cycle | NG | CA | (T) Regulatory approvals received. Not under construction | 400
2026 | 6 | 61735 | Foreman Solar | IPP | Foreman Solar | SC | 62215 | 39 | 6.4 | Solar Photovoltaic | SUN | PV | (T) Regulatory approvals received. Not under construction | 6.4
2026 | 6 | 61737 | GEB Solar | IPP | GEB Solar | SC | 62217 | 40 | 60 | Solar Photovoltaic | SUN | PV | (T) Regulatory approvals received. Not under construction | 60
2026 | 6 | 65481 | Hecate Grid Gwent Storage 1, LLC | IPP | Hecate Grid Gwent Storage 1 | CA | 66409 | GWNT | 135 | Batteries | MWH | BA | (P) Planned for installation, but regulatory approvals not initiated | 135
2026 | 6 | 63838 | Hecate Grid Swiftsure LLC | IPP | Swiftsure | NY | 64235 | SWFTS | 650 | Batteries | MWH | BA | (P) Planned for installation, but regulatory approvals not initiated | 650
2026 | 6 | 61746 | Holliday Solar I | IPP | Holliday Solar I | SC | 62229 | 43 | 74 | Solar Photovoltaic | SUN | PV | (T) Regulatory approvals received. Not under construction | 74
2026 | 6 | 64741 | Homestead Energy Storage, LLC | IPP | Homestead Energy Storage LLC | CA | 65398 | HMSD1 | 14 | Batteries | MWH | BA | (T) Regulatory approvals received. Not under construction | 14
2026 | 6 | 63792 | Hornet Solar LLC | IPP | Hornet Solar | NC | 64167 | GEN | 73 | Solar Photovoltaic | SUN | PV | (L) Regulatory approvals pending. Not under construction | 73
2026 | 6 | 61751 | Juniper Solar | IPP | Juniper Solar | SC | 62234 | 48 | 74.9 | Solar Photovoltaic | SUN | PV | (T) Regulatory approvals received. Not under construction | 74.9
2026 | 6 | 50123 | Leeward Asset Management, LLC | IPP | Portal Ridge Solar A, LLC | CA | 60309 | GEN01 | 19 | Solar Photovoltaic | SUN | PV | (L) Regulatory approvals pending. Not under construction | 19
2026 | 6 | 61596 | Lincoln Land Energy Center LLC | IPP | Lincoln Land Energy Center | IL | 62022 | GEN1 | 520 | Natural Gas Fired Combined Cycle | NG | CS | (P) Planned for installation, but regulatory approvals not initiated | 638.4
2026 | 6 | 61596 | Lincoln Land Energy Center LLC | IPP | Lincoln Land Energy Center | IL | 62022 | GEN2 | 520 | Natural Gas Fired Combined Cycle | NG | CS | (P) Planned for installation, but regulatory approvals not initiated | 638.4
2026 | 6 | 61753 | Luz Solar | IPP | Luz Solar | SC | 62236 | 50 | 2 | Solar Photovoltaic | SUN | PV | (T) Regulatory approvals received. Not under construction | 2
2026 | 6 | 61789 | McClain Solar | IPP | McClain Solar | SC | 62278 | 56 | 17.3 | Solar Photovoltaic | SUN | PV | (T) Regulatory approvals received. Not under construction | 17.3
2026 | 6 | 61791 | Melsam Solar | IPP | Melsam Solar | SC | 62280 | 58 | 60 | Solar Photovoltaic | SUN | PV | (T) Regulatory approvals received. Not under construction | 60
2026 | 6 | 13902 | NorthWestern Energy (MT Hydro) | Electric Utility | Hauser | MT | 2185 | HAU12 | 3.5 | Conventional Hydroelectric | WAT | HY | (P) Planned for installation, but regulatory approvals not initiated | 3.5
2026 | 6 | 56545 | Pattern Operators LP | IPP | SunZia Wind North | NM | 66924 | SZW-N | 1089 | Onshore Wind Turbine | WND | WT | (T) Regulatory approvals received. Not under construction | 1089
2026 | 6 | 56545 | Pattern Operators LP | IPP | SunZia Wind South | NM | 66923 | SZW-S | 2426.4 | Onshore Wind Turbine | WND | WT | (T) Regulatory approvals received. Not under construction | 2426.4
2026 | 6 | 65764 | Pier S Energy Storage LLC | IPP | Elevate Pier S | CA | 66787 | ELVPS | 70 | Batteries | MWH | BA | (P) Planned for installation, but regulatory approvals not initiated | 70
2026 | 6 | 61805 | Pruger Solar II | IPP | Pruger Solar II | SC | 62293 | 64 | 2 | Solar Photovoltaic | SUN | PV | (T) Regulatory approvals received. Not under construction | 2
2026 | 6 | 61807 | Quest Solar | IPP | Quest Solar | SC | 62299 | 66 | 40 | Solar Photovoltaic | SUN | PV | (T) Regulatory approvals received. Not under construction | 40
2026 | 6 | 61808 | Rollins Solar | IPP | Rollins Solar | SC | 62295 | 67 | 74.9 | Solar Photovoltaic | SUN | PV | (T) Regulatory approvals received. Not under construction | 74.9
2026 | 6 | 61809 | Ross Solar | IPP | Ross Solar | SC | 62296 | 68 | 74.9 | Solar Photovoltaic | SUN | PV | (T) Regulatory approvals received. Not under construction | 74.9
2026 | 6 | 63488 | Shady Hills Energy Center, LLC | IPP | Shady Hills Combined Cycle Facility | FL | 63802 | G001 | 546 | Natural Gas Fired Combined Cycle | NG | CS | (U) Under construction, less than or equal to 50 percent complete | 573
2026 | 6 | 61830 | Shining Sun Solar | IPP | Shining Sun Solar | SC | 62309 | 73 | 74.4 | Solar Photovoltaic | SUN | PV | (T) Regulatory approvals received. Not under construction | 74
2026 | 6 | 61831 | Shorthorn Solar | IPP | Shorthorn Solar | SC | 62310 | 74 | 60 | Solar Photovoltaic | SUN | PV | (T) Regulatory approvals received. Not under construction | 60
2026 | 6 | 61833 | Southard Solar | IPP | Southard Solar | SC | 62312 | 76 | 6 | Solar Photovoltaic | SUN | PV | (T) Regulatory approvals received. Not under construction | 6
2026 | 6 | 61834 | Stamey Solar | IPP | Stamey Solar | SC | 62313 | 77 | 2 | Solar Photovoltaic | SUN | PV | (T) Regulatory approvals received. Not under construction | 2
2026 | 6 | 65815 | Sunraycer Assets I LLC | IPP | Lupinus Solar 1, LLC | TX | 66895 | LP1BA | 83 | Batteries | MWH | BA | (P) Planned for installation, but regulatory approvals not initiated | 83
2026 | 6 | 65815 | Sunraycer Assets I LLC | IPP | Lupinus Solar 1, LLC | TX | 66895 | LP1PV | 165 | Solar Photovoltaic | SUN | PV | (P) Planned for installation, but regulatory approvals not initiated | 165
2026 | 6 | 61862 | Thomas Solar | IPP | Thomas Solar | SC | 62352 | 81 | 2 | Solar Photovoltaic | SUN | PV | (V) Under construction, more than 50 percent complete | 2
2026 | 7 | 5248 | Dominion Energy Inc. | Electric Utility | Courthouse Solar | VA | 66312 | CHSL | 167 | Solar Photovoltaic | SUN | PV | (L) Regulatory approvals pending. Not under construction | 167
2026 | 7 | 12869 | Monterey Regional Waste Mgmt | Commercial | Marina Landfill Gas | CA | 10748 | FUTR1 | 1.6 | Landfill Gas | LFG | IC | (P) Planned for installation, but regulatory approvals not initiated | 1.6
2026 | 7 | 12869 | Monterey Regional Waste Mgmt | Commercial | Marina Landfill Gas | CA | 10748 | FUTR2 | 1.6 | Landfill Gas | LFG | IC | (P) Planned for installation, but regulatory approvals not initiated | 1.6
2026 | 7 | 12869 | Monterey Regional Waste Mgmt | Commercial | Marina Landfill Gas | CA | 10748 | FUTR3 | 1.6 | Landfill Gas | LFG | IC | (P) Planned for installation, but regulatory approvals not initiated | 1.6
2026 | 7 | 12869 | Monterey Regional Waste Mgmt | Commercial | Marina Landfill Gas | CA | 10748 | FUTR4 | 1.6 | Landfill Gas | LFG | IC | (P) Planned for installation, but regulatory approvals not initiated | 1.6
2026 | 7 | 58489 | OCI Solar Power | IPP | OCI Hillsboro | TX | 66401 | OHLBS | 200 | Batteries | MWH | BA | (P) Planned for installation, but regulatory approvals not initiated | 200
2026 | 7 | 58489 | OCI Solar Power | IPP | OCI Hillsboro | TX | 66401 | OHLPV | 200 | Solar Photovoltaic | SUN | PV | (P) Planned for installation, but regulatory approvals not initiated | 200
2026 | 7 | 65144 | Samsung C&T Renewables, LLC | IPP | Ursa Solar, LLC | WI | 65964 | URSA | 200 | Solar Photovoltaic | SUN | PV | (P) Planned for installation, but regulatory approvals not initiated | 200
2026 | 8 | 65699 | Coati Solar, LLC | IPP | Coati Solar, LLC | TX | 66693 | COAT | 285 | Solar Photovoltaic | SUN | PV | (L) Regulatory approvals pending. Not under construction | 285
2026 | 8 | 64077 | JVR Energy Park LLC | IPP | JVR Energy Park LLC | CA | 64428 | JVR1A | 90 | Solar Photovoltaic | SUN | PV | (T) Regulatory approvals received. Not under construction | 90
2026 | 8 | 64077 | JVR Energy Park LLC | IPP | JVR Energy Park LLC | CA | 64428 | JVR1B | 70 | Batteries | MWH | BA | (T) Regulatory approvals received. Not under construction | 70
2026 | 9 | 5248 | Dominion Energy Inc. | Electric Utility | Clover Creek Solar | VA | 66315 | CCSO | 90 | Solar Photovoltaic | SUN | PV | (T) Regulatory approvals received. Not under construction | 90
2026 | 9 | 65837 | Freestone Solar LLC | IPP | Timber Cove Solar | TX | 66922 | 59957 | 100 | Solar Photovoltaic | SUN | PV | (P) Planned for installation, but regulatory approvals not initiated | 100
2026 | 9 | 65986 | Gransolar Texas Three, LLC | IPP | Quarter Ranch Solar | TX | 67078 | GRS3 | 154.1 | Solar Photovoltaic | SUN | PV | (L) Regulatory approvals pending. Not under construction | 154.1
2026 | 9 | 65470 | Lock+ Hydro Friends Fund XLII, LLC | IPP | Braddock Lock and Dam | PA | 59091 | GEN1 | 5.3 | Conventional Hydroelectric | WAT | HY | (L) Regulatory approvals pending. Not under construction | 5.3
2026 | 9 | 64545 | Vesper Energy Development LLC | IPP | Kingwood Solar | OH | 65425 | KWOOD | 175 | Solar Photovoltaic | SUN | PV | (L) Regulatory approvals pending. Not under construction | 175
2026 | 10 | 65511 | Aragon Energy Storage LLC | IPP | Aragon Energy Storage | GA | 66431 | ARAG1 | 150 | Batteries | MWH | BA | (P) Planned for installation, but regulatory approvals not initiated | 150
2026 | 10 | 65440 | Bear Point Solar, LLC | IPP | Bear Point Solar, LLC | NC | 66362 | GEN1 | 73.9 | Solar Photovoltaic | SUN | PV | (L) Regulatory approvals pending. Not under construction | 73.9
2026 | 10 | 65728 | Brenneman Solar LLC | IPP | Brenneman Solar Project | GA | 66744 | BRNMN | 150 | Solar Photovoltaic | SUN | PV | (T) Regulatory approvals received. Not under construction | 168
2026 | 10 | 62760 | EDPR CA Solar Park VI LLC | IPP | EDPR CA Solar Park VI LLC (CA) Hybrid | CA | 62892 | SONRI | 200 | Solar Photovoltaic | SUN | PV | (T) Regulatory approvals received. Not under construction | 201
2026 | 10 | 65698 | Holly Branch Solar, LLC | IPP | Holly Branch Solar, LLC | TX | 66692 | HOLLY | 230 | Solar Photovoltaic | SUN | PV | (L) Regulatory approvals pending. Not under construction | 230
2026 | 10 | 65698 | Holly Branch Solar, LLC | IPP | Holly Branch Solar, LLC | TX | 66692 | HOLY | 100 | Batteries | MWH | BA | (L) Regulatory approvals pending. Not under construction | 100
2026 | 10 | 56939 | Lexington Chenoa Wind Farm II LLC | IPP | Bright Stalk Wind Farm II | IL | 57622 | GEN1 | 205.2 | Onshore Wind Turbine | WND | WT | (P) Planned for installation, but regulatory approvals not initiated | 205.2
2026 | 10 | 65105 | Peeler Solar, LLC | IPP | Peeler Solar, LLC | TX | 65932 | PEELR | 200 | Solar Photovoltaic | SUN | PV | (L) Regulatory approvals pending. Not under construction | 200
2026 | 10 | 64351 | Roxbury Solar, LLC | IPP | Roxbury Solar, LLC | ME | 64834 | ROX | 55 | Solar Photovoltaic | SUN | PV | (P) Planned for installation, but regulatory approvals not initiated | 55
2026 | 10 | 65110 | Winding Stair Wind | IPP | Winding Stair Wind | IA | 65938 | WINDG | 212 | Onshore Wind Turbine | WND | WT | (L) Regulatory approvals pending. Not under construction | 212
2026 | 11 | 63806 | 26SB 8me LLC | IPP | Bellefield 2 Solar & Energy Storage Farm | CA | 64209 | 26SBA | 500 | Solar Photovoltaic | SUN | PV | (P) Planned for installation, but regulatory approvals not initiated | 500
2026 | 11 | 63806 | 26SB 8me LLC | IPP | Bellefield 2 Solar & Energy Storage Farm | CA | 64209 | 26SBB | 500 | Batteries | MWH | BA | (P) Planned for installation, but regulatory approvals not initiated | 500
2026 | 11 | 65455 | Hyco Solar, LLC | IPP | Hyco Solar LLC | NC | 66383 | GEN1 | 80 | Solar Photovoltaic | SUN | PV | (L) Regulatory approvals pending. Not under construction | 80
2026 | 11 | 65493 | Navajo Transitional Energy Company | Electric Utility | NTEC Gas Plant | NM | 66478 | GEN1 | 38.5 | Natural Gas Fired Combustion Turbine | NG | GT | (P) Planned for installation, but regulatory approvals not initiated | 44.1
2026 | 11 | 65493 | Navajo Transitional Energy Company | Electric Utility | NTEC Gas Plant | NM | 66478 | GEN2 | 38.5 | Natural Gas Fired Combustion Turbine | NG | GT | (P) Planned for installation, but regulatory approvals not initiated | 44.1
2026 | 11 | 65493 | Navajo Transitional Energy Company | Electric Utility | NTEC Gas Plant | NM | 66478 | GEN3 | 38.5 | Natural Gas Fired Combustion Turbine | NG | GT | (P) Planned for installation, but regulatory approvals not initiated | 44.1
2026 | 11 | 65457 | Panther Branch Solar, LLC | IPP | Panther Branch Solar, LLC | NC | 66385 | GEN1 | 80 | Solar Photovoltaic | SUN | PV | (L) Regulatory approvals pending. Not under construction | 80
2026 | 11 | 65686 | Samsung C&T Renewables, LLC | IPP | Conez Solar, LLC | GA | 66671 | CONEZ | 150 | Solar Photovoltaic | SUN | PV | (P) Planned for installation, but regulatory approvals not initiated | 150
2026 | 12 | 64246 | 99MT 8me, LLC | IPP | Sienna Solar Farm | CA | 64632 | 99MT8 | 200 | Solar Photovoltaic | SUN | PV | (P) Planned for installation, but regulatory approvals not initiated | 200
2026 | 12 | 65661 | Arco Wind, LLC | IPP | Arco Wind and Solar Project | ID | 66651 | 37565 | 360 | Onshore Wind Turbine | WND | WT | (T) Regulatory approvals received. Not under construction | 360
2026 | 12 | 65441 | Black Walnut Solar, LLC | IPP | Black Walnut Solar, LLC | NC | 66363 | GEN1 | 80 | Solar Photovoltaic | SUN | PV | (L) Regulatory approvals pending. Not under construction | 80
2026 | 12 | 65708 | Buffalo Branch Wind and Solar LLC | IPP | Buffalo Branch Wind and Solar LLC | MO | 66701 | BB1 | 247 | Onshore Wind Turbine | WND | WT | (P) Planned for installation, but regulatory approvals not initiated | 247
2026 | 12 | 64467 | CG Pike Creek LLC | IPP | Pike Creek Wind | IL | 65049 | CPCW1 | 202.5 | Onshore Wind Turbine | WND | WT | (P) Planned for installation, but regulatory approvals not initiated | 202.5
2026 | 12 | 65180 | Cedar Island Solar LLC | IPP | Cedar Island Solar LLC | OR | 66011 | PV1 | 800 | Solar Photovoltaic | SUN | PV | (L) Regulatory approvals pending. Not under construction | 800
2026 | 12 | 58391 | Chilocco Wind Farm LLC | IPP | Chilocco Wind Farm | OK | 58406 | 1 | 169.2 | Onshore Wind Turbine | WND | WT | (U) Under construction, less than or equal to 50 percent complete | 169.2
2026 | 12 | 64357 | ConnectGen Albany County LLC | IPP | Rail Tie Wind | WY | 64847 | CRTW1 | 504 | Onshore Wind Turbine | WND | WT | (L) Regulatory approvals pending. Not under construction | 504
2026 | 12 | 64389 | ConnectGen Chautauqua County LLC | IPP | South Ripley Solar | NY | 64911 | CSRB1 | 20 | Batteries | MWH | BA | (L) Regulatory approvals pending. Not under construction | 20
2026 | 12 | 64389 | ConnectGen Chautauqua County LLC | IPP | South Ripley Solar | NY | 64911 | CSRS1 | 270 | Solar Photovoltaic | SUN | PV | (L) Regulatory approvals pending. Not under construction | 270
2026 | 12 | 5248 | Dominion Energy Inc. | Electric Utility | Dulles Solar and Storage | VA | 65043 | DUST | 50 | Batteries | MWH | BA | (L) Regulatory approvals pending. Not under construction | 50
2026 | 12 | 65113 | Grey Fox Wind | IPP | Grey Fox Wind | IL | 65939 | WNDG2 | 150 | Batteries | MWH | BA | (P) Planned for installation, but regulatory approvals not initiated | 150
2026 | 12 | 63839 | Hecate Grid Clermont 1 LLC | IPP | Clermont | NY | 64236 | CLRMT | 100 | Batteries | MWH | BA | (P) Planned for installation, but regulatory approvals not initiated | 100
2026 | 12 | 63289 | Key Capture Energy | IPP | NY2 Battery | NY | 63584 | NY2 | 169 | Batteries | MWH | BA | (L) Regulatory approvals pending. Not under construction | 169
2026 | 12 | 58804 | Lake Erie Energy Development Corp | IPP | Icebreaker Offshore Wind Farm | OH | 58941 | WTG1 | 3.4 | Offshore Wind Turbine | WND | WS | (P) Planned for installation, but regulatory approvals not initiated | 3.4
2026 | 12 | 58804 | Lake Erie Energy Development Corp | IPP | Icebreaker Offshore Wind Farm | OH | 58941 | WTG2 | 3.4 | Offshore Wind Turbine | WND | WS | (P) Planned for installation, but regulatory approvals not initiated | 3.4
2026 | 12 | 58804 | Lake Erie Energy Development Corp | IPP | Icebreaker Offshore Wind Farm | OH | 58941 | WTG3 | 3.4 | Offshore Wind Turbine | WND | WS | (P) Planned for installation, but regulatory approvals not initiated | 3.4
2026 | 12 | 58804 | Lake Erie Energy Development Corp | IPP | Icebreaker Offshore Wind Farm | OH | 58941 | WTG4 | 3.4 | Offshore Wind Turbine | WND | WS | (P) Planned for installation, but regulatory approvals not initiated | 3.4
2026 | 12 | 58804 | Lake Erie Energy Development Corp | IPP | Icebreaker Offshore Wind Farm | OH | 58941 | WTG5 | 3.4 | Offshore Wind Turbine | WND | WS | (P) Planned for installation, but regulatory approvals not initiated | 3.4
2026 | 12 | 58804 | Lake Erie Energy Development Corp | IPP | Icebreaker Offshore Wind Farm | OH | 58941 | WTG6 | 3.4 | Offshore Wind Turbine | WND | WS | (P) Planned for installation, but regulatory approvals not initiated | 3.4
2026 | 12 | 50123 | Leeward Asset Management, LLC | IPP | Buena Vista Energy LLC | CA | 56446 | BVBAT | 100 | Batteries | MWH | BA | (P) Planned for installation, but regulatory approvals not initiated | 100
2026 | 12 | 50123 | Leeward Asset Management, LLC | IPP | Honey Creek Solar | IN | 65821 | HNYBA | 20 | Batteries | MWH | BA | (L) Regulatory approvals pending. Not under construction | 20
2026 | 12 | 50123 | Leeward Asset Management, LLC | IPP | Honey Creek Solar | IN | 65821 | HNYSR | 200 | Solar Photovoltaic | SUN | PV | (L) Regulatory approvals pending. Not under construction | 200
2026 | 12 | 64800 | Nolin Hills Wind, LLC | IPP | Nolin Hills | OR | 60070 | GEN2 | 300 | Solar Photovoltaic | SUN | PV | (L) Regulatory approvals pending. Not under construction | 300
2026 | 12 | 63217 | Obsidian Solar Center LLC | IPP | Obsidian Solar Center | OR | 63488 | OBSLR | 400 | Solar Photovoltaic | SUN | PV | (P) Planned for installation, but regulatory approvals not initiated | 400
2026 | 12 | 56215 | RWE Renewables Americas, LLC | IPP | Pinckard Solar | AL | 62787 | PCKND | 79.7 | Solar Photovoltaic | SUN | PV | (P) Planned for installation, but regulatory approvals not initiated | 85.1
2026 | 12 | 65072 | Sacramento Valley Energy Center, LLC | IPP | Sacramento Valley Energy Center, LLC | CA | 65808 | BSVEC | 100 | Batteries | MWH | BA | (L) Regulatory approvals pending. Not under construction | 100
2026 | 12 | 63721 | Skipjack Offshore Energy, LLC | IPP | Skipjack Wind Farm | MD | 64083 | SJW01 | 120 | Offshore Wind Turbine | WND | WS | (L) Regulatory approvals pending. Not under construction | 120
2026 | 12 | 63721 | Skipjack Offshore Energy, LLC | IPP | Skipjack Wind Farm Phase 2 | MD | 65388 | SJW02 | 846 | Offshore Wind Turbine | WND | WS | (L) Regulatory approvals pending. Not under construction | 846
2026 | 12 | 62935 | TREX US Green Holly LLC | IPP | TREX US Green Holly | TX | 63201 | 705 | 400 | Solar Photovoltaic | SUN | PV | (L) Regulatory approvals pending. Not under construction | 400
2026 | 12 | 62935 | TREX US Green Holly LLC | IPP | TREX US Green Holly | TX | 63201 | 705-S | 5 | Batteries | MWH | BA | (L) Regulatory approvals pending. Not under construction | 5
2026 | 12 | 62936 | TREX US Red Holly LLC | IPP | TREX US Red Holly | TX | 63202 | 701 | 250 | Solar Photovoltaic | SUN | PV | (L) Regulatory approvals pending. Not under construction | 250
2026 | 12 | 59056 | Tri Global Energy, LLC | IPP | Water Valley Wind Energy | TX | 62846 | WWE1 | 180 | Onshore Wind Turbine | WND | WT | (P) Planned for installation, but regulatory approvals not initiated | 180
2026 | 12 | 65777 | Urban Grid Solar | IPP | Hillsboro Solar 3 | AL | 66852 | HILL3 | 200 | Solar Photovoltaic | SUN | PV | (L) Regulatory approvals pending. Not under construction | 200
2026 | 12 | 65777 | Urban Grid Solar | IPP | Porter Mill Solar | MD | 66854 | PORM1 | 46 | Solar Photovoltaic | SUN | PV | (L) Regulatory approvals pending. Not under construction | 46
2027 | 1 | 1182 | BASF Corporation | Industrial | Geismar | LA | 10319 | GEN4 | 42 | Natural Gas Fired Combustion Turbine | NG | GT | (P) Planned for installation, but regulatory approvals not initiated | 45
2027 | 1 | 1182 | BASF Corporation | Industrial | Geismar | LA | 10319 | GEN5 | 25 | Natural Gas Steam Turbine | NG | ST | (P) Planned for installation, but regulatory approvals not initiated | 25
2027 | 1 | 5248 | Dominion Energy Inc. | Electric Utility | Coastal Virginia Offshore Wind (CVOW) Commercial Project | VA | 64550 | CVOWC | 1265 | Offshore Wind Turbine | WND | WS | (T) Regulatory approvals received. Not under construction | 2640
2027 | 3 | 65686 | Samsung C&T Renewables, LLC | IPP | Stark Solar, LLC | OH | 66672 | AG239 | 150 | Solar Photovoltaic | SUN | PV | (P) Planned for installation, but regulatory approvals not initiated | 150
2027 | 3 | 65715 | Strata Clean Energy | IPP | Austin Creek Solar | IL | 66703 | 11103 | 140 | Solar Photovoltaic | SUN | PV | (P) Planned for installation, but regulatory approvals not initiated | 140
2027 | 3 | 65715 | Strata Clean Energy | IPP | Patoka Solar | IN | 66706 | 11101 | 250 | Solar Photovoltaic | SUN | PV | (P) Planned for installation, but regulatory approvals not initiated | 250
2027 | 3 | 65715 | Strata Clean Energy | IPP | Prairie Oak Solar | IL | 66707 | 11102 | 250 | Solar Photovoltaic | SUN | PV | (P) Planned for installation, but regulatory approvals not initiated | 250
2027 | 3 | 63786 | Tygart LLC | IPP | Tygart Hydropower | WV | 64171 | 1 | 3 | Conventional Hydroelectric | WAT | HY | (L) Regulatory approvals pending. Not under construction | 10
2027 | 3 | 63786 | Tygart LLC | IPP | Tygart Hydropower | WV | 64171 | 2 | 3 | Conventional Hydroelectric | WAT | HY | (L) Regulatory approvals pending. Not under construction | 10
2027 | 3 | 63786 | Tygart LLC | IPP | Tygart Hydropower | WV | 64171 | 3 | 3 | Conventional Hydroelectric | WAT | HY | (L) Regulatory approvals pending. Not under construction | 10
2027 | 4 | 64138 | Birch Creek Development, LLC (NC) | IPP | Friesian Holdings | NC | 60692 | PV1 | 75 | Solar Photovoltaic | SUN | PV | (P) Planned for installation, but regulatory approvals not initiated | 75
2027 | 4 | 59966 | ESC Harrison County Power | IPP | ESC Harrison County Power | WV | 60206 | HCCA1 | 205.4 | Natural Gas Fired Combined Cycle | NG | CA | (P) Planned for installation, but regulatory approvals not initiated | 207.4
2027 | 4 | 59966 | ESC Harrison County Power | IPP | ESC Harrison County Power | WV | 60206 | HCCT1 | 319.1 | Natural Gas Fired Combined Cycle | NG | CT | (P) Planned for installation, but regulatory approvals not initiated | 371.5
2027 | 5 | 62910 | 300MS 8me LLC | IPP | Southern Bighorn Solar Hybrid | NV | 63113 | BESS | 300 | Batteries | MWH | BA | (P) Planned for installation, but regulatory approvals not initiated | 95
2027 | 5 | 62910 | 300MS 8me LLC | IPP | Southern Bighorn Solar Hybrid | NV | 63113 | SBS | 300 | Solar Photovoltaic | SUN | PV | (P) Planned for installation, but regulatory approvals not initiated | 300
2027 | 5 | 63807 | 302PN 8me LLC | IPP | Red Antelope Solar & Energy Storage Farm | AZ | 64208 | 30PNA | 400 | Solar Photovoltaic | SUN | PV | (P) Planned for installation, but regulatory approvals not initiated | 400
2027 | 5 | 63807 | 302PN 8me LLC | IPP | Red Antelope Solar & Energy Storage Farm | AZ | 64208 | 30PNB | 300 | Batteries | MWH | BA | (P) Planned for installation, but regulatory approvals not initiated | 300
2027 | 5 | 54803 | Dynegy Oakland, LLC | IPP | Dynegy Oakland Power Plant | CA | 6211 | GEN4 | 43.3 | Batteries | MWH | BA | (P) Planned for installation, but regulatory approvals not initiated | 43.3
2027 | 5 | 6738 | Franklin Heating Station | Commercial | Franklin Heating Station | MN | 54224 | CTG1 | 7.3 | Natural Gas Fired Combined Cycle | NG | CT | (L) Regulatory approvals pending. Not under construction | 7.5
2027 | 5 | 6738 | Franklin Heating Station | Commercial | Franklin Heating Station | MN | 54224 | EG11 | 3.4 | Petroleum Liquids | DFO | IC | (L) Regulatory approvals pending. Not under construction | 3.4
2027 | 5 | 6738 | Franklin Heating Station | Commercial | Franklin Heating Station | MN | 54224 | EG12 | 3.4 | Petroleum Liquids | DFO | IC | (L) Regulatory approvals pending. Not under construction | 3.4
2027 | 5 | 6738 | Franklin Heating Station | Commercial | Franklin Heating Station | MN | 54224 | EG13 | 3.4 | Petroleum Liquids | DFO | IC | (L) Regulatory approvals pending. Not under construction | 3.4
2027 | 5 | 6738 | Franklin Heating Station | Commercial | Franklin Heating Station | MN | 54224 | EG14 | 3.4 | Petroleum Liquids | DFO | IC | (L) Regulatory approvals pending. Not under construction | 3.4
2027 | 5 | 6738 | Franklin Heating Station | Commercial | Franklin Heating Station | MN | 54224 | EG15 | 3.4 | Petroleum Liquids | DFO | IC | (L) Regulatory approvals pending. Not under construction | 3.4
2027 | 5 | 65493 | Navajo Transitional Energy Company | Electric Utility | NTEC Gas Plant | NM | 66478 | GEN4 | 38.5 | Natural Gas Fired Combustion Turbine | NG | GT | (L) Regulatory approvals pending. Not under construction | 51.4
2027 | 5 | 65493 | Navajo Transitional Energy Company | Electric Utility | NTEC Gas Plant | NM | 66478 | GEN5 | 38.5 | Natural Gas Fired Combustion Turbine | NG | GT | (L) Regulatory approvals pending. Not under construction | 51.4
2027 | 5 | 65493 | Navajo Transitional Energy Company | Electric Utility | NTEC Gas Plant | NM | 66478 | GEN6 | 38.5 | Natural Gas Fired Combustion Turbine | NG | GT | (L) Regulatory approvals pending. Not under construction | 51.4
2027 | 6 | 58597 | Enviromission, Inc | IPP | La Paz Solar Tower | AZ | 58652 | 1 | 200 | Solar Thermal without Energy Storage | SUN | OT | (P) Planned for installation, but regulatory approvals not initiated | 200
2027 | 6 | 64514 | Royalston Solar One, LLC | IPP | Royalston Solar One | MA | 65136 | VCP04 | 5 | Solar Photovoltaic | SUN | PV | (P) Planned for installation, but regulatory approvals not initiated | 5
2027 | 6 | 64514 | Royalston Solar One, LLC | IPP | Royalston Solar One | MA | 65136 | VCPS1 | 2.5 | Batteries | MWH | BA | (P) Planned for installation, but regulatory approvals not initiated | 2.5
2027 | 6 | 64657 | Vacherie Solar Energy Center, LLC | IPP | Vacherie Solar Energy Center, LLC | LA | 65345 | VSEC | 150 | Solar Photovoltaic | SUN | PV | (T) Regulatory approvals received. Not under construction | 150
2027 | 7 | 58881 | Apex Bethel Energy Center | IPP | Apex Bethel Energy Center | TX | 59048 | ABEC1 | 158.5 | Natural Gas with Compressed Air Storage | NG | CE | (P) Planned for installation, but regulatory approvals not initiated | 158.5
2027 | 7 | 58881 | Apex Bethel Energy Center | IPP | Apex Bethel Energy Center | TX | 59048 | ABEC2 | 158.5 | Natural Gas with Compressed Air Storage | NG | CE | (P) Planned for installation, but regulatory approvals not initiated | 158.5
2027 | 7 | 59686 | Coronado Power Ventures LLC | IPP | Aegle Power | TX | 59924 | CTG-1 | 430 | Natural Gas Fired Combined Cycle | NG | CT | (P) Planned for installation, but regulatory approvals not initiated | 430
2027 | 7 | 59686 | Coronado Power Ventures LLC | IPP | Aegle Power | TX | 59924 | CTG-2 | 430 | Natural Gas Fired Combined Cycle | NG | CT | (P) Planned for installation, but regulatory approvals not initiated | 430
2027 | 7 | 59686 | Coronado Power Ventures LLC | IPP | Aegle Power | TX | 59924 | STG-1 | 422 | Natural Gas Fired Combined Cycle | NG | CA | (P) Planned for installation, but regulatory approvals not initiated | 422
2027 | 7 | 65690 | Premium Energy Holdings | IPP | Whale Rock Pumped Storage Hydro Project | CA | 66685 | WH001 | 200 | Hydroelectric Pumped Storage | WAT | PS | (P) Planned for installation, but regulatory approvals not initiated | 200
2027 | 7 | 65690 | Premium Energy Holdings | IPP | Whale Rock Pumped Storage Hydro Project | CA | 66685 | WH002 | 200 | Hydroelectric Pumped Storage | WAT | PS | (P) Planned for installation, but regulatory approvals not initiated | 200
2027 | 7 | 65690 | Premium Energy Holdings | IPP | Whale Rock Pumped Storage Hydro Project | CA | 66685 | WH003 | 200 | Hydroelectric Pumped Storage | WAT | PS | (P) Planned for installation, but regulatory approvals not initiated | 200
2027 | 7 | 64726 | Rivers Electric, LLC | IPP | Mill Pond Hydro | NY | 65399 | U3 | 0.5 | Conventional Hydroelectric | WAT | HY | (P) Planned for installation, but regulatory approvals not initiated | 0.5
2027 | 7 | 65777 | Urban Grid Solar | IPP | Spring Valley Solar 2 | AL | 66858 | SPRV2 | 200 | Solar Photovoltaic | SUN | PV | (L) Regulatory approvals pending. Not under construction | 200
2027 | 9 | 63467 | Naturgy Candela DevCo LLC | IPP | Chill Sun Solar Project | NV | 65895 | CS1 | 2250 | Solar Photovoltaic | SUN | PV | (L) Regulatory approvals pending. Not under construction | 2250
2027 | 10 | 62709 | Bakerstand Solar LLC | IPP | Bakerstand Solar (NY) | NY | 62811 | BKSTD | 20 | Solar Photovoltaic | SUN | PV | (P) Planned for installation, but regulatory approvals not initiated | 20
2027 | 10 | 63553 | Haymaker Energy Project LLC | IPP | Haymaker Hybrid | MT | 63878 | HAY | 600 | Onshore Wind Turbine | WND | WT | (P) Planned for installation, but regulatory approvals not initiated | 600
2027 | 10 | 60221 | North Slope LLC | IPP | North Slope, LLC | NY | 60420 | NSPV | 50 | Onshore Wind Turbine | WND | WT | (L) Regulatory approvals pending. Not under construction | 50
2027 | 10 | 61906 | Rye Development | IPP | Emsworth L&D Hydroelectric Project | PA | 62433 | NA1 | 5 | Conventional Hydroelectric | WAT | HY | (P) Planned for installation, but regulatory approvals not initiated | 6.8
2027 | 11 | 64452 | EDF Renewables Development, Inc. | IPP | Homer Solar Energy Center | NY | 65052 | HSEC | 90 | Solar Photovoltaic | SUN | PV | (L) Regulatory approvals pending. Not under construction | 90
2027 | 11 | 64452 | EDF Renewables Development, Inc. | IPP | Tracy Solar Energy Center | NY | 65051 | TSEC | 119 | Solar Photovoltaic | SUN | PV | (L) Regulatory approvals pending. Not under construction | 119
2027 | 11 | 62663 | Lock 13 Hydro Partners | IPP | Evelyn Hydroelectric Project | KY | 62748 | 1 | 0.6 | Conventional Hydroelectric | WAT | HY | (T) Regulatory approvals received. Not under construction | 0.6
2027 | 11 | 62663 | Lock 13 Hydro Partners | IPP | Evelyn Hydroelectric Project | KY | 62748 | 2 | 0.6 | Conventional Hydroelectric | WAT | HY | (T) Regulatory approvals received. Not under construction | 0.6
2027 | 11 | 62663 | Lock 13 Hydro Partners | IPP | Evelyn Hydroelectric Project | KY | 62748 | 3 | 0.2 | Conventional Hydroelectric | WAT | HY | (T) Regulatory approvals received. Not under construction | 0.2
2027 | 11 | 62663 | Lock 13 Hydro Partners | IPP | Evelyn Hydroelectric Project | KY | 62748 | 4 | 0.2 | Conventional Hydroelectric | WAT | HY | (T) Regulatory approvals received. Not under construction | 0.2
2027 | 11 | 62663 | Lock 13 Hydro Partners | IPP | Evelyn Hydroelectric Project | KY | 62748 | 5 | 0.6 | Conventional Hydroelectric | WAT | HY | (T) Regulatory approvals received. Not under construction | 0.6
2027 | 11 | 62663 | Lock 13 Hydro Partners | IPP | Evelyn Hydroelectric Project | KY | 62748 | 6 | 0.6 | Conventional Hydroelectric | WAT | HY | (T) Regulatory approvals received. Not under construction | 0.6
2027 | 11 | 61906 | Rye Development | IPP | Allegheny L&D2 Hydroelectric Project | PA | 62401 | NA1 | 2.5 | Conventional Hydroelectric | WAT | HY | (P) Planned for installation, but regulatory approvals not initiated | 4.5
2027 | 11 | 61906 | Rye Development | IPP | Emsworth BC Hydroelectric Project | PA | 62434 | NA1 | 3 | Conventional Hydroelectric | WAT | HY | (P) Planned for installation, but regulatory approvals not initiated | 6
2027 | 11 | 61906 | Rye Development | IPP | Emsworth L&D Hydroelectric Project | PA | 62433 | NA2 | 5 | Conventional Hydroelectric | WAT | HY | (P) Planned for installation, but regulatory approvals not initiated | 6.8
2027 | 12 | 63520 | 326FW 8me LLC | IPP | Arida Solar (Hybrid) | NV | 63841 | ARIDA | 370 | Solar Photovoltaic | SUN | PV | (P) Planned for installation, but regulatory approvals not initiated | 370
2027 | 12 | 63520 | 326FW 8me LLC | IPP | Arida Solar (Hybrid) | NV | 63841 | BESS | 370 | Batteries | MWH | BA | (P) Planned for installation, but regulatory approvals not initiated | 370
2027 | 12 | 60799 | 33UI 8me LLC | IPP | Gale 1 Solar | UT | 61170 | 33UI8 | 300 | Solar Photovoltaic | SUN | PV | (P) Planned for installation, but regulatory approvals not initiated | 300
2027 | 12 | 64904 | AES Clean Energy | IPP | Empire Solar (NY) | NY | 66663 | EMPIR | 125 | Solar Photovoltaic | SUN | PV | (P) Planned for installation, but regulatory approvals not initiated | 125
2027 | 12 | 64736 | Beartooth Energy Storage, LLC | IPP | Beartooth Energy Storage LLC | MT | 65407 | BEAR1 | 50 | Batteries | MWH | BA | (L) Regulatory approvals pending. Not under construction | 50
2027 | 12 | 63465 | Candela Renewables, LLC | IPP | Rough Hat | NV | 63782 | RH1 | 400 | Solar Photovoltaic | SUN | PV | (L) Regulatory approvals pending. Not under construction | 400
2027 | 12 | 64452 | EDF Renewables Development, Inc. | IPP | Bonanza Solar and Storage Project | NV | 66908 | BZES | 195 | Batteries | MWH | BA | (L) Regulatory approvals pending. Not under construction | 195
2027 | 12 | 64452 | EDF Renewables Development, Inc. | IPP | Bonanza Solar and Storage Project | NV | 66908 | BZPV | 300 | Solar Photovoltaic | SUN | PV | (L) Regulatory approvals pending. Not under construction | 300
2027 | 12 | 64452 | EDF Renewables Development, Inc. | IPP | Lycan Solar Project | CA | 66805 | LYCAN | 400 | Solar Photovoltaic | SUN | PV | (L) Regulatory approvals pending. Not under construction | 400
2027 | 12 | 49893 | Invenergy Services LLC | IPP | Powell Solar | OR | 67157 | BESS1 | 20.5 | Batteries | MWH | BA | (T) Regulatory approvals received. Not under construction | 20.5
2027 | 12 | 49893 | Invenergy Services LLC | IPP | Powell Solar | OR | 67157 | PV1 | 55.9 | Solar Photovoltaic | SUN | PV | (T) Regulatory approvals received. Not under construction | 55.9
2027 | 12 | 60223 | Ketchikan Electric Company | Electric Utility | Mahoney Lake Hydroelectric | AK | 59027 | GEN 1 | 9.6 | Conventional Hydroelectric | WAT | HY | (P) Planned for installation, but regulatory approvals not initiated | 9.6
2027 | 12 | 50123 | Leeward Asset Management, LLC | IPP | Rose Gold Solar | IN | 65471 | RGS23 | 100 | Solar Photovoltaic | SUN | PV | (L) Regulatory approvals pending. Not under construction | 100
2027 | 12 | 65812 | Lumberton PV I, LLC | IPP | Lumberton PV I, LLC | TX | 66904 | LBTN | 200 | Solar Photovoltaic | SUN | PV | (P) Planned for installation, but regulatory approvals not initiated | 200
2027 | 12 | 61331 | Popular Camp Wind Farm LLC | IPP | Poplar Camp Wind Farm | VA | 61111 | PC1 | 72 | Onshore Wind Turbine | WND | WT | (P) Planned for installation, but regulatory approvals not initiated | 72
2027 | 12 | 58842 | Power Company of Wyoming LLC | IPP | Chokecherry and Sierra Madre Wind | WY | 58987 | I-A | 500 | Onshore Wind Turbine | WND | WT | (U) Under construction, less than or equal to 50 percent complete | 500
2027 | 12 | 58842 | Power Company of Wyoming LLC | IPP | Chokecherry and Sierra Madre Wind | WY | 58987 | I-B | 500 | Onshore Wind Turbine | WND | WT | (U) Under construction, less than or equal to 50 percent complete | 500
2027 | 12 | 58842 | Power Company of Wyoming LLC | IPP | Chokecherry and Sierra Madre Wind | WY | 58987 | I-C | 500 | Onshore Wind Turbine | WND | WT | (U) Under construction, less than or equal to 50 percent complete | 500
2027 | 12 | 61906 | Rye Development | IPP | Allegheny L&D2 Hydroelectric Project | PA | 62401 | NA2 | 2.5 | Conventional Hydroelectric | WAT | HY | (P) Planned for installation, but regulatory approvals not initiated | 4.5
2027 | 12 | 61906 | Rye Development | IPP | Emsworth BC Hydroelectric Project | PA | 62434 | NA2 | 4 | Conventional Hydroelectric | WAT | HY | (P) Planned for installation, but regulatory approvals not initiated | 6
2027 | 12 | 61906 | Rye Development | IPP | Emsworth BC Hydroelectric Project | PA | 62434 | NA3 | 5 | Conventional Hydroelectric | WAT | HY | (P) Planned for installation, but regulatory approvals not initiated | 6.8
2027 | 12 | 61906 | Rye Development | IPP | Emsworth L&D Hydroelectric Project | PA | 62433 | NA3 | 5 | Conventional Hydroelectric | WAT | HY | (P) Planned for installation, but regulatory approvals not initiated | 6.8
2027 | 12 | 65716 | Scioto Farms Solar Project, LLC | IPP | Scioto Farms Solar | OH | 66702 | SF1 | 110 | Solar Photovoltaic | SUN | PV | (L) Regulatory approvals pending. Not under construction | 110
2027 | 12 | 64606 | Steward Creek Solar, LLC | IPP | Steward Creek Solar Phase 1 | IL | 65301 | SC1 | 600 | Solar Photovoltaic | SUN | PV | (P) Planned for installation, but regulatory approvals not initiated | 600
2027 | 12 | 65815 | Sunraycer Assets I LLC | IPP | Lupinus Solar 2, LLC | TX | 66896 | LP2BA | 122.9 | Batteries | MWH | BA | (P) Planned for installation, but regulatory approvals not initiated | 122.9
2027 | 12 | 65815 | Sunraycer Assets I LLC | IPP | Lupinus Solar 2, LLC | TX | 66896 | LP2PV | 244 | Solar Photovoltaic | SUN | PV | (P) Planned for installation, but regulatory approvals not initiated | 244
2027 | 12 | 64540 | TransAlta Corporation | IPP | Prairie Violet Wind LLC | IL | 66343 | PVLET | 135 | Onshore Wind Turbine | WND | WT | (P) Planned for installation, but regulatory approvals not initiated | 135
2028 | 1 | 65688 | Cold Creek Solar, LLC | IPP | Cold Creek Solar | NY | 66674 | CCBA | 20 | Batteries | MWH | BA | (P) Planned for installation, but regulatory approvals not initiated | 20
2028 | 1 | 65688 | Cold Creek Solar, LLC | IPP | Cold Creek Solar | NY | 66674 | CCSOL | 108 | Solar Photovoltaic | SUN | PV | (P) Planned for installation, but regulatory approvals not initiated | 108
2028 | 1 | 6738 | Franklin Heating Station | Commercial | Franklin Heating Station | MN | 54224 | DG9 | 3.1 | Petroleum Liquids | DFO | IC | (T) Regulatory approvals received. Not under construction | 3.1
2028 | 1 | 65478 | Gransolar Texas Fourteen, LLC | IPP | Eytcheson Solar | TX | 66398 | EYTCH | 76 | Solar Photovoltaic | SUN | PV | (P) Planned for installation, but regulatory approvals not initiated | 76
2028 | 3 | 63697 | BD Solar Auburn LLC | IPP | Auburn PV - BD Solar Auburn LLC | ME | 64067 | AUBPV | 5 | Solar Photovoltaic | SUN | PV | (L) Regulatory approvals pending. Not under construction | 5
2028 | 3 | 63701 | BD Solar Lewiston Junction LLC | IPP | Lewiston Jn PV - BD Solar Lewiston Jn LLC | ME | 64071 | LJNPV | 5 | Solar Photovoltaic | SUN | PV | (L) Regulatory approvals pending. Not under construction | 5
2028 | 4 | 61906 | Rye Development | IPP | Grenada Lake Hydroelectric Project | MS | 62430 | NA1 | 4 | Conventional Hydroelectric | WAT | HY | (P) Planned for installation, but regulatory approvals not initiated | 5
2028 | 5 | 65493 | Navajo Transitional Energy Company | Electric Utility | NTEC Gas Plant | NM | 66478 | GEN10 | 38.5 | Natural Gas Fired Combustion Turbine | NG | GT | (L) Regulatory approvals pending. Not under construction | 51.4
2028 | 5 | 65493 | Navajo Transitional Energy Company | Electric Utility | NTEC Gas Plant | NM | 66478 | GEN11 | 38.5 | Natural Gas Fired Combustion Turbine | NG | GT | (L) Regulatory approvals pending. Not under construction | 51.4
2028 | 5 | 65493 | Navajo Transitional Energy Company | Electric Utility | NTEC Gas Plant | NM | 66478 | GEN12 | 38.5 | Natural Gas Fired Combustion Turbine | NG | GT | (L) Regulatory approvals pending. Not under construction | 51.4
2028 | 5 | 65493 | Navajo Transitional Energy Company | Electric Utility | NTEC Gas Plant | NM | 66478 | GEN13 | 38.5 | Natural Gas Fired Combustion Turbine | NG | GT | (L) Regulatory approvals pending. Not under construction | 51.4
2028 | 5 | 65493 | Navajo Transitional Energy Company | Electric Utility | NTEC Gas Plant | NM | 66478 | GEN14 | 38.5 | Natural Gas Fired Combustion Turbine | NG | GT | (L) Regulatory approvals pending. Not under construction | 51.4
2028 | 5 | 65493 | Navajo Transitional Energy Company | Electric Utility | NTEC Gas Plant | NM | 66478 | GEN15 | 38.5 | Natural Gas Fired Combustion Turbine | NG | GT | (L) Regulatory approvals pending. Not under construction | 51.4
2028 | 5 | 65493 | Navajo Transitional Energy Company | Electric Utility | NTEC Gas Plant | NM | 66478 | GEN16 | 38.5 | Natural Gas Fired Combustion Turbine | NG | GT | (L) Regulatory approvals pending. Not under construction | 51.4
2028 | 5 | 65493 | Navajo Transitional Energy Company | Electric Utility | NTEC Gas Plant | NM | 66478 | GEN17 | 38.5 | Natural Gas Fired Combustion Turbine | NG | GT | (L) Regulatory approvals pending. Not under construction | 51.4
2028 | 5 | 65493 | Navajo Transitional Energy Company | Electric Utility | NTEC Gas Plant | NM | 66478 | GEN18 | 38.5 | Natural Gas Fired Combustion Turbine | NG | GT | (L) Regulatory approvals pending. Not under construction | 51.4
2028 | 5 | 65493 | Navajo Transitional Energy Company | Electric Utility | NTEC Gas Plant | NM | 66478 | GEN7 | 38.5 | Natural Gas Fired Combustion Turbine | NG | GT | (L) Regulatory approvals pending. Not under construction | 51.4
2028 | 5 | 65493 | Navajo Transitional Energy Company | Electric Utility | NTEC Gas Plant | NM | 66478 | GEN8 | 38.5 | Natural Gas Fired Combustion Turbine | NG | GT | (L) Regulatory approvals pending. Not under construction | 51.4
2028 | 5 | 65493 | Navajo Transitional Energy Company | Electric Utility | NTEC Gas Plant | NM | 66478 | GEN9 | 38.5 | Natural Gas Fired Combustion Turbine | NG | GT | (L) Regulatory approvals pending. Not under construction | 51.4
2028 | 5 | 61906 | Rye Development | IPP | Grenada Lake Hydroelectric Project | MS | 62430 | NA2 | 4 | Conventional Hydroelectric | WAT | HY | (P) Planned for installation, but regulatory approvals not initiated | 5
2028 | 6 | 50123 | Leeward Asset Management, LLC | IPP | Owens Creek Solar | IL | 65446 | OCS | 500 | Solar Photovoltaic | SUN | PV | (L) Regulatory approvals pending. Not under construction | 500
2028 | 6 | 13902 | NorthWestern Energy (MT Hydro) | Electric Utility | Hauser | MT | 2185 | HAU9 | 3.5 | Conventional Hydroelectric | WAT | HY | (P) Planned for installation, but regulatory approvals not initiated | 3.5
2028 | 6 | 61906 | Rye Development | IPP | Arkabutla Lake Hydroelectric Project | MS | 62402 | NA1 | 1.5 | Conventional Hydroelectric | WAT | HY | (P) Planned for installation, but regulatory approvals not initiated | 2.5
2028 | 6 | 61906 | Rye Development | IPP | Grays Landing L&D Hydroelectric Project | PA | 62388 | NA1 | 4.5 | Conventional Hydroelectric | WAT | HY | (P) Planned for installation, but regulatory approvals not initiated | 6
2028 | 6 | 61906 | Rye Development | IPP | Overton Hydroelectric Project | LA | 62391 | NA1 | 5.5 | Conventional Hydroelectric | WAT | HY | (P) Planned for installation, but regulatory approvals not initiated | 8.1
2028 | 6 | 61906 | Rye Development | IPP | Overton Hydroelectric Project | LA | 62391 | NA2 | 5.5 | Conventional Hydroelectric | WAT | HY | (P) Planned for installation, but regulatory approvals not initiated | 8.1
2028 | 7 | 65821 | Hecate Grid Intrepid 1 LLC | IPP | Hecate Grid Intrepid | NY | 66911 | HGIN1 | 250 | Batteries | MWH | BA | (P) Planned for installation, but regulatory approvals not initiated | 250
2028 | 7 | 65821 | Hecate Grid Intrepid 1 LLC | IPP | Hecate Grid Intrepid | NY | 66911 | HGIN6 | 50 | Batteries | MWH | BA | (P) Planned for installation, but regulatory approvals not initiated | 50
2028 | 7 | 65690 | Premium Energy Holdings | IPP | Haiwee Pumped Storage Project | CA | 66686 | HL001 | 250 | Hydroelectric Pumped Storage | WAT | PS | (P) Planned for installation, but regulatory approvals not initiated | 250
2028 | 7 | 65690 | Premium Energy Holdings | IPP | Haiwee Pumped Storage Project | CA | 66686 | HL002 | 250 | Hydroelectric Pumped Storage | WAT | PS | (P) Planned for installation, but regulatory approvals not initiated | 250
2028 | 7 | 65690 | Premium Energy Holdings | IPP | Haiwee Pumped Storage Project | CA | 66686 | HL003 | 250 | Hydroelectric Pumped Storage | WAT | PS | (P) Planned for installation, but regulatory approvals not initiated | 250
2028 | 7 | 65690 | Premium Energy Holdings | IPP | Haiwee Pumped Storage Project | CA | 66686 | HL004 | 250 | Hydroelectric Pumped Storage | WAT | PS | (P) Planned for installation, but regulatory approvals not initiated | 250
2028 | 7 | 65690 | Premium Energy Holdings | IPP | Intermountain Pumped Storage Project | UT | 66684 | HL001 | 250 | Hydroelectric Pumped Storage | WAT | PS | (P) Planned for installation, but regulatory approvals not initiated | 250
2028 | 7 | 65690 | Premium Energy Holdings | IPP | Intermountain Pumped Storage Project | UT | 66684 | HL002 | 250 | Hydroelectric Pumped Storage | WAT | PS | (P) Planned for installation, but regulatory approvals not initiated | 250
2028 | 7 | 65690 | Premium Energy Holdings | IPP | Intermountain Pumped Storage Project | UT | 66684 | HL003 | 250 | Hydroelectric Pumped Storage | WAT | PS | (P) Planned for installation, but regulatory approvals not initiated | 250
2028 | 7 | 65690 | Premium Energy Holdings | IPP | Intermountain Pumped Storage Project | UT | 66684 | HL004 | 250 | Hydroelectric Pumped Storage | WAT | PS | (P) Planned for installation, but regulatory approvals not initiated | 250
2028 | 7 | 61906 | Rye Development | IPP | Arkabutla Lake Hydroelectric Project | MS | 62402 | NA2 | 1.5 | Conventional Hydroelectric | WAT | HY | (P) Planned for installation, but regulatory approvals not initiated | 2.5
2028 | 7 | 61906 | Rye Development | IPP | Grays Landing L&D Hydroelectric Project | PA | 62388 | NA2 | 4.5 | Conventional Hydroelectric | WAT | HY | (P) Planned for installation, but regulatory approvals not initiated | 6
2028 | 7 | 61906 | Rye Development | IPP | Overton Hydroelectric Project | LA | 62391 | NA3 | 5.5 | Conventional Hydroelectric | WAT | HY | (P) Planned for installation, but regulatory approvals not initiated | 8.1
2028 | 7 | 61906 | Rye Development | IPP | Overton Hydroelectric Project | LA | 62391 | NA4 | 5.5 | Conventional Hydroelectric | WAT | HY | (P) Planned for installation, but regulatory approvals not initiated | 8.1
2028 | 8 | 61906 | Rye Development | IPP | Morgantown L&D Hydroelectric Project | WV | 62387 | NA1 | 1.5 | Conventional Hydroelectric | WAT | HY | (P) Planned for installation, but regulatory approvals not initiated | 2.5
2028 | 8 | 61906 | Rye Development | IPP | Opekiska L&D Hydroelectric Project | WV | 62386 | NA1 | 2 | Conventional Hydroelectric | WAT | HY | (P) Planned for installation, but regulatory approvals not initiated | 3
2028 | 8 | 61906 | Rye Development | IPP | Overton Hydroelectric Project | LA | 62391 | NA5 | 5.5 | Conventional Hydroelectric | WAT | HY | (P) Planned for installation, but regulatory approvals not initiated | 8.1
2028 | 8 | 61906 | Rye Development | IPP | Overton Hydroelectric Project | LA | 62391 | NA6 | 5.5 | Conventional Hydroelectric | WAT | HY | (P) Planned for installation, but regulatory approvals not initiated | 8.1
2028 | 9 | 61906 | Rye Development | IPP | Morgantown L&D Hydroelectric Project | WV | 62387 | NA2 | 1.5 | Conventional Hydroelectric | WAT | HY | (P) Planned for installation, but regulatory approvals not initiated | 2.5
2028 | 9 | 61906 | Rye Development | IPP | Opekiska L&D Hydroelectric Project | WV | 62386 | NA2 | 2 | Conventional Hydroelectric | WAT | HY | (P) Planned for installation, but regulatory approvals not initiated | 3
2028 | 10 | 63289 | Key Capture Energy | IPP | KCE CT 1, LLC | CT | 66879 | CT1 | 105 | Batteries | MWH | BA | (P) Planned for installation, but regulatory approvals not initiated | 105
2028 | 10 | 61906 | Rye Development | IPP | Beverly L&D Hydroelectric Project | OH | 62403 | NA1 | 1.2 | Conventional Hydroelectric | WAT | HY | (P) Planned for installation, but regulatory approvals not initiated | 1.5
2028 | 10 | 61906 | Rye Development | IPP | Devola L&D Hydroelectric Project | OH | 62435 | NA1 | 1 | Conventional Hydroelectric | WAT | HY | (P) Planned for installation, but regulatory approvals not initiated | 2
2028 | 10 | 61906 | Rye Development | IPP | Enid Lake Hydroelectric Project | MS | 62432 | NA1 | 1.5 | Conventional Hydroelectric | WAT | HY | (P) Planned for installation, but regulatory approvals not initiated | 2.5
2028 | 10 | 61906 | Rye Development | IPP | KY No. 11 L&D Hydroelectric Project | KY | 62390 | NA1 | 0.3 | Conventional Hydroelectric | WAT | HY | (P) Planned for installation, but regulatory approvals not initiated | 0.5
2028 | 10 | 61906 | Rye Development | IPP | Lowell L&D Hydroelectric Project | OH | 62429 | NA1 | 2 | Conventional Hydroelectric | WAT | HY | (P) Planned for installation, but regulatory approvals not initiated | 2.5
2028 | 10 | 61906 | Rye Development | IPP | Monongahela L&D4 Hydroelectric Project | PA | 62404 | NA1 | 4.5 | Conventional Hydroelectric | WAT | HY | (P) Planned for installation, but regulatory approvals not initiated | 6
2028 | 10 | 61906 | Rye Development | IPP | Montgomery L&D Hydroelectric Project | PA | 62400 | NA1 | 5.5 | Conventional Hydroelectric | WAT | HY | (P) Planned for installation, but regulatory approvals not initiated | 6.8
2028 | 10 | 61906 | Rye Development | IPP | Philo L&D Hydroelectric Project | OH | 62427 | NA1 | 1.2 | Conventional Hydroelectric | WAT | HY | (P) Planned for installation, but regulatory approvals not initiated | 1.5
2028 | 10 | 61906 | Rye Development | IPP | Rokeby L&D Hydroelectric Project | OH | 62426 | NA1 | 1.5 | Conventional Hydroelectric | WAT | HY | (P) Planned for installation, but regulatory approvals not initiated | 2
2028 | 10 | 61906 | Rye Development | IPP | Sardis Lake Hydroelectric Project | MS | 62425 | NA1 | 5.5 | Conventional Hydroelectric | WAT | HY | (P) Planned for installation, but regulatory approvals not initiated | 7.5
2028 | 11 | 61906 | Rye Development | IPP | Beverly L&D Hydroelectric Project | OH | 62403 | NA2 | 1.2 | Conventional Hydroelectric | WAT | HY | (P) Planned for installation, but regulatory approvals not initiated | 1.5
2028 | 11 | 61906 | Rye Development | IPP | Devola L&D Hydroelectric Project | OH | 62435 | NA2 | 1 | Conventional Hydroelectric | WAT | HY | (P) Planned for installation, but regulatory approvals not initiated | 2
2028 | 11 | 61906 | Rye Development | IPP | Enid Lake Hydroelectric Project | MS | 62432 | NA2 | 1.5 | Conventional Hydroelectric | WAT | HY | (P) Planned for installation, but regulatory approvals not initiated | 2.5
2028 | 11 | 61906 | Rye Development | IPP | KY No. 11 L&D Hydroelectric Project | KY | 62390 | NA2 | 0.3 | Conventional Hydroelectric | WAT | HY | (P) Planned for installation, but regulatory approvals not initiated | 0.5
2028 | 11 | 61906 | Rye Development | IPP | KY No. 11 L&D Hydroelectric Project | KY | 62390 | NA3 | 0.3 | Conventional Hydroelectric | WAT | HY | (P) Planned for installation, but regulatory approvals not initiated | 0.5
2028 | 11 | 61906 | Rye Development | IPP | KY No. 11 L&D Hydroelectric Project | KY | 62390 | NA4 | 0.3 | Conventional Hydroelectric | WAT | HY | (P) Planned for installation, but regulatory approvals not initiated | 0.5
2028 | 11 | 61906 | Rye Development | IPP | KY No. 11 L&D Hydroelectric Project | KY | 62390 | NA5 | 0.3 | Conventional Hydroelectric | WAT | HY | (P) Planned for installation, but regulatory approvals not initiated | 0.5
2028 | 11 | 61906 | Rye Development | IPP | Lowell L&D Hydroelectric Project | OH | 62429 | NA2 | 2 | Conventional Hydroelectric | WAT | HY | (P) Planned for installation, but regulatory approvals not initiated | 2.5
2028 | 11 | 61906 | Rye Development | IPP | Malta L&D Hydroelectric Project | OH | 62428 | NA1 | 1 | Conventional Hydroelectric | WAT | HY | (P) Planned for installation, but regulatory approvals not initiated | 2
2028 | 11 | 61906 | Rye Development | IPP | Malta L&D Hydroelectric Project | OH | 62428 | NA2 | 1 | Conventional Hydroelectric | WAT | HY | (P) Planned for installation, but regulatory approvals not initiated | 2
2028 | 11 | 61906 | Rye Development | IPP | Maxwell L&D Hydroelectric Project | PA | 62385 | NA1 | 4.5 | Conventional Hydroelectric | WAT | HY | (P) Planned for installation, but regulatory approvals not initiated | 6
2028 | 11 | 61906 | Rye Development | IPP | Monongahela L&D4 Hydroelectric Project | PA | 62404 | NA2 | 4.5 | Conventional Hydroelectric | WAT | HY | (P) Planned for installation, but regulatory approvals not initiated | 6
2028 | 11 | 61906 | Rye Development | IPP | Montgomery L&D Hydroelectric Project | PA | 62400 | NA2 | 5.5 | Conventional Hydroelectric | WAT | HY | (P) Planned for installation, but regulatory approvals not initiated | 6.8
2028 | 11 | 61906 | Rye Development | IPP | Philo L&D Hydroelectric Project | OH | 62427 | NA2 | 1.2 | Conventional Hydroelectric | WAT | HY | (P) Planned for installation, but regulatory approvals not initiated | 1.5
2028 | 11 | 61906 | Rye Development | IPP | Point Marion L&D Hydroelectric Project | PA | 62384 | NA1 | 1.5 | Conventional Hydroelectric | WAT | HY | (P) Planned for installation, but regulatory approvals not initiated | 2.5
2028 | 11 | 61906 | Rye Development | IPP | Rokeby L&D Hydroelectric Project | OH | 62426 | NA2 | 1.5 | Conventional Hydroelectric | WAT | HY | (P) Planned for installation, but regulatory approvals not initiated | 2
2028 | 11 | 61906 | Rye Development | IPP | Sardis Lake Hydroelectric Project | MS | 62425 | NA2 | 5.5 | Conventional Hydroelectric | WAT | HY | (P) Planned for installation, but regulatory approvals not initiated | 7.5
2028 | 12 | 64246 | 99MT 8me, LLC | IPP | Sienna Solar Farm | CA | 64632 | 99MTB | 200 | Batteries | MWH | BA | (P) Planned for installation, but regulatory approvals not initiated | 200
2028 | 12 | 61817 | Collard Holdings, LLC | IPP | Collard Holdings Solar | NC | 62317 | PV | 10 | Solar Photovoltaic | SUN | PV | (L) Regulatory approvals pending. Not under construction | 10
2028 | 12 | 58842 | Power Company of Wyoming LLC | IPP | Chokecherry and Sierra Madre Wind | WY | 58987 | II-A | 750 | Onshore Wind Turbine | WND | WT | (U) Under construction, less than or equal to 50 percent complete | 750
2028 | 12 | 61784 | Rolling Upland Wind Farm LLC | IPP | Rolling Upland Wind Farm LLC | NY | 62262 | GEN1 | 71.4 | Onshore Wind Turbine | WND | WT | (P) Planned for installation, but regulatory approvals not initiated | 71.4
2028 | 12 | 61906 | Rye Development | IPP | Maxwell L&D Hydroelectric Project | PA | 62385 | NA2 | 4.5 | Conventional Hydroelectric | WAT | HY | (P) Planned for installation, but regulatory approvals not initiated | 6
2028 | 12 | 61906 | Rye Development | IPP | Montgomery L&D Hydroelectric Project | PA | 62400 | NA3 | 5.5 | Conventional Hydroelectric | WAT | HY | (P) Planned for installation, but regulatory approvals not initiated | 6.8
2028 | 12 | 61906 | Rye Development | IPP | Point Marion L&D Hydroelectric Project | PA | 62384 | NA2 | 1.5 | Conventional Hydroelectric | WAT | HY | (P) Planned for installation, but regulatory approvals not initiated | 2.5
2029 | 12 | 63448 | Aiya Solar CEI, LLC | IPP | Aiya Solar Project | NV | 59869 | GEN01 | 100 | Solar Photovoltaic | SUN | PV | (P) Planned for installation, but regulatory approvals not initiated | 100
2029 | 12 | 58842 | Power Company of Wyoming LLC | IPP | Chokecherry and Sierra Madre Wind | WY | 58987 | II-B | 750 | Onshore Wind Turbine | WND | WT | (U) Under construction, less than or equal to 50 percent complete | 750
2030 | 1 | 55983 | Luminant Generation Company LLC | IPP | Alira | TX | 63193 | UNIT1 | 222.8 | Solar Photovoltaic | SUN | PV | (L) Regulatory approvals pending. Not under construction | 222.8
NOTES: Capacity from facilities with a total generator nameplate capacity less than 1 MW are excluded from this table. Entity ID and Plant ID are official, unique identification numbers assigned by EIA; Generator IDs are assigned by plant owners and/or operators. Descriptions for the Energy Source Codes and the Prime Mover Codes listed in the table can be found in the Technical Notes. Sources: U.S. Energy Information Administration, Form EIA-860, 'Annual Electric Generator Report' and Form EIA-860M, 'Monthly Update to the Annual Electric Generator Report.'